## engineerging data
ID | 대분류 | 소분류 | 제목 | 인덱스
| 1단계_정거장 - 복사본 | 1단계_정거장 - 복사본 | 005. T1001026-001 913정거장 CIRCUIT WIRING SYSTEM DIAGRAM_신설.dwg | KT¦ IP¦ G¦ D¦ C/R¦ T¦ 0¦ 0¦ 0¦ 0¦ 0¦ 0¦ 0¦ 0¦ 0¦ 0¦ CCTV¦ 광화상전송장치¦ MATRIX¦ RACK¦ TV 광수신기¦ DATA¦ M/D¦ E¦ Ports¦ T¦ &¦ (VOICE)¦ SUB ADM¦ TEL¦ SPCM¦ 전력사령¦ 통신사령¦ Data Line (전력)¦ Data Line¦ Data Line¦ Data Line¦ Data Line (AFC)¦ Data Line (통신)¦ Data Line (방재)¦ Data Line (운전)¦ P.A AMP¦ L¦ O¦ 배 선 반¦ 출입통제¦ 운전사령¦ E¦ T¦ L¦ O¦ Data Line (신호)¦ FXO/FXS¦ Ethernet Port¦ MULTI¦ COMM¦ EQUIP¦ FM광전송장치¦ 열차무선¦ O/F(SM) FM RADIO, 지상파DMB¦ 소방외부 무선통신 보조설비¦ 소방 무선통신 보조설비¦ 철거¦ 철거¦ 신호통신기계실¦ 신호통신기계실¦ 안전관리실¦ 소방외부 무선통신 보조설비¦ 경찰통신설비¦ O/F(SM) FM RADIO¦ POWER DISTRIBUTION¦ O/F(SM)¦ O/F(SM)¦ UPS¦ CCTV¦ 광화상전송장치¦ MATRIX¦ RACK¦ TV 광전송장치¦ 부모시계¦ 2호선 당산역 역무실¦ O/F(SM)¦ O/F(SM)¦ To: KT¦ M/D¦ KT¦ 전력사령¦ 신호사령¦ 방재사령¦ 통신사령¦ FAX¦ Data Line¦ Data Line¦ Data Line¦ Data Line (AFC)¦ Data Line (통신)¦ Data Line (방재)¦ Data Line (운전)¦ SMS¦ AGM¦ AAM¦ ATVM¦ IP¦ P.A AMP¦ G¦ CCTV¦ CONSOLE¦ 무선통신 보조설비¦ HFC-22D-FR¦ HFC-12D-FR¦ POWER LINE¦ T¦ x3¦ x4¦ x15 ¦ 인터폰¦ 모장치¦ 배 선 반¦ 출입통제¦ C/R¦ C/R¦ 운전사령¦ Data Line (신호)¦ Data Line¦ 열차무선 RRU¦ O/F(SM) 열차무선 / DU¦ Data Line¦ 소방외부¦ 대기실 (남,여)¦ 작업장 (전기)¦ 작업장 (통신/AFC)¦ 작업장 (신호)¦ 작업장 (건축/토목)¦ 창고 x 5¦ 승무대기실 (남)¦ 승무대기실 (여)¦ 승무원락카룸 (남,여)¦ 임대상가¦ 이동통신기계실¦ 용역원대기실¦ 편의점¦ 발매기실¦ 화장실 (남,여)¦ 장애자용화장실¦ 대합실¦ 공조기계실-1¦ 공조기계실-2¦ 전기실¦ 비상전원실¦ 지구대사무실¦ 지구대장실¦ 창고¦ 내무반¦ 발매기실¦ 화장실(남,여)¦ 장애자용화장실¦ 대합실¦ ELEV, 화장실, 승강장¦ Callphone¦ PSD실 (하선)¦ INT¦ x15¦ x22¦ x2¦ T¦ T¦ T¦ T¦ T¦ T¦ T¦ x2¦ x5¦ x2¦ x3¦ x2¦ x2¦ x2¦ x2¦ x2¦ x3¦ 승강장 INT¦ 작업장 (설비)¦ x8¦ 탈의실¦ 기능실 복도¦ 사무실¦ 지하1층¦ 지하2층¦ Data Line (전력)¦ INT¦ x3¦ x25¦ x2¦ x2¦ x2¦ T¦ T¦ C/R¦ C/R¦ x2¦ x2¦ x2¦ x8¦ x5¦ 지하1층 (대합실) x 43¦ 지하2층 (대합실) x 75¦ 지하3층 (승강장상선) x 18¦ G¦ G¦ G¦ G¦ 지하3층 (승강장상선) x 2¦ 지하3층 (승강장하선) x 2¦ 지하2층¦ (복합통신ANT)¦ 본선터널 (승강장) RFCL-42D-광대역¦ 본선터널 (승강장) RFCL-42D-광대역¦ D¦ 지하3층 (승강장하선) x 18¦ x2¦ 지하1층¦ (복합통신ANT)¦ x3¦ 지하3층 (승강장상선) x 4¦ 지하3층 (승강장하선) x 4¦ x3¦ 분소탈의실 (남,여)¦ 분소락카룸 (남,여)¦ x2¦ x2¦ 본선터널 (승강장) RFCL-42D-광대역¦ 본선터널 (승강장) RFCL-42D-광대역¦ D¦ IP¦ x2¦ 환급기¦ x2¦ x2¦ x4(환승)¦ x22(환승) ¦ 통신장치¦ IP MPLS¦ 역사백본¦ 시리얼 ¦ 거점노드백본¦ FXO/FXS¦ Ethernet¦ L3 Switch¦ O/F(SM) 관제¦ O/F(SM) 인접역¦ 신설¦ LTE-R¦ 신설¦ FM/DMB¦ 광전송장치¦ MULTI¦ COMM¦ EQUIP¦ 신호통신기계실¦ 신호통신기계실¦ 소방외부 무선통신 보조설비¦ 경찰통신설비¦ O/F(SM) FM RADIO¦ POWER DISTRIBUTION¦ O/F(SM)¦ O/F(SM)¦ UPS¦ CCTV¦ 광화상전송장치¦ MATRIX¦ RACK¦ TV 광전송장치¦ 부모시계¦ 2호선 당산역 역무실¦ O/F(SM)¦ O/F(SM)¦ To: KT¦ M/D¦ KT¦ 전력사령¦ 신호사령¦ 방재사령¦ 통신사령¦ FAX¦ Data Line¦ Data Line¦ Data Line¦ Data Line (AFC)¦ Data Line (통신)¦ Data Line (방재)¦ Data Line (운전)¦ SMS¦ AGM¦ AAM¦ IP¦ P.A AMP¦ G¦ CCTV¦ CONSOLE¦ 무선통신 보조설비¦ HFC-22D-FR¦ HFC-12D-FR¦ POWER LINE¦ T¦ x15 ¦ 인터폰¦ 모장치¦ 배 선 반¦ 출입통제¦ C/R¦ C/R¦ 운전사령¦ Data Line (신호)¦ Data Line¦ 열차무선 RRU¦ C¦ O/F(SM) 열차무선 / DU¦ Data Line¦ 소방외부¦ Data Line (전력)¦ x2¦ IP¦ x2¦ x4(환승)¦ x22(환승) ¦ 통신장치¦ IP MPLS¦ 역사백본¦ 시리얼 ¦ 거점노드백본¦ FXO/FXS¦ Ethernet¦ L3 Switch¦ O/F(SM) 관제¦ O/F(SM) 인접역¦ 신설¦ LTE-R¦ 신설¦ FM/DMB¦ 광전송장치¦ C¦ MULTI¦ COMM¦ EQUIP¦ OF-SM-8C(난연),FR-CV 3c/4.0㎟¦ UTP Cat. 5E4P¦ 승강장모니터(상선)¦ UTP Cat. 5E4P¦ OF-SM-8C(난연),FR-CV 3c/4.0㎟¦ 승강장모니터(하선)¦ OF-SM-8C(난연),FR-CV 3c/4.0㎟¦ OF-SM-8C(난연),FR-CV 3c/4.0㎟¦ 913정거장 CIRCUIT WIRING SYSTEM DIAGRAM / 신설¦ 913정거장 CIRCUIT WIRING SYSTEM DIAGRAM / 신설¦ S = NONE¦ NONE¦ 선유도¦ 당산¦ 국회의사당¦ T¦ 1¦ 0¦ 0¦ 1¦ 0¦ 2¦ 6¦ 0¦ 0¦ 1¦
| 1단계_정거장 - 복사본 | 1단계_정거장 - 복사본 | 035. T7005034-006 917정거장 CCTV,TDI,시계설비 지하1층 철거평면도 (2_2).dwg | {\C0;vmh}¦ CONSOLE¦ P¦ \A1;2,000¦ \A1;7,500¦ \A1;7,500¦ \A1;7,500¦ \A1;7,500¦ \A1;7,500¦ \A1;7,500¦ \A1;7,500¦ \A1;7,500¦ \A1;7,500¦ \A1;7,500¦ \A1;7,500¦ \A1;84,500¦ \A1;7,500¦ \A1;7,500¦ \A1;7,500¦ \A1;7,500¦ \A1;7,500¦ \A1;37,500¦ \A1;7,070¦ \A1;9,160¦ \A1;9,160¦ \A1;3,300¦ \A1;28,690¦ DN¦ L¦ L1¦ C/R¦ A¦ TRAY (300x100)¦ UTP Cat.5E 4Px4조 (CONSOLE)¦ UTP Cat.5E 25Px1조 (CONSOLE)¦ HIV 2.5㎟x2조 (CL POWER)(철거)¦ ECX 5C-2Vx20조 (CAMERA)(기존활용)¦ B¦ TRAY (300x100)¦ UTP Cat.5E 4Px4조 (CONSOLE)¦ UTP Cat.5E 25Px1조 (CONSOLE)¦ HIV 2.5㎟x2조 (CL POWER)(철거)¦ ECX 5C-2Vx15조 (CAMERA)(기존활용)¦ C¦ TRAY (300x100)¦ UTP Cat.5E 4Px4조 (CONSOLE)¦ UTP Cat.5E 25Px1조 (CONSOLE)¦ ECX 5C-2Vx10조 (CAMERA)(기존활용)¦ D¦ (16) HIV 2.5㎟x2조 (CL POWER)(철거)¦ E¦ (16) ECX 5C-2Vx1조 (CAMERA)(기존활용)¦ F¦ TRAY (300x100)¦ UTP Cat.5E 4Px4조 (CONSOLE)¦ UTP Cat.5E 25Px1조 (CONSOLE)¦ FR-CV 3C/4.0㎟x2조 (TDI POWER)¦ UL 2919-AMESB 24AWG 4Px2조 (TDI)¦ OF-MM-12Core(난연)x2조 (TDI)¦ G¦ TRAY (300x100)¦ UTP Cat.5E 4Px4조 (CONSOLE)¦ UTP Cat.5E 25Px1조 (CONSOLE)¦ FR-CV 3C/4.0㎟x2조 (TDI POWER)¦ UL 2919-AMESB 24AWG 4Px2조 (TDI)¦ UTP Cat.5E 4Px4조 (TDI)¦ H¦ TRAY (600x150)¦ FR-CV 3C/4.0㎟x2조 (TDI POWER)¦ UL 2919-AMESB 24AWG 4Px2조 (TDI)¦ OF-MM-12Core(난연)x2조 (TDI)¦ DOWN TO 지하 2층¦ J¦ TRAY (300x100)¦ ECX 5C-2Vx8조 (CAMERA)(기존활용)¦ K¦ (16) ECX 5C-2Vx1조 (CAMERA)(기존활용)¦ M¦ TRAY (300x100)¦ ECX 5C-2Vx5조 (CAMERA)(기존활용)¦ N¦ TRAY (300x100)¦ ECX 5C-2Vx1조 (CAMERA)(기존활용)¦ O¦ (28) ECX 5C-2Vx4조 (CAMERA)(기존활용)¦ L¦ TRAY (300x100)¦ ECX 5C-2Vx6조 (CAMERA)(기존활용)¦ KEY PLAN¦ X11¦ X12¦ X13¦ X14¦ X15¦ X16¦ X17¦ X18¦ X19¦ X20¦ X21¦ X22¦ X23¦ X24¦ X25¦ X26¦ X27¦ Y04¦ Y02¦ Y00¦ Y01¦ Y03¦ 안전관리실¦ 발매기실 2¦ 화장실 2 (PAID)¦ 공조기계실 2¦ 물탱크실¦ 환승통로¦ 대 합 실¦ DN¦ DN¦ 화장실 1 (FREE)¦ 국철노량진역과환승¦ 신축중인 건물과연결¦ 대합실(PAID)¦ UP¦ UP¦ 방범셔터¦ DN¦ 내부계단 3¦ 외부출입구 3¦ 외부출입구 2¦ 내부계단 2¦ UP¦ UP¦ 외부엘리베이터 1¦ 내부엘리베이터 1¦ 내부엘리베이터 2¦ 917 정거장 ¦ STA.18km111.750¦ MATCH LINE DWG No. "S1-TA-S17-DB-018-0"¦ 지상E/L¦ ELE-4¦ (16) ECX 5C-2Vx1조 (CAMERA)(기존활용)¦ DOWN TO 지하 1층 E/L¦ (16) ECX 5C-2Vx1조 (CAMERA)(기존활용)¦ (P18:200x200x100)¦ (P19:200x200x100)¦ (P16:200x200x100)¦ (P13:100x100x100)¦ (P12:200x200x100)¦ (P11:200x200x100)¦ ELE-6¦ ES-10¦ ELE-5¦ ES-9¦ ELE-3¦ ES-5¦ ES-6¦ (16) ECX 5C-2Vx1조 (CAMERA)(기존활용)¦ (16) ECX 5C-2Vx1조 (CAMERA)(기존활용)¦ (16) ECX 5C-2Vx1조 (CAMERA)(기존활용)¦ (28) ECX 5C-2Vx3조 (CAMERA)(기존활용)¦ (16) ECX 5C-2Vx1조 (CAMERA)(기존활용)¦ (16) ECX 5C-2Vx1조 (CAMERA)(기존활용)¦ (16) ECX 5C-2Vx1조 (CAMERA)(기존활용)¦ (16) ECX 5C-2Vx1조 (CAMERA)(기존활용)¦ UL 2919-AMESB 24AWG 4Px2조 (TDI)¦ FR-CV 3C/4.0㎟x2조 (TDI POWER)¦ UTP Cat.5E 4Px4조 (TDI)¦ TRAY (600x150)¦ DOWN TO 지하 2층¦ UTP Cat.5E 4Px4조 (TDI)¦ UL 2919-AMESB 24AWG 4Px2조 (TDI)¦ FR-CV 3C/4.0㎟x2조 (TDI POWER)¦ OF-MM-12Core(난연)x2조 (TDI)¦ (22) ECX 5C-2Vx2조 (CAMERA)(기존활용)¦ (28) ECX 5C-2Vx3조 (CAMERA)(기존활용)¦ (16) ECX 5C-2Vx1조 (CAMERA)(기존활용)¦ (16) ECX 5C-2Vx1조 (CAMERA)(기존활용)¦ A¦ C¦ B¦ D¦ E¦ F¦ G¦ H¦ J¦ L¦ M¦ N¦ T-2¦ AGM-3¦ ATVM-2¦ T-3¦ (P17:300x300x200)¦ C-2¦ O¦ (P14:200x200x100)¦ K¦ UP TO 지상 E/L¦ E¦ AGM-4¦ (P15:200x200x100)¦ (P20:200x200x100) ¦ (36) ECX 5C-2Vx5조 (CAMERA)(기존활용)¦ TRAY (300x100)¦ OF-MM-12Core(난연)x2조 (TDI)¦ UTP Cat.5E 4Px4조 (TDI)¦ UTP Cat.5E 4Px4조 (TDI)¦ OF-MM-12Core(난연)x2조 (TDI)¦ FR-CVVSB 10C/1.5㎟x1조 (PAN/TILT)(철거)¦ FR-CV 3C/4.0㎟x1조 (CA POWER)(철거)¦ FR-CVVSB 10C/1.5㎟x1조 (PAN/TILT)(철거)¦ FR-CV 3C/4.0㎟x1조 (CA POWER)(철거)¦ FR-CVVSB 10C/1.5㎟x1조 (PAN/TILT)(철거)¦ FR-CV 3C/4.0㎟x1조 (CA POWER)(철거)¦ FR-CVVSB 10C/1.5㎟x1조 (PAN/TILT)(철거)¦ FR-CV 3C/4.0㎟x1조 (CA POWER)(철거)¦ FR-CVVSB 10C/1.5㎟x1조 (PAN/TILT)(철거)¦ FR-CV 3C/4.0㎟x1조 (CA POWER)(철거)¦ FR-CVVSB 10C/1.5㎟x1조 (PAN/TILT)(철거)¦ FR-CV 3C/4.0㎟x1조 (CA POWER)(철거)¦ (36) FR-CVVSB 10C/1.5㎟x1조 (PAN/TILT)(철거)¦ (28) FR-CV 3C/4.0㎟x1조 (CA POWER)(철거)¦ FR-CV 3C/6.0㎟x1조 (LSE POWER)¦ FR-CV 3C/6.0㎟x1조 (LSE POWER)¦ FR-CV 3C/6.0㎟x1조 (LSE POWER)¦ FR-CV 3C/6.0㎟x1조 (LSE POWER)¦ FR-CV 3C/6.0㎟x1조 (LSE POWER)¦ (28) FR-CV 3C/4.0㎟x1조 (출입구게시기)(철거)¦ (16) UTP Cat 5E 4Px1조 (출입구게시기)(철거)¦ (28) FR-CV 3C/4.0㎟x1조 (출입구게시기)(철거)¦ (16) UTP Cat 5E 4Px1조 (출입구게시기)(철거)¦ (28) FR-CV 3C/4.0㎟x1조 (출입구게시기)(철거)¦ (16) UTP Cat 5E 4Px1조 (출입구게시기)(철거)¦ (28) FR-CV 3C/4.0㎟x1조 (출입구게시기)(철거)¦ (16) UTP Cat 5E 4Px1조 (출입구게시기)(철거)¦ P¦ P¦ TRAY (600x150)¦ UTP Cat.5E 4Px4조 (CONSOLE)¦ UTP Cat.5E 25Px1조 (CONSOLE)¦ FR-CV 3C/4.0㎟x2조 (TDI POWER)¦ UL 2919-AMESB 24AWG 4Px2조 (TDI)¦ OF-MM-12Core(난연)x2조 (TDI)¦ DOWN TO 안전관리실 ACCSEE FLOOR¦ UTP Cat.5E 4Px4조 (TDI)¦ FR-CV 3C/6.0㎟x1조 (LSE POWER)¦ E¦ FR-CV 3C/4.0㎟x1조 (출입구게시기)(철거)¦ UTP Cat 5E 4Px1조 (출입구게시기)(철거)¦ FR-CV 3C/4.0㎟x1조 (출입구게시기)(철거)¦ UTP Cat 5E 4Px2조 (출입구게시기)(철거)¦ FR-CV 3C/4.0㎟x1조 (출입구게시기)(철거)¦ UTP Cat 5E 4Px2조 (출입구게시기)(철거)¦ FR-CV 3C/4.0㎟x1조 (출입구게시기)(철거)¦ UTP Cat 5E 4Px2조 (출입구게시기)(철거)¦ FR-CV 3C/4.0㎟x3조 (출입구게시기)(철거)¦ UTP Cat 5E 4Px6조 (출입구게시기)(철거)¦ FR-CV 3C/4.0㎟x3조 (출입구게시기)(철거)¦ UTP Cat 5E 4Px6조 (출입구게시기)(철거)¦ FR-CV 3C/4.0㎟x2조 (출입구게시기)(철거)¦ UTP Cat 5E 4Px4조 (출입구게시기)(철거)¦ FR-CV 3C/4.0㎟x2조 (출입구게시기)(철거)¦ UTP Cat 5E 4Px4조 (출입구게시기)(철거)¦ FR-CV 3C/4.0㎟x2조 (출입구게시기)(철거)¦ UTP Cat 5E 4Px4조 (출입구게시기)(철거)¦ 임대상가2¦ 임대상가1¦ Q¦ Q¦ (철거)¦ J-1¦ R¦ R¦ R¦ (16) UTP Cat.5E 4Px2조 (대합실게시기)(철거)¦ (28) FR-CV 3C/4.0㎟x1조 (대합실게시기 POWER)(기존활용)¦ UTP Cat.5E 4Px4조 (대합실게시기)(철거)¦ FR-CV 3C/4.0㎟x1조 (대합실게시기 POWER)(기존활용)¦ UTP Cat.5E 4Px4조 (대합실게시기)(철거)¦ FR-CV 3C/4.0㎟x1조 (대합실게시기 POWER)(기존활용)¦ UTP Cat.5E 4Px4조 (대합실게시기)(철거)¦ FR-CV 3C/4.0㎟x1조 (대합실게시기 POWER)(기존활용)¦ UTP Cat.5E 4Px4조 (대합실게시기)(철거)¦ FR-CV 3C/4.0㎟x1조 (대합실게시기 POWER)(기존활용)¦ UTP Cat.5E 4Px8조 (대합실게시기)(철거)¦ FR-CV 3C/4.0㎟x2조 (대합실게시기 POWER)(기존활용)¦ UTP Cat.5E 4Px8조 (대합실게시기)(철거)¦ FR-CV 3C/4.0㎟x2조 (대합실게시기 POWER)(기존활용)¦ UTP Cat.5E 4Px8조 (대합실게시기)(철거)¦ FR-CV 3C/4.0㎟x2조 (대합실게시기 POWER)(기존활용)¦ J-1¦ TRAY (300x100)¦ ECX 5C-2Vx8조 (CAMERA)(기존활용)¦ FR-CVVSB 10C/1.5㎟x1조 (PAN/TILT)(철거)¦ FR-CV 3C/4.0㎟x1조 (CA POWER)(철거)¦ FR-CV 3C/4.0㎟x1조 (출입구게시기)(철거)¦ UTP Cat 5E 4Px2조 (출입구게시기)(철거)¦ (철거)¦ (철거)¦ HIV 1.5㎟x4조 (CLOCK)(철거)¦ HIV 1.5㎟x4조 (CLOCK)(철거)¦ HIV 1.5㎟x2조 (CLOCK)(철거)¦ (16) HIV 1.5㎟x2조 (CLOCK)(철거)¦ HIV 1.5㎟x2조 (CLOCK)(철거)¦ I¦ (16) HIV 1.5㎟x2조 (CLOCK)(철거)¦ (16) HIV 1.5㎟x2조 (CLOCK)(철거)¦ I¦ L=0.2M¦ (철거)¦ 지하철 917정거장¦ 샛강¦ 노량진¦ 노들¦ 1/400¦ S = 1 / 400¦ 917정거장 CCTV,TDI,시계설비 지하1층 철거평면도(2/2)¦ 917정거장 CCTV,TDI,시계설비 지하1층¦ 철거평면도(2/2)¦ T¦ 7¦ 0¦ 0¦ 5¦ 0¦ 3¦ 4¦ 0¦ 0¦ 6¦ CCTV(기존동축활용)¦ P¦
| 1단계_정거장 - 복사본 | 1단계_정거장 - 복사본 | 049. T7005034-006 913정거장 CCTV,TDI,시계설비 지하3층 신설평면도 (1_2).dwg | G¦ P¦ \A1;7,500¦ \A1;81,370¦ \A1;49,122¦ \A1;130,492¦ \A1;7,500¦ \A1;7,500¦ \A1;7,500¦ \A1;7,500¦ \A1;7,500¦ \A1;7,500¦ \A1;7,500¦ \A1;5,000¦ \A1;7,500¦ \A1;7,500¦ \A1;7,500¦ \A1;7,500¦ \A1;7,500¦ \A1;7,500¦ \A1;4,122¦ \A1;5,000¦ \A1;7,500¦ \A1;21,370¦ \A1;6,750¦ \A1;7,800¦ \A1;6,820¦ TRAY (300x100)¦ UTP CAT.5E 25Px1조 (CONSOLE)¦ UTP CAT.5E 4Px4조 (CONSOLE)¦ FR-CV 3C/6.0㎟x1조 (LSE POWER)¦ UTP Cat.5E 4Px2조 (CL POWER)(신설)¦ F-CV 3C/2.5㎟x1조 (공간화상)(기존활용)¦ OF- SM-4Cx1조 (공간화상)(기존활용)¦ UTP Cat.5E4Px15조 (CAMERA)(신설)¦ OF-SM-8C(난연)x10조(신설) ¦ FR-CV 3C/4.0㎟x10조(신설) ¦ OF-SM-8C(난연)x2조(승강장모니터)(신설) ¦ FR-CV 3C/4.0㎟x2조(승강장모니터)(신설) ¦ MATCH LINE DWG No. "S1-TA-S13-DB-029-0"¦ A¦ B¦ C¦ DOWN TO 승강장 바닥¦ TRAY (900x150)¦ KEY PLAN¦ E¦ D¦ X13¦ X14¦ X15¦ X16¦ X17¦ X18¦ X19¦ X20¦ X21¦ X22¦ X23¦ X24¦ X25¦ X26¦ X27¦ X28¦ X29¦ X30¦ Y00¦ Y02¦ Y05¦ Y07¦ Y01¦ Y03¦ Y06¦ Y04¦ 배수펌프실¦ 정화조¦ 승강장¦ 창고¦ 내부계단3¦ ELE-11¦ (P36:200x200x100)¦ (P37:300x300x200)¦ C¦ A¦ (P35:100x100x100)¦ B¦ P-1¦ P-3¦ D¦ E¦ NOTE¦ 1. 광케이블, 전원/접지케이블 (OF-SM-4Core, CV 3C/2.5㎟)¦ 3. 승강장 ANT설치위치: 열차 진행방향 정거장 시종점부에 설치¦ 2. 광케이블, 전원/접지케이블 (OF-SM-8Core, CV 3C/2.5㎟)¦ vmh¦ vmh¦ vmh¦ UP TO 지하2층¦ TRAY (900x150)¦ TRAY (300x100)¦ (16) UTP Cat.5E4Px1조 (CAMERA)¦ (16) OF-SM-8C(난연)x4조(CAMERA) ¦ (16) FR-CV 3C/4.0㎟x4조(CAMERA) ¦ (16) OF-SM-8C(난연)x1조(CAMERA) ¦ (16) FR-CV 3C/4.0㎟x1조(CAMERA) ¦ (16) OF-SM-8C(난연)x1조(CAMERA) ¦ (16) FR-CV 3C/4.0㎟x1조(CAMERA) ¦ (16) OF-SM-8C(난연)x1조(CAMERA) ¦ (16) FR-CV 3C/4.0㎟x1조(CAMERA) ¦ OF-SM-8C(난연)x5조(CAMERA) ¦ FR-CV 3C/4.0㎟x5조(CAMERA) ¦ OF-SM-8C(난연)x5조(CAMERA) ¦ FR-CV 3C/4.0㎟x5조(CAMERA) ¦ (36) OF-SM-8C(난연)x4조(CAMERA) ¦ (36) FR-CV 3C/4.0㎟x4조(CAMERA) ¦ (28) OF-SM-8C(난연)x2조(CAMERA) ¦ (28) FR-CV 3C/4.0㎟x2조(CAMERA) ¦ (16) OF-SM-8Core(난연)x1조 (모니터)(신설)¦ (28) FR-CV 3C/4.0㎟x1조 (모니터POWER)(신설) ¦ (16) OF-SM-8Core(난연)x1조 (모니터)(신설)¦ (28) FR-CV 3C/4.0㎟x1조 (모니터POWER)(신설) ¦ (16) OF-SM-8Core(난연)x1조 (모니터)(신설)¦ (28) FR-CV 3C/4.0㎟x1조 (모니터POWER)(신설) ¦ 모니터¦ 상행 승강장¦ (16) OF-SM-8Core(난연)x1조 (모니터)(신설)¦ (28) FR-CV 3C/4.0㎟x1조 (모니터POWER)(신설) ¦ (16) OF-SM-8Core(난연)x2조 (모니터)(신설)¦ (28) FR-CV 3C/4.0㎟x2조 (모니터POWER)(신설) ¦ OF-SM-8Core(난연)x2조 (모니터)(신설)¦ FR-CV 3C/4.0㎟x2조 (모니터POWER)(신설) ¦ (16) UL 2919-AMESB 24AWG 4Px1조 (TDI)(기존활용)¦ (16) UTP Cat.5E 4Px2조 (TDI)(기존활용)¦ (28) FR-CV 3C/4.0㎟x1조 (TDI POWER)(기존활용)¦ (16) UL 2919-AMESB 24AWG 4Px1조 (TDI)(기존활용)¦ (16) UTP Cat.5E 4Px2조 (TDI)(기존활용)¦ (28) FR-CV 3C/4.0㎟x1조 (TDI POWER)(기존활용)¦ (16) UL 2919-AMESB 24AWG 4Px1조 (TDI)(기존활용)¦ (16) UTP Cat.5E 4Px2조 (TDI)(기존활용)¦ (28) FR-CV 3C/4.0㎟x1조 (TDI POWER)(기존활용)¦ (28) OF-MM-12Core(난연)x1조 (TDI)(기존활용)¦ (28) OF-MM-12Core(난연)x1조 (TDI)(기존활용)¦ (28) OF-MM-12Core(난연)x1조 (TDI)(기존활용)¦ (16) UL 2919-AMESB 24AWG 4Px1조 (TDI)(기존활용)¦ (16) UTP Cat.5E 4Px2조 (TDI)(기존활용)¦ (28) FR-CV 3C/4.0㎟x1조 (TDI POWER)(기존활용)¦ (28) OF-MM-12Core(난연)x1조 (TDI)(기존활용)¦ (16) UL 2919-AMESB 24AWG 4Px1조 (TDI)(기존활용)¦ (16) UTP Cat.5E 4Px2조 (TDI)(기존활용)¦ (28) FR-CV 3C/4.0㎟x1조 (TDI POWER)(기존활용)¦ (28) OF-MM-12Core(난연)x1조 (TDI)(기존활용)¦ 지하철 913정거장¦ 선유도¦ 당산¦ 국회의사당¦ 1/400¦ S = 1 / 400¦ 913정거장 CCTV,TDI,시계설비 지하3층 신설평면도(1/2)¦ 913정거장 CCTV,TDI,시계설비 지하3층¦ 신설평면도(1/2)¦ T¦ 7¦ 0¦ 0¦ 5¦ 0¦ 3¦ 4¦ 0¦ 0¦ 6¦ CCTV(기존동축활용)¦ P¦
| 1단계_정거장 - 복사본 | 1단계_정거장 - 복사본 | 060. T9103038-013 PIPING 상세도 (2_3).dwg | \A1;200¦ -¦ T¦ 0¦ 0¦ 0¦ 0¦ 0¦ 0¦ 0¦ 0¦ 0¦ 0¦ 공통¦ PULL BOX 하로 연결¦ PULL BOX 뒤로 연결¦ PULL BOX +형 연결¦ PULL BOX¦ PULL BOX¦ PULL BOX¦ 1,500¦ PULL BOX 설치 상세도¦ PULL BOX 직선연결¦ PULL BOX 앞으로 연결¦ PULL BOX¦ PULL BOX¦ 새들¦ 크램프¦ 후강전선관¦ PULL BOX¦ (1/4"x55)¦ 앙카볼트¦ 50¦ (41x25x2.3t)¦ C형 찬넬¦ 500¦ 400¦ 50¦ UP TO DOWN 배관¦ PIPE¦ BOLT HOLE¦ CHANNEL¦ CLAMP¦ 후강 전선관¦ DETAIL "C"¦ 30¦ DETAIL "A"¦ 2단 배관 설치도¦ DETAIL "B"¦ 300¦ 240¦ 30¦ DETAIL "A"¦ 1단 배관 설치도¦ 30¦ 300¦ 240¦ 30¦ PVC 전선관¦ (41x25x2.3t)¦ 전산볼트¦ (3/8" x 1,000)¦ DETAIL "C"¦ (41x25x2.3t)¦ C형 찬넬¦ 와샤¦ 3/8"너 트¦ C형 찬넬¦ DETAIL "B"¦ 전산볼트¦ (3/8"x1,000)¦ 셋트앙카¦ (3/8")¦ DETAIL "A"¦ 사각와샤¦ 평와샤¦ 너트¦ (3/8"x1,000)¦ 전산볼트¦ 사각와샤¦ 평와샤¦ 너트¦ 연결너트¦ 어스본드¦ PIPING 상세도 (2/3)¦ PIPING 상세도 (2/3)¦ S = NONE¦ NONE¦ T¦ 9¦ 1¦ 0¦ 3¦ 0¦ 3¦ 8¦ 0¦ 1¦ 3¦ \A1;25¦ \A1;25¦
| 1단계_정거장 - 복사본 | 1단계_정거장 - 복사본 | 061. T7005034-018 902정거장 CCTV,TDI,시계설비 지하2층철거평면도(3-3).dwg | INT¦ KEY PLAN¦ 1. 일반교환기에 수용된 전화기는 IP전화기로 교체한다.¦ NOTE¦ 2. 콜폰, E/L폰, 승강장 비상통화장치도 교체한다.¦ 3. 전화 및 인터폰 구간의 배선배관은 기존활용한다.¦ 902정거장 CCTV,TDI,시계설비 지하1층 철거평면도(1/3)¦ 902정거장 CCTV,TDI,시계설비 지하1층 ¦ 철거평면도(1/3)¦ 13¦ X¦ 14¦ X¦ 15¦ X¦ X¦ 15¦ 26¦ X¦ 25¦ X¦ 24¦ X¦ 23¦ X¦ 22¦ X¦ 21¦ X¦ 20¦ X¦ 19¦ X¦ 18¦ X¦ 17¦ X¦ 16¦ X¦ 04¦ Y¦ Y¦ 03¦ Y¦ 02¦ Y¦ 01¦ Y¦ 00¦ DUCT(300X100)¦ DOWN TO 통신실¦ CV 3.5 /2CX2(C.POW)¦ 5C-2VX4(CCTV)¦ HIV 1.2X14(SP)¦ 5C-2VX16(CCTV)¦ CV 3.5 /2CX2(C.POW)¦ 5C-2VX4(MONITOR)¦ CPEV 5P/.65X2(M.CON)¦ CV 3.5 /2CX2(M.POW)¦ CPEV 5P/.65X2(KP)¦ UTP CAT.5 4PX4(TDI 정보)¦ CV 3.5 /2CX4(TDI POW)¦ UTP CAT.5 4PX3(INT)¦ IV 1.2X4(CL)(철거)¦ DOWN TO B2¦ VCT 2.0 /2CX2(KP POW)¦ (16)HIV1.2X2¦ (16)HIV1.2X3¦ (16)HIV1.2X5¦ 37800¦ 3600¦ 3430¦ 8840¦ 5800¦ 9020¦ 5590¦ 11790¦ 8150¦ 7500¦ 7500¦ 7500¦ 7500¦ 7500¦ 7500¦ 7500¦ 7500¦ 7500¦ 3750¦ 3750¦ 6725¦ 7500¦ 7500¦ 7500¦ 7500¦ 775¦ PS¦ PS¦ ES.DN¦ ES.UP¦ ES.DN¦ ES.UP¦ PS¦ DN¦ UP¦ DN¦ 상부장비반입구¦ AD¦ GTB¦ GTB¦ GIS 실¦ PS¦ AD¦ EPS¦ AT-2¦ AT-1¦ A¦ A¦ P¦ PB(400X400X300)¦ P¦ PB(400X400X300)¦ A¦ P¦ C¦ P¦ DOWN TO B3¦ F¦ T¦ PB(500X500X300)¦ DOWN TO 통신실¦ D¦ 접지단자함¦ 25P¦ PB(400X400X300)¦ (28)UTP CAT.5 25P(전기실)¦ 25P¦ PB(400X400X300)¦ C¦ (28)UTP CAT.5 25P(침실-여)¦ 50P¦ (36)UTP CAT.5 25PX2(신호기계실)¦ 2D¦ P¦ 25P¦ T¦ T¦ T¦ T¦ T¦ T¦ P¦ 상부장비반입구¦ GIS실¦ 창 고¦ CO2실¦ 전 기 실¦ 단권변압기실¦ 예비실¦ 신호기계실¦ 통신기계실¦ C¦ C¦ (16C)x2¦ (16C)¦ (22C)¦ C/R¦ C/R¦ (16C)¦ (22C)¦ P¦ UTP CAT.5 4Px4조(통신TRAY)¦ UTP CAT.5 4Px4조(통신TRAY)¦ (통신TRAY)OFMM 36CORE(50/125)x4조(FIDS)¦ (통신TRAY)UTP CAT.5 50Px2(FIDS)¦ (통신TRAY)OFMM 36CORE(50/125)x4조(FIDS)¦ (통신TRAY)UTP CAT.5 50Px2(FIDS)¦ UTP CAT.5 4Px4조(통신TRAY)¦ (통신TRAY)OFMM 36CORE(50/125)x4조(FIDS)¦ (통신TRAY)UTP CAT.5 50Px2(FIDS)¦ FR CVV-SB 1.5/10C(PAN/TILT);해외지급¦ CV 3.5/3C(PAN/TILT)¦ 5C-2V(PAN/TILT)¦ FR CVV-SB 1.5/10C(PAN/TILT);해외지급¦ CV 3.5/3C(PAN/TILT)¦ 5C-2V(PAN/TILT)¦ UTP CAT.4 4PX6(공철 역무실);DATA 회선¦ UTP CAT.4 4PX2(공철 운전지급실);DATA 회선¦ UTP CAT.4 4PX6(공철 역무실);DATA 회선¦ UTP CAT.4 4PX2(공철 운전지급실);DATA 회선¦ UTP CAT.4 4PX2(B3매표실);DATA 회선¦ UTP CAT.4 4PX2(B4매표실);DATA 회선¦ UTP CAT.4 25PX2(환승역간 직통전화)¦ UTP CAT.4 25PX2(환승역간 직통전화)¦ A¦ C¦ D¦ E¦ F¦ DUCT(600X100)¦ (철거)¦ (철거)¦ (철거)¦ (철거)¦ (철거)¦ (철거)¦ (철거)¦ 지하철 902정거장¦ 김포공항¦ 공항시장¦ 1/400¦ S = 1/400¦ 개화¦ 902정거장 CCTV,TDI,시계설비 지하2층 철거평면도(3/3)¦ 902정거장 CCTV,TDI,시계설비 지하2층 ¦ 철거평면도(3/3)¦ T¦ 7¦ 0¦ 0¦ 5¦ 0¦ 3¦ 4¦ 0¦ 1¦ 8¦ CCTV(기존동축활용)¦ P¦
| 1단계_정거장 - 복사본 | 1단계_정거장 - 복사본 | 034. T7005034-005 919정거장 CCTV,TDI,시계설비 지하1층 철거평면도 (1_2).dwg | {\C0;vmh}¦ ACU¦ CCTV¦ \A1;4,250¦ \A1;3,100¦ \A1;5,000¦ \A1;{\fHY울릉도M¦b0¦i0¦c129¦p50;5,000}¦ \A1;{\fHY울릉도M¦b0¦i0¦c129¦p50;5,000}¦ \A1;{\fHY울릉도M¦b0¦i0¦c129¦p50;5,000}¦ \A1;{\fHY울릉도M¦b0¦i0¦c129¦p50;5,000}¦ \A1;{\fHY울릉도M¦b0¦i0¦c129¦p50;5,000}¦ \A1;{\fHY울릉도M¦b0¦i0¦c129¦p50;5,000}¦ \A1;{\fHY울릉도M¦b0¦i0¦c129¦p50;5,000}¦ \A1;{\fHY울릉도M¦b0¦i0¦c129¦p50;5,000}¦ \A1;{\fHY울릉도M¦b0¦i0¦c129¦p50;5,000}¦ \A1;{\fHY울릉도M¦b0¦i0¦c129¦p50;5,000}¦ \A1;{\fHY울릉도M¦b0¦i0¦c129¦p50;5,000}¦ \A1;{\fHY울릉도M¦b0¦i0¦c129¦p50;5,000}¦ \A1;{\fHY울릉도M¦b0¦i0¦c129¦p50;5,000}¦ \A1;{\fHY울릉도M¦b0¦i0¦c129¦p50;5,000}¦ \A1;7,500¦ \A1;3,750¦ \A1;23,200¦ \A1;13,600¦ \A1;4,250¦ \A1;7,350¦ \A1;7,350¦ \A1;4,250¦ \A1;7,100¦ \A1;6,500¦ -¦ T¦ 0¦ 0¦ 0¦ 0¦ 0¦ 0¦ 0¦ 0¦ 0¦ 0¦ C/R¦ 각도 : 1.5˚¦ A¦ DOWN TO 지하 2층¦ FR-CV 3C/4.0㎟x2조 (TDI POWER)¦ UTP Cat.5E 4Px4조 (TDI)¦ UL 2919-AMESB 24AWG 4Px2조 (TDI)¦ ECX 5C-2Vx4조 (CAMERA)(기존활용)¦ TRAY (900x150)¦ B¦ DOWN TO 통신기계실 ACCESS FLOOR¦ FR-CV 3C/4.0㎟x2조 (CA POWER)(철거)¦ ECX 5C-2Vx32조 (CAMERA)(기존활용)¦ TRAY (600x150)¦ UTP Cat.5E 4Px4조 (CONSOLE)¦ HIV 2.5㎟x2조 (CL POWER)(철거)¦ FR-CVVSB 10C/1.5㎟x2조 (PAN TILT)(철거)¦ UTP Cat.5E 25Px1조 (CONSOLE)¦ C¦ TRAY (300x100)¦ FR-CV 3C/4.0㎟x2조 (TDI POWER)¦ OF-MM-12Core(난연)x2조 (TDI)¦ UL 2919-AMESB 24AWG 4Px2조 (TDI)¦ FR-CV 3C/4.0㎟x2조 (CA POWER)(철거)¦ ECX 5C-2Vx27조 (CAMERA)(기존활용)¦ UTP Cat.5E 4Px4조 (CONSOLE)¦ HIV 2.5㎟x2조 (CL POWER)(철거)¦ FR-CVVSB 10C/1.5㎟x2조 (PAN TILT)(철거)¦ UTP Cat.5E 25Px1조 (CONSOLE)¦ F¦ TRAY (300x100)¦ FR-CV 3C/4.0㎟x2조 (TDI POWER)¦ UTP Cat.5E 4Px4조 (TDI)¦ UL 2919-AMESB 24AWG 4Px2조 (TDI)¦ FR-CV 3C/4.0㎟x2조 (CA POWER)(철거)¦ ECX 5C-2Vx26조 (CAMERA)(기존활용)¦ UTP Cat.5E 4Px4조 (CONSOLE)¦ HIV 2.5㎟x2조 ( CL POWER)(철거)¦ FR-CVVSB 10C/1.5㎟x2조 (PAN TILT)(철거)¦ UTP Cat.5E 25Px1조 (CONSOLE)¦ G¦ (16) ECX 5C-2Vx1조 (CAMERA)(기존활용)¦ H¦ TRAY (300x100)¦ FR-CV 3C/4.0㎟x2조 (TDI POWER)¦ OF-MM-12Core(난연)x2조 (TDI)¦ UL 2919-AMESB 24AWG 4Px2조 (TDI)¦ ECX 5C-2Vx7조 (CAMERA)(기존활용)¦ I¦ TRAY (300x100)¦ FR-CV 3C/4.0㎟x2조 (TDI POWER)¦ OF-MM-12Core(난연)x2조 (TDI)¦ UL 2919-AMESB 24AWG 4Px2조 (TDI)¦ ECX 5C-2Vx5조 (CAMERA)(기존활용)¦ J¦ (36) FR-CVVSB 10C/1.5㎟x1조 (PAN TILT)(철거)¦ (28) FR-CV 3C/4.0㎟x1조 (CA POWER)(철거)¦ (28) ECX 5C-2Vx3조 (CAMERA)(기존활용)¦ K¦ (22) ECX 5C-2Vx2조 (CAMERA)(기존활용)¦ L¦ TRAY (300x100)¦ FR-CV 3C/4.0㎟x4조 (TDI POWER)¦ OF-MM-12Core(난연)x4조 (TDI)¦ UL 2919-AMESB 24AWG 4Px4조 (TDI)¦ ECX 5C-2Vx15조 (CAMERA)(기존활용)¦ UTP Cat.5E 4Px4조 (CONSOLE)¦ HIV 2.5㎟x2조 (CL POWER)(철거)¦ UTP Cat.5E 25Px1조 (CONSOLE)¦ M¦ (22) ECX 5C-2Vx2조 (CAMERA)(기존활용)¦ KEY PLAN¦ MATCH LINE DWG No. "S1-TA-S19-DB-018-0"¦ {\C0;VMT}¦ (16) ECX 5C-2Vx1조 (CAMERA)(기존활용)¦ UL 2919-AMESB 24AWG 4Px2조 (TDI)¦ FR-CV 3C/4.0㎟x2조 (TDI POWER)¦ UTP Cat.5E 4Px4조 (TDI)¦ ECX 5C-2Vx4조 (CAMERA)(기존활용)¦ DOWN TO 지하 2층¦ TRAY (900x150)¦ (P5:200x200x100)¦ (P6:200x200x100)¦ (P7:300x300x200)¦ (P8:200x200x100)¦ (P9:200x200x100)¦ (P4:200x200x100)¦ (12:200x200x100)¦ (P2:200x200x100)¦ ES-1¦ ELE-1¦ ELE-2¦ C-1¦ ES-3¦ COMM-1¦ B¦ A¦ C¦ F¦ H¦ I¦ J¦ K¦ L¦ M¦ ELEC-1¦ (16) ECX 5C-2Vx1조 (CAMERA)(기존활용)¦ (P3:200x200x100)¦ 비상전원실¦ 복 도¦ 용역원대기실 및용역창고¦ 통신기계실¦ 비품창고¦ CO2실¦ 공조기계실-1¦ 물탱크실¦ 전기실¦ 내부계단1¦ 내부계단4¦ 내부엘리베이터1¦ 내부엘리베이터2¦ DN¦ DN¦ 이동통신기계실¦ 용역창고¦ X15¦ X14¦ X13¦ X12¦ X11¦ X10¦ X09¦ X08¦ X07¦ X06¦ X05¦ X04¦ X03¦ X02¦ X01¦ X00¦ X-1¦ Y00¦ Y01¦ Y02¦ Y03¦ Y04¦ Y05¦ Y06¦ 86,250¦ OF-MM-12Core(난연)x2조 (TDI)¦ OF-MM-12Core(난연)x2조 (TDI)¦ UTP Cat.5E 4Px4조 (TDI)¦ OF-MM-12Core(난연)x2조 (TDI)¦ UTP Cat.5E 4Px8조 (TDI)¦ UTP Cat.5E 4Px4조 (TDI)¦ UTP Cat.5E 4Px4조 (TDI)¦ NOTE¦ 1. 광케이블, 전원/접지케이블 (OF-SM-4Core, CV 3C/2.5㎟)¦ 2. 승강장 ANT설치위치: 열차 진행방향 정거장 시종점부에 설치¦ 2. 광케이블, 전원/접지케이블 (OF-SM-8Core, CV 3C/2.5㎟)¦ OF-SM-4Cx1조 [공간화상)(철거)¦ F-CV 3C/2.5㎟x1조 (공간화상)(철거)¦ OF-SM-4Cx1조 [공간화상)(철거)¦ F-CV 3C/2.5㎟x1조 (공간화상)(철거)¦ OF-SM-4Cx1조 [공간화상)(철거)¦ F-CV 3C/2.5㎟x1조 (공간화상)(철거)¦ OF-SM-4Cx1조 [공간화상)(철거)¦ F-CV 3C/2.5㎟x1조 (공간화상)(철거)¦ OF-SM-4Cx2조 [공간화상)(철거)¦ F-CV 3C/2.5㎟x2조 (공간화상)(철거)¦ FR-CV 3C/6.0㎟x1조 (LSE POWER)¦ OF-SM-4Cx1조 [공간화상)(철거)¦ F-CV 3C/2.5㎟x1조 (공간화상)(철거)¦ FR-CV 3C/6.0㎟x1조 (LSE POWER)¦ OF-SM-4Cx1조 [공간화상)(철거)¦ F-CV 3C/2.5㎟x1조 (공간화상)(철거)¦ FR-CV 3C/6.0㎟x1조 (LSE POWER)¦ FR-CV 3C/6.0㎟x1조 (LSE POWER)¦ FR-CVVSB 10C/1.5㎟x1조 (PAN TILT)(철거)¦ FR-CV 3C/4.0㎟x1조 (CA POWER)(철거)¦ G¦ (철거)¦ HIV 1.5㎟x4조 (CLOCK)(철거)¦ HIV 1.5㎟x4조 (CLOCK)(철거)¦ D¦ (16) HIV 1.5㎟x4조 (CLOCK)(철거)¦ HIV 1.5㎟x4조 (CLOCK)(철거)¦ HIV 1.5㎟x4조 (CLOCK)(철거)¦ (16) HIV 1.5㎟x4조 (CLOCK)(철거)¦ (16) HIV 1.5㎟x4조 (CLOCK)(철거)¦ D¦ (철거)¦ (철거)¦ 지하철 919정거장¦ 노들¦ 중앙대입구¦ 동작¦ 1/400¦ S = 1 / 400¦ 919정거장 CCTV,TDI,시계설비 지하1층 철거평면도(1/2)¦ T¦ 7¦ 0¦ 0¦ 5¦ 0¦ 3¦ 4¦ 0¦ 0¦ 5¦ 919정거장 CCTV,TDI,시계설비 지하1층¦ 철거평면도(1/2)¦ CCTV(기존동축활용)¦ P¦
| 1단계_정거장 - 복사본 | 1단계_정거장 - 복사본 | 075. T7001034-029 검사고 구내통신설비 지하1층 철거평면도.dwg | \A1;10,000¦ \A1;10,000¦ \A1;10,000¦ \A1;10,000¦ \A1;10,000¦ \A1;10,000¦ \A1;10,000¦ \A1;10,000¦ \A1;10,000¦ \A1;10,000¦ \A1;10,000¦ \A1;10,000¦ \A1;10,000¦ \A1;140,000¦ \A1;15,000¦ \A1;65,000¦ \A1;50,000¦ \A1;8,000¦ \A1;7,000¦ M¦ PIT¦ PIT¦ PIT¦ UP¦ 계단실-1¦ 토목분야¦ 건축분야¦ X12¦ X14¦ X11¦ X10¦ X05¦ X04¦ X02¦ X03¦ X02¦ X01¦ X07¦ X06¦ X08¦ X13¦ X09¦ X00¦ YO0¦ YO1¦ YO2¦ CABLE TRAY (W:300)¦ FR-CV 2C/4㎟x1조 (TV전원)¦ OF-MM-4Corex15조 (외곽CA#1,2,3,4,5,6,14,15,¦ FR-CV 3C/6.0㎟x15조 (외곽CA#1,2,3,4,5,6,14,15,차량입환#1,2,¦ F/S(J.F) 0.65x50P(50%차폐)x1조 (모타카고)¦ FR-CVVSB 3C/2.5㎟x4조 (SP)¦ F/S(J.F) 0.65x25P(50%차폐)x1조 (변전소)¦ 차량입환#1,2,유치선#1,2,인상선#1,변전소,차체자동세척고 CA)¦ 유치선#1,2,인상선#1,변전소,차체자동세척고 CA POWER)¦ FR-CVVSB 6C/1.5㎟x2조 (변전소 출입통제)¦ 옥외공동구¦ CABLE TRAY (W:600)¦ UP TO 필터세척실¦ CABLE TRAY (W:600)¦ OF-SM-8Corex1조 (검사고 광S/W HUB)¦ OF-MM-4Corex4조 (주공장 CA)¦ FR-CV 3C/6.0㎟x4조 (주공장 CA POWER)¦ F/S(J.F) 0.65x100P(50%차폐)x1조 (검사고)¦ FR-CVVSB 20C/2.5㎟x1조 (검사고 방송)¦ MIC-SH 2C/0.75㎟x2조 (검사고 방송)¦ 10C-HFBTx1조 (검사고 TV)¦ FR-CVVSB 2C/2.5㎟x1조 (검사고 CLOCK)¦ OF-SM-4Corex1조 (열차무선)¦ SPIRAL SLEEVE(난연)28㎜x21조¦ OF-MM-4Corex12조 (차량입환#1,2,유치선#1,2,3,인상선#1,¦ 10C-HFBTx1조 (경비실(정문) CA)¦ FR-CV 3C/6.0㎟x13조 (차량입환#1,2,¦ 차량반입선#1,차체자동세척고,기취고,차륜전삭고,¦ 유치선#1,2,3,인상선#1,차량반입선#1,차체자동세척고,기취고,¦ 차륜전삭고,변전소,폐수처리장,경비실(정문) CA POWER)¦ 변전소,폐수처리장CA)¦ OF-SM-8Corex1조 (검사고 광S/W HUB)¦ OF-MM-4Corex4조 (주공장 CA)¦ FR-CV 3C/6.0㎟x4조 (주공장 CA POWER)¦ F/S(J.F) 0.65x100P(50%차폐)x1조 (검사고)¦ FR-CVVSB 20C/2.5㎟x1조 (검사고 방송)¦ MIC-SH 2C/0.75㎟x2조 (검사고 방송)¦ 10C-HFBTx1조 (검사고 TV)¦ FR-CVVSB 2C/2.5㎟x1조 (검사고 CLOCK)¦ OF-SM-4Corex1조 (열차무선)¦ SPIRAL SLEEVE(난연)28㎜x21조¦ OF-MM-4Corex12조 (차량입환#1,2,유치선#1,2,3,인상선#1,¦ 10C-HFBTx1조 (경비실(정문) CA)¦ FR-CV 3C/6.0㎟x13조 (차량입환#1,2,¦ 차량반입선#1,차체자동세척고,기취고,차륜전삭고,¦ 유치선#1,2,3,인상선#1,차량반입선#1,차체자동세척고,기취고,¦ 차륜전삭고,변전소,폐수처리장,경비실(정문) CA POWER)¦ 변전소,폐수처리장CA)¦ 검사고 구내통신설비 지하1층 철거평면도¦ S = 1/600¦ 1/600¦ 차량기지¦ 차량기지¦ 검사고 구내통신설비 지하1층 철거평면도¦ T¦ 7¦ 0¦ 0¦ 1¦ 0¦ 3¦ 4¦ 0¦ 2¦ 9¦ \A1;10,000¦
| 1단계_정거장 - 복사본 | 1단계_정거장 - 복사본 | 072. T9103038-023 출입구 및 환승통로 게시기 상세도.dwg | C/R¦ CONSOLE¦ ACU¦ CCTV¦ P¦ \A1;55¦ \A1;96¦ \A1;96¦ \A1;1536¦ \A1;55¦ \A1;90¦ \A1;90¦ \A1;1716¦ \A1;200¦ \A1;145¦ \A1;200%%p2¦ \A1;145¦ \A1;372¦ \A1;90¦ \A1;20¦ \A1;200¦ \A1;145¦ \A1;35¦ \A1;192¦ -¦ T¦ 0¦ 0¦ 0¦ 0¦ 0¦ 0¦ 0¦ 0¦ 0¦ 0¦ 공통¦ \A1;SUS,매미고리¦ \A1;SUPPORT PIPE¦ \A1;{\Fromand¦c129;%%C\fDotumChe¦b0¦i0¦c129¦p49;42}¦ SUS, 경첩¦ 1. 재질 :¦ 1) 전면도어 : 알루미늄 압출성형¦ 2) 케 이 스 : 1.6t 냉간압연강판¦ 2. LED 표출부 전면에 투명 아크릴 5t 부착¦ 3. VENTILATION HOLE 부분에 FILTER 부착¦ 4. 전면 도어와 케이스 사이에 고무패킹 부착¦ {\LFRONT VIEW}¦ {\LTOP VIEW}¦ {\LBOTTOM VIEW}¦ {\LRIGHT VIEW}¦ {\LLEFT VIEW}¦ SUS 매미고리¦ SUS 경첩¦ 알루미늄 압출성형¦ 96mm LED MODULE¦ VENTILATION HOLE¦ 120mm FAN¦ NOTE¦ 출입구 및 환승통로 게시기 상세도¦ 출입구 및 환승통로 게시기 상세도¦ NONE¦ 공통¦ T¦ 9¦ 1¦ 0¦ 3¦ 0¦ 3¦ 8¦ 0¦ 2¦ 3¦ P¦
| 1단계_정거장 - 복사본 | 1단계_정거장 - 복사본 | 038. T4009934-001 905정거장 종합무선중계설비 지하1층 평면도.dwg | H¦ C¦ 2D¦ -¦ T¦ 0¦ 0¦ 0¦ 0¦ 0¦ 0¦ 0¦ 0¦ 0¦ 0¦ \A1;5930¦ \A1;3900¦ \A1;12100¦ \A1;3900¦ \A1;5930¦ \A1;31760¦ \A1;7880¦ \A1;8000¦ \A1;8000¦ \A1;7880¦ \A1;165000¦ \A1;13700¦ \A1;151300¦ \A1;6850¦ \A1;6850¦ \A1;7500¦ \A1;7500¦ \A1;7500¦ \A1;7500¦ \A1;7500¦ \A1;7500¦ \A1;7500¦ \A1;7500¦ \A1;7500¦ \A1;7500¦ \A1;7500¦ \A1;7500¦ \A1;7500¦ \A1;7500¦ \A1;7500¦ \A1;7500¦ \A1;7500¦ \A1;7500¦ \A1;7500¦ \A1;4400¦ \A1;4400¦ DN¦ UP¦ UP¦ UP¦ UP¦ 공조기계실1¦ 대 합 실¦ 공조기계실2¦ 물탱크실¦ 화 장 실¦ E/V¦ E/V¦ E/V¦ DN¦ DN¦ DN¦ DN¦ DN¦ DN¦ DN¦ DN¦ DN¦ DN¦ DN¦ DN¦ UP¦ UP¦ UP¦ UP¦ 편 의 점¦ 발매기실¦ 용역¦ 이동통신기계실¦ 예 비 실¦ 기능실통로¦ 전 기 실¦ 비상전원실¦ CO2 실¦ 안전관리실¦ 신호통신기계실¦ 용역원대기실¦ 창고¦ 운전¦ 취급실¦ HFC-12D-FR (신설)¦ HFC-12D-FR (신설)¦ HFC-12D-FR (신설)¦ HFC-12D-FR (신설)¦ HFC-12D-FR (신설)¦ 3D¦ 3D¦ 2D¦ 2D¦ 2D¦ 2D¦ 3D¦ 2D¦ (54) SPARE (경찰통신)¦ (28) HFC-12D-FR (무선통신)¦ 수공¦ H¦ P¦ P¦ UTP Cat.5E 4Px1조(라디오송수신제어)¦ TRAY(900x150)¦ DOWN TO 지하2층¦ (16) UTP 4Px1조(라디오송수신제어)¦ (16) UTP 4Px1조(라디오송수신제어)¦ UTP Cat.5E 4Px2조(라디오송수신제어)¦ UTP Cat.5E 4Px1조(라디오송수신제어)¦ Y04¦ Y03¦ Y02¦ Y01¦ Y00¦ X07¦ X06¦ X05¦ X04¦ X03¦ X02¦ X01¦ X00¦ X15¦ X14¦ X13¦ X12¦ X11¦ X10¦ X09¦ X08¦ X23¦ X22¦ X21¦ X20¦ X19¦ X18¦ X17¦ X16¦ (54)x2 SPARE (이동통신기계실)¦ 2D¦ 2D¦ S = 1 / 600¦ 905정거장 열차무선설비 지하1층 평면도¦ C¦ (28) HFC-12D-FR (대합실 복합통신)¦ (P10:400x400x200)¦ (P9:400x400x200)¦ (P7:400x400x200)¦ (P8:400x400x200)¦ (P6:400x400x200)¦ (P3:100x100x100)¦ (P5:400x400x200)¦ (P4:400x400x200)¦ (54)x4 SPARE (이동통신기계실)¦ P¦ P¦ (54)x4 SPARE (이동통신기계실)¦ (28) HFC-12D-FR (대합실복합통신)¦ (28) HFC-12D-FR (콘솔내접속단자)¦ (28) HFC-12D-FR (무선통신)¦ (54) SPARE (경찰통신)¦ (28) HFC-12D-FR (대합실복합통신)¦ (28) HFC-12D-FR (콘솔내접속단자)¦ (54) SPARE (경찰통신)¦ (28) HFC-12D-FR (콘솔내접속단자)¦ 접속단자¦ TO: 콘솔내¦ P¦ P¦ TRAY(900x150)¦ HFC-22D-FR (승강장 복합통신)¦ DOWN TO 지하2층¦ HFC-12D-FR (대합실 복합통신)¦ TRAY(600x150)¦ DOWN TO 통신기계실 ACCESS FLOOR¦ HFC-12D-FR (무선통신)¦ HFC-12D-FR (콘솔내접속단자)¦ 종합무선중계장치¦ (28) HFC-12D-FR (대합실 복합통신)¦ P¦ P¦ P¦ P¦ (28) HFC-12D-FR (대합실 복합통신)¦ TO: 무선통신단자함¦ (28) HFC-12D-FR (무선통신)¦ HFC-12D-FR (DU용 GPS)¦ HFC-12D-FR (DU용 GPS)¦ HFC-12D-FR (DU용 GPS)¦ HFC-12D-FR (DU용 GPS)¦ 3D¦ 2D¦ 3D¦ 905정거장 열차무선설비 지하1층 평면도¦ 1/600¦ 신방화¦ 마곡나루¦ 양천향교¦ T¦ 4¦ 0¦ 0¦ 9¦ 9¦ 3¦ 4¦ 0¦ 0¦ 1¦ P¦
| 1단계_정거장 - 복사본 | 1단계_정거장 - 복사본 | 010. T1001026-006 914정거장 종합무선중계,열차무선설비 DIAGRAM.dwg | 기설역사내 종합무선 공중선¦ A¦ B¦ 당산¦ 국회의사당¦ 여의도¦ 3D¦ 콘솔내 접속단자¦ 안전관리실¦ B2¦ RFCL-42D-광대역¦ RFCL-42D-광대역¦ RFCL-42D-광대역¦ RFCL-42D-광대역¦ 강¦ 선¦ 널¦ 터¦ &¦ 본¦ 장¦ B3¦ 승¦ RFCL-42D-광대역¦ RFCL-42D-광대역¦ RFCL-42D-광대역¦ RFCL-42D-광대역¦ UTP Cat.5E 4Px1조¦ 라디오 송수신제어 ANTENNA¦ 공조기계실-2¦ B1¦ 무선호출 및¦ 이동전화 ANT.¦ (예비)¦ 경찰 C3 ANT.¦ (예비)¦ 이동전화 중계기¦ 무선호출 및¦ 경찰 무선중계기¦ 외부접속 단자함¦ 소방무선통신¦ 통신기계실 (종합무선중계설비)¦ D¦ 광전변환기¦ 광전송장치¦ 광커플러¦ FM¦ 중계장치¦ HFC-12D-FR¦ HFC-12D-FR¦ MIXER¦ COMBINER¦ COMBINER¦ HFC-12D-FR¦ 합¦ HFC-12D-FR¦ 복합통신 ANTENNA¦ 실¦ 콘솔내 접속단자¦ 안전관리실¦ 대¦ B2¦ HFC-12D-FR¦ 복합통신 ANTENNA¦ HFC-12D-FR¦ 이동통신기계실¦ RFCL-42D-광대역¦ RFCL-42D-광대역¦ RFCL-42D-광대역¦ RFCL-42D-광대역¦ NOTE¦ 심 볼¦ 명 칭¦ 역사시공¦ 본선시공¦ 장비사 공급분¦ 열차무선장치¦ From: 913정거장¦ OF-SM-1Core¦ To: 915정거장¦ OF-SM-1Core¦ From: 913정거장¦ OF-SM-1Core¦ c¦ 강¦ 선¦ 널¦ 터¦ &¦ 본¦ 장¦ B3¦ 승¦ HFC-22D-FR¦ RFCL-42D-광대역¦ RFCL-42D-광대역¦ RFCL-42D-광대역¦ RFCL-42D-광대역¦ HFC-22D-FR¦ UTP Cat.5E 4Px1조¦ 라디오 송수신제어 ANTENNA¦ UTP Cat.5E 4Px1조¦ 조¦ 복합통신 ANTENNA¦ 기¦ 공¦ B1¦ 복합통신 ANTENNA¦ HFC-12D-FR¦ 계¦ 실¦ 무선호출 및¦ 이동전화 ANT.¦ (예비)¦ 경찰 C3 ANT.¦ (예비)¦ 이동전화 중계기¦ 무선호출 및¦ 경찰 무선중계기¦ HFC-22D-FR¦ From: 934정거장¦ 외부접속 단자함¦ 소방무선통신¦ 통신기계실 (종합무선중계설비)¦ 광전변환기¦ 광전송장치¦ 광커플러¦ FM¦ 중계장치2¦ HFC-12D-FR¦ HFC-12D-FR¦ MIXER¦ COMBINER¦ D¦ HFC-12D-FR¦ 복합통신 ANTENNA¦ 콘솔내 접속단자¦ 역무관리실¦ OF-SM-1Core¦ HFC-12D-FR¦ 제2,3이동통신사업자기계실¦ 열차무선장치 (기지국,TRS)¦ OF-SM-1Core¦ c¦ To: 정거장¦ 복합통신안테나 및 콤바이너 철거전 주파수 대역 ¦ NOTE¦ RFCL-42D-광대역¦ RFCL-42D-광대역¦ To: 936정거장¦ OF-SM-1Core¦ B1¦ 복합통신 ANTENNA¦ 복합통신 ANTENNA¦ 복합통신 ANTENNA¦ 선¦ 터¦ 본¦ 널¦ RFCL-42D-광대역¦ RFCL-42D-광대역¦ B2¦ 전¦ 실¦ 변¦ 기¦ 실¦ 환¦ 합¦ 실¦ 대¦ 기¦ 실¦ 환¦ From: 934정거장¦ 광전변환기¦ 광전송장치¦ 광커플러¦ DMB¦ 중계장치2¦ OF-SM-1Core¦ To: 936정거장¦ OF-SM-1Core¦ 타사업분¦ RRU¦ I¦ Q¦ 본선터널¦ 철거¦ 신설¦ FM¦ 중계장치1¦ 2D¦ DMB¦ 중계장치1¦ MIXER¦ COMBINER¦ IP MPLS¦ OF-SM-2Core¦ 복합통신ANTENNA 철거 후 설치¦ RFCL-42D-광대역¦ RFCL-42D-광대역¦ RFCL-42D-광대역¦ RFCL-42D-광대역¦ : FM, DMB, TRS, 소방¦ : FM, DMB, TRS, 소방, LTE-R¦ 복합통신안테나 및 콤바이너 철거후 주파수 대역 ¦ LTE-R¦ 교체¦ 4¦ D¦ 1¦ D¦ 2¦ D¦ 3¦ 무선호출 및¦ 이동전화 ANT.¦ (예비)¦ 경찰 C3 ANT.¦ (예비)¦ 이동전화 중계기¦ 무선호출 및¦ 경찰 무선중계기¦ HFC-22D-FR¦ From: 913정거장¦ 외부접속 단자함¦ 소방무선통신¦ 통신기계실 (종합무선중계설비)¦ 광전변환기¦ 광전송장치¦ 광커플러¦ FM¦ 중계장치2¦ HFC-12D-FR¦ HFC-12D-FR¦ MIXER¦ COMBINER¦ D¦ HFC-12D-FR¦ OF-SM-1Core¦ HFC-12D-FR¦ 제2,3이동통신사업자기계실¦ 열차무선장치 (기지국,TRS)¦ OF-SM-1Core¦ c¦ To: 정거장¦ To: 915정거장¦ OF-SM-1Core¦ From: 913정거장¦ 광전변환기¦ 광전송장치¦ 광커플러¦ DMB¦ 중계장치2¦ OF-SM-1Core¦ To: 915정거장¦ OF-SM-1Core¦ RRU¦ 철거¦ 신설¦ FM¦ 중계장치1¦ 2D¦ DMB¦ 중계장치1¦ MIXER¦ COMBINER¦ IP MPLS¦ OF-SM-2Core¦ LTE-R¦ 4¦ D¦ 1¦ D¦ 2¦ D¦ 3¦ 3D¦ A¦ B¦ 철거후 직결¦ 3D¦ 공조기계실-2¦ 공조기계실-1¦ 공조기계실-1¦ 2D¦ 2D¦ 대합실¦ 2D¦ 대합실¦ 3D¦ 2D¦ 본선환기실¦ 본선환기실¦ 대합실¦ 3D¦ MCC¦ 2D¦ 환기실¦ 환기실¦ 환기실¦ 2D¦ 환기실¦ 3D¦ 전기실¦ 복도¦ 914정거장 종합무선중계,열차무선설비 DIAGRAM¦ 914정거장 종합무선중계,열차무선설비 DIAGRAM¦ S = NONE¦ NONE¦ T¦ 1¦ 0¦ 0¦ 1¦ 0¦ 2¦ 6¦ 0¦ 0¦ 6¦ 2D¦ -¦ T¦ 0¦ 0¦ 0¦ 0¦ 0¦ 0¦ 0¦ 0¦ 0¦ 0¦
| 1단계_정거장 - 복사본 | 1단계_정거장 - 복사본 | 038. T7005034-006 907정거장 CCTV,TDI,시계설비 지하1층 철거평면도 (1_3).dwg | CONSOLE¦ CCTV¦ \A1;7,500¦ \A1;7,500¦ \A1;7,500¦ \A1;5,000¦ \A1;5,000¦ \A1;5,000¦ \A1;85,000¦ \A1;2,500¦ \A1;2,500¦ \A1;5,000¦ \A1;5,000¦ \A1;2,500¦ \A1;5,000¦ \A1;5,000¦ \A1;5,000¦ \A1;5,000¦ \A1;5,000¦ \A1;5,000¦ \A1;27,800¦ \A1;13,900¦ \A1;13,900¦ L¦ (철거)¦ L1¦ C/R¦ MATCH LINE DWG No. "S1-TA-S07-DB-020-0"¦ C¦ (16) ECX 5C-2Vx1조 (CAMERA)(기존활용)¦ A¦ DOWN TO 안전관리실 ACCESS FLOOR¦ UTP Cat.5E 25Px1조 (CONSOLE)¦ TRAY (600x150)¦ FR-CV 3C/4.0㎟x8조 (TDI POWER)¦ UL 2919-AMESB 24AWG 4Px8조 (TDI)¦ UTP Cat.5E 4Px16조 (TDI)¦ UTP Cat.5E 4Px4조 (CONSOLE)¦ B¦ TRAY (300x100)¦ UTP Cat.5E 25Px1조 (CONSOLE)¦ FR-CV 3C/4.0㎟x8조 (TDI POWER)¦ UL 2919-AMESB 24AWG 4Px8조 (TDI)¦ OF-MM-12Core(난연)x8조 (TDI)¦ UTP Cat.5E 4Px4조 (CONSOLE)¦ F¦ TRAY (300x100)¦ UTP Cat.5E 25Px1조 (CONSOLE)¦ FR-CV 3C/4.0㎟x8조 (TDI POWER)¦ UL 2919-AMESB 24AWG 4Px8조 (TDI)¦ OF-MM-12Core(난연)x8조 (TDI)¦ UTP Cat.5E 4Px4조 (CONSOLE)¦ ECX 5C-2Vx5조 (CAMERA)(기존활용)¦ HIV 2.5㎟x2조 (CL POWER)(철거)¦ I¦ TRAY (300x100)¦ UTP Cat.5E 25Px1조 (CONSOLE)¦ FR-CV 3C/4.0㎟x8조 (TDI POWER)¦ UL 2919-AMESB 24AWG 4Px8조 (TDI)¦ OF-MM-12Core(난연)x8조 (TDI)¦ UTP Cat.5E 4Px4조 (CONSOLE)¦ ECX 5C-2Vx6조 (CAMERA)(기존활용)¦ HIV 2.5㎟x2조 (CL POWER)(철거)¦ K¦ O¦ (16) ECX 5C-2Vx1조 (CAMERA)(기존활용)¦ P¦ ECX 5C-2Vx14조 (CAMERA)(기존활용)¦ Q¦ ECX 5C-2Vx41조 (CAMERA)(기존활용)¦ UTP Cat.5E 25Px1조 (CONSOLE)¦ UTP Cat.5E 4Px4조 (CONSOLE)¦ HIV 2.5㎟x2조 (CL POWER)(철거)¦ DOWN TO 신호통신기계실 ACCESS FLOOR¦ TRAY (300x100)¦ TRAY (600x150)¦ DOWN TO 지하 2층¦ FR-CV 3C/4.0㎟x4조 (TDI POWER)¦ ECX 5C-2Vx5조 (CAMERA)(기존활용)¦ UL 2919-AMESB 24AWG 4Px4조 (TDI)¦ OF-MM-12Core(난연)x4조 (TDI)¦ TRAY (600x150)¦ D¦ TRAY (300x100)¦ UTP Cat.5E 25Px1조 (CONSOLE)¦ FR-CV 3C/4.0㎟x8조 (TDI POWER)¦ UL 2919-AMESB 24AWG 4Px8조 (TDI)¦ OF-MM-12Core(난연)x8조 (TDI)¦ UTP Cat.5E 4Px4조 (CONSOLE)¦ ECX 5C-2Vx1조 (CAMERA)(기존활용)¦ G¦ (16) ECX 5C-2Vx1조 (CAMERA)(기존활용)¦ M¦ FR-CV 3C/4.0㎟x4조 (TDI POWER)¦ UL 2919-AMESB 24AWG 4Px4조 (TDI)¦ OF-MM-12Core(난연)x4조 (TDI)¦ ECX 5C-2Vx13조 (CAMERA)(기존활용)¦ UTP Cat.5E 25Px1조 (CONSOLE)¦ UTP Cat.5E 4Px4조 (CONSOLE)¦ TRAY (300x100)¦ L¦ TRAY (900x150)¦ DOWN TO 지하 2층¦ KEY PLAN¦ E¦ (28) ECX 5C-2Vx4조 (CAMERA)(기존활용)¦ X-8¦ X-7¦ X-6¦ X-5¦ X-4¦ X-3¦ X-2¦ X-1¦ X01¦ X02¦ X03¦ X04¦ X05¦ X06¦ X07¦ X08¦ X00¦ Y00¦ Y01¦ Y02¦ 발매기실¦ 안전관리실¦ 승차권 창고¦ 비상 전원실¦ 신호,통신기계실¦ 전 기 실¦ 복 도¦ 물탱크실¦ 이동통신기계실¦ CO2 실¦ DN¦ DN¦ DN¦ DN¦ DN¦ DN¦ UP¦ UP¦ UP¦ UP¦ 외부출입구¦ 내부계단¦ 외부출입구¦ 내부계단¦ (16) ECX 5C-2Vx1조 (CAMERA)(기존활용)¦ (16) ECX 5C-2Vx1조 (CAMERA)(기존활용)¦ (16) ECX 5C-2Vx1조 (CAMERA)(기존활용)¦ (28) ECX 5C-2Vx3조 (CAMERA)(기존활용)¦ (P1:200x200x100)¦ (P3:200x200x100)¦ (P2:200x200x100)¦ (P6:100x100x100)¦ (P5:200x200x100)¦ (P7:200x200x100)¦ (P8:200x200x100)¦ (16) ECX 5C-2Vx1조 (CAMERA)(기존활용)¦ ES-1¦ ES-2¦ C-1¦ ATVM-1¦ AGM-2¦ ES-4¦ ES-3¦ (16) ECX 5C-2Vx1조 (CAMERA)(기존활용)¦ A¦ B¦ F¦ K¦ H¦ C¦ O¦ P¦ ELEC-1¦ C¦ (16) HIV 2.5㎟x2조 (CL POWER)(철거)¦ J¦ L¦ M¦ (P9:200x200x100)¦ Q¦ COMM-1¦ G¦ (P10:300x300x200)¦ I¦ (P4:200x200x100)¦ AGM-1¦ E¦ D¦ UTP Cat.5E 4Px16조 (TDI)¦ OF-MM-12Core(난연)x8조 (TDI)¦ UTP Cat.5E 4Px16조 (TDI)¦ UTP Cat.5E 4Px16조 (TDI)¦ UTP Cat.5E 4Px16조 (TDI)¦ UTP Cat.5E 4Px8조 (TDI)¦ UTP Cat.5E 4Px8조 (TDI)¦ (36) FR-CVVSB 10C/1.5㎟x1조 (PAN/TILT)(철거)¦ (28) FR-CV 3C/4.0㎟x1조 (CA POWER)(철거)¦ (36) FR-CVVSB 10C/1.5㎟x1조 (PAN/TILT)(철거)¦ (28) FR-CV 3C/4.0㎟x1조 (CA POWER)(철거)¦ FR-CVVSB 10C/1.5㎟x1조 (PAN/TILT)(철거)¦ FR-CV 3C/4.0㎟x1조 (CA POWER)(철거)¦ FR-CVVSB 10C/1.5㎟x1조 (PAN/TILT)(철거)¦ FR-CV 3C/4.0㎟x1조 (CA POWER)(철거)¦ FR-CVVSB 10C/1.5㎟x1조 (PAN/TILT)(철거)¦ FR-CV 3C/4.0㎟x1조 (CA POWER)(철거)¦ FR-CVVSB 10C/1.5㎟x2조 (PAN/TILT)(철거)¦ FR-CV 3C/4.0㎟x2조 (CA POWER)(철거)¦ OF-SM-8Cx1조 [공간화상)(철거)¦ F-CV 3C/2.5㎟x1조 (공간화상)(철거)¦ OF-SM-8Cx2조 [공간화상)(철거)¦ F-CV 3C/2.5㎟x2조 (공간화상)(철거)¦ OF-SM-8Cx2조 [공간화상)(철거)¦ F-CV 3C/2.5㎟x2조 (공간화상)(철거)¦ FR-CV 3C/4.0㎟x4조 (TDI POWER)¦ UL 2919-AMESB 24AWG 4Px4조 (TDI)¦ OF-MM-12Core(난연)x4조 (TDI)¦ UTP Cat.5E 4Px8조 (TDI)¦ J¦ TRAY (900x150)¦ DOWN TO 지하 2층¦ OF-SM-8Cx1조 [공간화상)(철거)¦ F-CV 3C/2.5㎟x1조 (공간화상)(철거)¦ FR-CV 3C/6.0㎟x1조 (LSE POWER)¦ FR-CV 3C/6.0㎟x1조 (LSE POWER)¦ FR-CV 3C/6.0㎟x1조 (LSE POWER)¦ FR-CV 3C/6.0㎟x1조 (LSE POWER)¦ FR-CV 3C/6.0㎟x1조 (LSE POWER)¦ FR-CV 3C/6.0㎟x1조 (LSE POWER)¦ FR-CV 3C/6.0㎟x1조 (LSE POWER)¦ TRAY (300x100)¦ ECX 5C-2Vx21조 (CAMERA)(기존활용)¦ FR-CVVSB 10C/1.5㎟x1조 (PAN/TILT)(철거)¦ FR-CV 3C/4.0㎟x1조 (CA POWER)(철거)¦ TRAY (300x100)¦ UTP Cat.5E 25Px1조 (CONSOLE)¦ FR-CV 3C/4.0㎟x8조 (TDI POWER)¦ UL 2919-AMESB 24AWG 4Px8조 (TDI)¦ OF-MM-12Core(난연)x8조 (TDI)¦ UTP Cat.5E 4Px4조 (CONSOLE)¦ ECX 5C-2Vx8조 (CAMERA)(기존활용)¦ UTP Cat.5E 4Px16조 (TDI)¦ FR-CVVSB 10C/1.5㎟x1조 (PAN/TILT)(철거)¦ FR-CV 3C/4.0㎟x1조 (CA POWER)(철거)¦ FR-CV 3C/6.0㎟x1조 (LSE POWER)¦ ECX 5C-2Vx5조 (CAMERA)(기존활용)¦ FR-CV 3C/4.0㎟x4조 (TDI POWER)¦ UL 2919-AMESB 24AWG 4Px4조 (TDI)¦ OF-MM-12Core(난연)x4조 (TDI)¦ UTP Cat.5E 25Px1조 (CONSOLE)¦ UTP Cat.5E 4Px4조 (CONSOLE)¦ UTP Cat.5E 4Px8조 (TDI)¦ FR-CVVSB 10C/1.5㎟x1조 (PAN/TILT)(철거)¦ FR-CV 3C/4.0㎟x1조 (CA POWER)(철거)¦ FR-CV 3C/6.0㎟x1조 (LSE POWER)¦ vmh¦ vmh¦ vmh¦ vmh¦ VMT¦ vmh¦ vmh¦ vmh¦ vmh¦ HIV 2.5㎟x2조 (CL POWER)(철거)¦ HIV 2.5㎟x2조 (CL POWER)(철거)¦ HIV 2.5㎟x2조 (CL POWER)(철거)¦ HIV 2.5㎟x2조 (CL POWER)(철거)¦ NOTE¦ 1. 광케이블, 전원/접지케이블 (OF-SM-4Core, CV 3C/2.5㎟)¦ 3. 승강장 ANT설치위치: 열차 진행방향 정거장 시종점부에 설치¦ 2. 광케이블, 전원/접지케이블 (OF-SM-8Core, CV 3C/2.5㎟)¦ (28) FR-CV 3C/4.0㎟x1조 (출입구게시기)(철거)¦ (16) UTP Cat 5E 4Px1조 (출입구게시기)(철거)¦ (28) FR-CV 3C/4.0㎟x1조 (출입구게시기)(철거)¦ (16)x2 UTP Cat 5E 4Px1조x2 (출입구게시기)(철거)¦ (28) FR-CV 3C/4.0㎟x1조 (출입구게시기)(철거)¦ (16)x2 UTP Cat 5E 4Px1조x2 (출입구게시기)(철거)¦ FR-CV 3C/4.0㎟x5조 (출입구게시기)(철거)¦ UTP Cat 5E 4Px10조 (출입구게시기)(철거)¦ FR-CV 3C/4.0㎟x5조 (출입구게시기)(철거)¦ UTP Cat 5E 4Px10조 (출입구게시기)(철거)¦ FR-CV 3C/4.0㎟x4조 (출입구게시기)(철거)¦ UTP Cat 5E 4Px8조 (출입구게시기)(철거)¦ FR-CV 3C/4.0㎟x4조 (출입구게시기)(철거)¦ UTP Cat 5E 4Px8조 (출입구게시기)(철거)¦ FR-CV 3C/4.0㎟x4조 (출입구게시기)(철거)¦ UTP Cat 5E 4Px8조 (출입구게시기)(철거)¦ FR-CV 3C/4.0㎟x4조 (출입구게시기)(철거)¦ UTP Cat 5E 4Px8조 (출입구게시기)(철거)¦ FR-CV 3C/4.0㎟x4조 (출입구게시기)(철거)¦ UTP Cat 5E 4Px8조 (출입구게시기)(철거)¦ FR-CV 3C/4.0㎟x4조 (출입구게시기)(철거)¦ UTP Cat 5E 4Px8조 (출입구게시기)(철거)¦ (28) FR-CV 3C/4.0㎟x1조 (출입구게시기)(철거)¦ (16) UTP Cat 5E 4Px1조 (출입구게시기)(철거)¦ (28) FR-CV 3C/4.0㎟x1조 (출입구게시기)(철거)¦ (16) UTP Cat 5E 4Px1조 (출입구게시기)(철거)¦ FR-CV 3C/4.0㎟x5조 (출입구게시기)(철거)¦ UTP Cat 5E 4Px10조 (출입구게시기)(철거)¦ R¦ R¦ (16) UTP Cat.5E 4Px1조 (대합실게시기)(철거)¦ (28) FR-CV 3C/4.0㎟x1조 (대합실게시기 POWER)(기존활용)¦ UTP Cat.5E 4Px2조 (대합실게시기)(철거)¦ FR-CV 3C/4.0㎟x1조 (대합실게시기 POWER)(기존활용)¦ UTP Cat.5E 4Px2조 (대합실게시기)(철거)¦ FR-CV 3C/4.0㎟x1조 (대합실게시기 POWER)(기존활용)¦ FR-CV 3C/4.0㎟x1조 (대합실게시기 POWER)(기존활용)¦ FR-CV 3C/4.0㎟x1조 (대합실게시기 POWER)(기존활용)¦ UTP Cat.5E 4Px1조 (대합실게시기)(철거)¦ UTP Cat.5E 4Px1조 (대합실게시기)(철거)¦ UTP Cat.5E 4Px1조 (대합실게시기)(철거)¦ UTP Cat.5E 4Px1조 (대합실게시기)(철거)¦ FR-CV 3C/4.0㎟x1조 (대합실게시기 POWER)(기존활용)¦ UTP Cat.5E 4Px1조 (대합실게시기)(철거)¦ FR-CV 3C/4.0㎟x4조 (대합실게시기 POWER)(기존활용)¦ UTP Cat.5E 4Px1조 (대합실게시기)(철거)¦ FR-CV 3C/4.0㎟x4조 (대합실게시기 POWER)(기존활용)¦ UTP Cat.5E 4Px1조 (대합실게시기)(철거)¦ FR-CV 3C/4.0㎟x4조 (대합실게시기 POWER)(기존활용)¦ UTP Cat.5E 4Px1조 (대합실게시기)(철거)¦ FR-CV 3C/4.0㎟x4조 (대합실게시기 POWER)(기존활용)¦ UTP Cat.5E 4Px1조 (대합실게시기)(철거)¦ (철거)¦ HIV 1.5㎟x2조 (CLOCK)(철거)¦ HIV 1.5㎟x4조 (CLOCK)(철거)¦ H¦ (16) HIV 1.5㎟x2조 (CLOCK)(철거)¦ (16) HIV 1.5㎟x2조 (CLOCK)(철거)¦ HIV 1.5㎟x4조 (CLOCK)(철거)¦ (16) HIV 1.5㎟x2조 (CLOCK)(철거)¦ (16) HIV 1.5㎟x2조 (CLOCK)(철거)¦ (16) HIV 1.5㎟x2조 (CLOCK)(철거)¦ (16) HIV 1.5㎟x2조 (CLOCK)(철거)¦ HIV 1.5㎟x4조 (CLOCK)(철거)¦ HIV 1.5㎟x4조 (CLOCK)(철거)¦ HIV 1.5㎟x4조 (CLOCK)(철거)¦ HIV 1.5㎟x4조 (CLOCK)(철거)¦ (철거)¦ (철거)¦ 1/400¦ 지하철 907정거장¦ 양천향교¦ 가양¦ 증미¦ S = 1 / 400¦ 907정거장 CCTV,TDI,시계설비 지하1층 철거평면도(1/3)¦ 907정거장 CCTV,TDI,시계설비 지하1층¦ 철거평면도(1/3)¦ T¦ 7¦ 0¦ 0¦ 5¦ 0¦ 3¦ 4¦ 0¦ 0¦ 6¦ CCTV(기존동축활용)¦ P¦
| 1단계_정거장 - 복사본 | 1단계_정거장 - 복사본 | 006. T1001026-002 903정거장 CIRCUIT WIRING SYSTEM DIAGRAM_철거.dwg | KT¦ IP¦ G¦ D¦ T¦ 0¦ 0¦ 0¦ 0¦ 0¦ 0¦ 0¦ 0¦ 0¦ 0¦ 통신기계실¦ 통신기계실¦ 임대상가¦ 안전관리실¦ 이동통신기계실¦ 용역원 대기실,창고¦ 냉각탑실¦ 비품/승차권 창고¦ 편의점¦ 발매기실¦ 변전실¦ 운영원 대기실¦ 비상전원실¦ 창고(지하2층)¦ 전기실¦ ELEV¦ PSD실(상선)¦ 소방외부 무선통신 보조설비¦ 경찰통신설비¦ O/F(SM) FM RADIO¦ POWER DISTRIBUTION¦ O/F(SM)¦ O/F(SM)¦ FM 광전송장치¦ UPS¦ EQUIP¦ MULTI¦ COMM¦ CCTV¦ 광화상전송장치¦ MATRIX¦ RACK¦ H/E¦ 부모시계¦ To: NEXT STATION¦ O/F(SM)¦ O/F(SM)¦ To: KT¦ DATA¦ 배 선 반¦ M/D¦ E¦ Ports¦ T¦ (VOICE)¦ FXO/FXS¦ SUB ADM¦ TEL¦ SPCM¦ KT¦ 전력사령¦ 운전사령¦ 방재사령¦ 통신사령¦ FAX¦ Data Line (전력)¦ Data Line¦ Data Line (AFC)¦ Data Line (통신)¦ Data Line (방재)¦ Data Line (운전)¦ SMS¦ AGM¦ AAM¦ ATVM¦ IP¦ 인터폰¦ 모장치¦ P.A AMP¦ x2¦ x7¦ 지하4층 (승강장상선) x 21¦ 지하4층 (승강장하선) x 21¦ G¦ G¦ G¦ G¦ G¦ 지하4층 (승강장상선) x 2¦ 지하4층 (승강장하선) x 2¦ AFC x 3, ESC x 12, ELEV x 6, 화장실 x 1¦ 기능실 x 3¦ 지하4층 (승강장 상,하선) x 6¦ CCTV¦ CONSOLE¦ 지하1층¦ (복합통신ANT)¦ 소방 무선통신 보조설비¦ HFC-22D-FR¦ HFC-12D-FR¦ 본선터널 (승강장) RFCL-42D-광대역¦ 본선터널 (승강장) RFCL-42D-광대역¦ D¦ POWER LINE¦ INT¦ T¦ 공조기계실-1¦ x2¦ x9¦ x2¦ x2¦ L¦ O¦ E¦ T¦ L¦ O¦ 기능실복도(지하1층)¦ 지하2,3층¦ (복합통신ANT)¦ HFC-12D-FR¦ x2¦ 지하2층 (대합실) x 17¦ 지하3층 (대합실) x 22, 벽부형 x 7¦ x2¦ 7x¦ 화장실(남)¦ 화장실(여)¦ 장애인화장실¦ 공조기계실-2¦ PSD실(하선)¦ 지하1층(대합실)¦ 승강장 INT¦ x2¦ x2¦ T¦ x2¦ x2¦ T¦ T¦ x2¦ T¦ x4¦ x2¦ x2¦ INT¦ x6¦ x2¦ 열차무선¦ 출입통제¦ O/F(SM) 열차무선¦ C¦ C/R¦ C/R¦ C/R¦ C/R¦ C/R¦ INT¦ x6¦ x2¦ &¦ Ethernet Port¦ x2¦ PAN/TILT x 1 (지하1층 대합실)¦ 903정거장 CIRCUIT WIRING SYSTEM DIAGRAM / 철거¦ S = NONE¦ Data Line¦ Data Line¦ Data Line¦ 지하1층 (대합실) x 38¦ IP¦ 본선터널 (승강장) RFCL-42D-광대역¦ 본선터널 (승강장) RFCL-42D-광대역¦ D¦ 공간화상 [승강장 강남방향] x 1¦ 공간화상 [승강장 차량기지방향] x 1¦ 기능실복도(지하2층)¦ x3¦ 환급기¦ CCTV¦ 광화상전송장치¦ MATRIX¦ RACK¦ TV 광수신기¦ DATA¦ M/D¦ E¦ Ports¦ T¦ &¦ (VOICE)¦ SUB ADM¦ TEL¦ SPCM¦ 전력사령¦ 통신사령¦ Data Line (전력)¦ Data Line¦ Data Line¦ Data Line¦ Data Line (AFC)¦ Data Line (통신)¦ Data Line (방재)¦ Data Line (운전)¦ P.A AMP¦ L¦ O¦ 배 선 반¦ 출입통제¦ 운전사령¦ E¦ T¦ L¦ O¦ Data Line (신호)¦ FXO/FXS¦ Ethernet Port¦ MULTI¦ COMM¦ EQUIP¦ FM광전송장치¦ 열차무선¦ O/F(SM) FM RADIO, 지상파DMB¦ 소방외부 무선통신 보조설비¦ 소방 무선통신 보조설비¦ 철거¦ 철거¦ 철거¦ 철거¦ 903정거장 CIRCUIT WIRING SYSTEM DIAGRAM / 철거¦ NONE¦ 김포공항¦ 공항시장¦ 신방화¦ T¦ 1¦ 0¦ 0¦ 1¦ 0¦ 2¦ 6¦ 0¦ 0¦ 2¦
| 1단계_정거장 - 복사본 | 1단계_정거장 - 복사본 | 038. T7009934-001 901정거장 출입통제설비 지상2층 평면도.dwg | C/R¦ CONSOLE¦ ACU¦ CCTV¦ \A1;10,000¦ \A1;8,000¦ \A1;8,000¦ \A1;6,980¦ \A1;5,200¦ \A1;26,000¦ \A1;8,000¦ \A1;8,000¦ \A1;8,000¦ \A1;8,000¦ \A1;8,000¦ \A1;8,000¦ \A1;8,000¦ \A1;8,000¦ \A1;90,200¦ \A1;10,800¦ \A1;3,200¦ \A1;5,000¦ \A1;3,000¦ \A1;5,000¦ \A1;200¦ \A1;4,100¦ \A1;3,900¦ \A1;3,600¦ \A1;4,400¦ \A1;7,600¦ \A1;2,400¦ \A1;8,000¦ \A1;6,000¦ \A1;13,800¦ \A1;200¦ \A1;4,500¦ \A1;12,200¦ \A1;5,000¦ \A1;4,000¦ \A1;4,000¦ vmh¦ X14¦ X15¦ X16¦ X17¦ X18¦ X19¦ X20¦ X21¦ X22¦ Y00¦ Y01¦ Y02¦ Y03¦ Y04¦ X22¦ S L O P E¦ S L O P E¦ %%248100 FLOOR DRAIN-2개소¦ X23¦ X24¦ X25¦ 전기창고¦ 전기작업실¦ 통신작업실¦ 통신창고¦ 전 기 실¦ 신호작업실¦ 신호창고¦ 여실승기관사¦ (승무대기실)¦ 실승기관사¦ (승무대기실)¦ 통신기계실¦ 운영기관사¦ 편의점¦ 발매기실¦ 비상발전기실¦ CO2 실¦ 용역원대기실¦ 안전 관리실¦ 대 합 실¦ 복 도¦ UP¦ DN¦ UP¦ DN¦ DN¦ DN¦ DN¦ 내부계단 1¦ 내부E/V¦ 화장실¦ 통합분소¦ 갱의실(여)¦ DN¦ DN¦ OPEN¦ 갱의실(남)¦ ~연결통로지붕~¦ 추락방지용 난간 설치¦ (16) UTP Cat.5E 4Px2조 (출입통제)¦ UTP Cat.5E 4Px2조 (출입통제)¦ (16) UTP Cat.5E 4Px2조 (출입통제)¦ UTP Cat.5E 4Px8조 (출입통제)¦ DOWN TO 통신기계실 ACCESS FLOOR¦ TRAY (300x100)¦ UTP Cat.5E 4Px2조 (출입통제)¦ (16) UTP Cat.5E 4Px2조 (출입통제)¦ 901정거장 출입통제설비 지상2층 평면도¦ 901정거장 출입통제설비 지상2층 평면도¦ S = 1 / 400¦ 1/400¦ 지하철 901정거장¦ 개화¦ 김포공항¦ T¦ 7¦ 0¦ 0¦ 9¦ 9¦ 3¦ 4¦ 0¦ 0¦ 1¦ P¦
| 1단계_정거장 - 복사본 | 1단계_정거장 - 복사본 | 047. T9103066-002 905정거장 안전관리실 기기배치도 및 바닥 TRAY 설치도.dwg | \A1;1,800¦ \A1;736¦ \A1;7500¦ \A1;7880¦ \A1;3900¦ \A1;5930¦ \A1;1,500¦ \A1;853¦ \A1;950¦ \A1;800¦ \A1;3,900¦ \A1;7,880¦ \A1;5,930¦ \A1;7,500¦ \A1;1,507¦ \A1;450¦ \A1;2,300¦ \A1;2,102¦ S = 1/100¦ 안전관리실¦ X07¦ X08¦ Y04¦ Y03¦ 행선안내¦ 행선안내¦ PSD 제어반¦ 설비자동¦ 화재탐지반¦ 조명제어반¦ 제어반¦ CCTV 및¦ 통신종합¦ 집중관리반¦ 종합집중관리¦ 설비 콘솔1¦ 종합집중관리¦ 설비 콘솔2¦ PRINTER¦ SMS¦ TRAY (W300xH100)¦ \pi24.66;{\C0;접지단자함}¦ \pi81.498;{\C0;UTP 50P}¦ \pi81.498;{\C0;UTP 25P}¦ \pi127.93;{\C0;L-AFC}¦ \pi17.324;{\C0;AFC GATE용}¦ (28)x6¦ (28)x3¦ (28)x6¦ PSD 제어반¦ \A1;1,700¦ \A1;800¦ 안전관리실¦ X07¦ X08¦ Y04¦ Y03¦ 행선안내¦ 행선안내¦ PSD 제어반¦ 설비자동¦ 화재탐지반¦ 조명제어반¦ \A1;2,000¦ 제어반¦ CCTV 및¦ 통신종합¦ 집중관리반¦ 종합집중관리¦ 설비 콘솔1¦ 종합집중관리¦ 설비 콘솔2¦ SMS¦ TRAY (W300xH100)¦ \pi49.321;{\C0;접지단자함}¦ \pi163;{\C0;UTP 50P}¦ \pi163;{\C0;UTP 25P}¦ \pi255.87;{\C0;L-AFC}¦ \pi34.647;{\C0;AFC GATE용}¦ (28)x6¦ (28)x3¦ (28)x6¦ PSD 제어반¦ Equipment Schedule¦ 1¦ 번 호¦ 장 비 명¦ 규 격 (W x D x H)¦ 행선안내¦ 1200x750x1000¦ 설비자동제어반¦ 화재탐지반¦ 조명제어반¦ CCTV 및 통신종합집중관리반¦ PSD 제어반¦ SMS¦ PRINTER¦ 종합집중관리 설비 콘솔1¦ 종합집중관리 설비 콘솔2¦ 1000x600x1600¦ 1800x600x1800¦ 864x600x2304¦ 1768x600x1600¦ 800x800x2000¦ 650x800x1000¦ 700x800x750¦ 600x600x1600¦ 600x600x1600¦ 6¦ 5¦ 4¦ 3¦ 2¦ 10¦ 9¦ 8¦ 7¦ 축척 - 2배확대¦ (LSE 1)¦ (LSE 2)¦ \A1;2,800¦ 905정거장 안전관리실 기기배치도 및 바닥 TRAY 설치도¦ S = 1/50¦ 1/50¦ 지하철 905정거장¦ 신방화¦ 마곡나루¦ 양천향교¦ TRAY 설치도¦ T¦ 9¦ 1¦ 0¦ 3¦ 0¦ 6¦ 6¦ 0¦ 0¦ 2¦ 905정거장 안전관리실 기기배치도 및 바닥¦
| 1단계_정거장 - 복사본 | 1단계_정거장 - 복사본 | 026. T7001034-009 912정거장 전화설비 지하3층 철거평면도 (1_2).dwg | \A1;2,400¦ \A1;30,700¦ \A1;12,950¦ \A1;78,750¦ \A1;3,750¦ \A1;7,500¦ \A1;7,500¦ \A1;7,500¦ \A1;6,000¦ \A1;4,000¦ \A1;7,500¦ \A1;5,000¦ \A1;5,000¦ \A1;5,000¦ \A1;5,000¦ \A1;5,000¦ \A1;5,000¦ \A1;5,000¦ \A1;5,000¦ \A1;5,000¦ \A1;5,000¦ \A1;5,000¦ \A1;20,000¦ \A1;37,750¦ \A1;41,000¦ \A1;2,400¦ \A1;12,950¦ MATCH LINE DWG No. "S1-TA-S12-DB-013-0"¦ 1. 음향유도기 전원은 전기콘센트를 이용한다.¦ NOTE¦ 2. 증폭기전원은 전기콘센트를 이용한다.¦ 3. 통신기계실 및 안전관리실 MAIN 분전반은 전기에서 설치한다.¦ KEY PLAN¦ X07¦ X08¦ X09¦ X11¦ X12¦ X15¦ X16¦ X10¦ X13¦ X14¦ X17¦ X20¦ X21¦ X18¦ X19¦ X22¦ X23¦ X24¦ Y00¦ Y02¦ Y03¦ Y06¦ Y04¦ UP¦ UP¦ 승강장¦ 창 고¦ 승강장¦ 창 고¦ (16) UTP Cat.5E 4Px1조 (승강장 INT)¦ (16) UTP Cat.5E 4Px1조 (승강장 INT)¦ (16) UTP Cat.5 4Px2조 (승강장 INT)¦ (16) UTP Cat.5E 4Px1조 (승강장 INT)¦ (P16:400x400x200)¦ (P14:300x300x200)¦ (P17:400x400x200)¦ (P15:300x300x200)¦ (16) UTP Cat.5E 4Px1조 (승강장 INT)¦ (16) UTP Cat.5E 4Px1조 (승강장 INT)¦ (16) UTP Cat.5 4Px2조 (승강장 INT)¦ (16) UTP Cat.5E 4Px1조 (승강장 INT)¦ 지하철 912정거장¦ 신목동¦ 선유도¦ 당산¦ 1/400¦ 912정거장 전화설비 지하3층 철거평면도(1/2)¦ S = 1/400¦ 912정거장 전화설비 지하3층 철거평면도(1/2)¦ T¦ 7¦ 0¦ 0¦ 1¦ 0¦ 3¦ 4¦ 0¦ 0¦ 9¦ (기설활용)¦ P¦ INT¦
| 1단계_정거장 - 복사본 | 1단계_정거장 - 복사본 | 045. T9103075-001 906정거장 역사 L3스위치 인터페이스 구성도.dwg | NONE¦ 906(양천향교)정거장 역사 L3 스위치 인터페이스 구성도¦ S = NONE¦ NMS¦ 시리얼 통신장치¦ 역사 L3 스위치-A¦ 역사 L3 스위치-B¦ B¦ A¦ B¦ PDP분배반¦ 전원 A¦ 전원 B¦ 10G 라인카드¦ 10G 라인카드¦ 10/ 100/ 1000Base-T¦ PDP분배반¦ 전원 A¦ 전원 B¦ 10G 라인카드¦ 10G 라인카드¦ 10/ 100/ 1000Base-T¦ 기계설비¦ CTC-1¦ VTS(대열차)¦ UPS¦ 사령전화¦ 방송설비¦ 중앙집중¦ CCTV¦ NTP¦ 교환기¦ 종합무선¦ AFC#1¦ PSD용 신호회선¦ SCADA MMI¦ 열차무선¦ 출입통제¦ PSD¦ 행선안내¦ AFC#3¦ CTC-2¦ AFC#2¦ A¦ 역사백본¦ 전송설비 과업¦ 타시스템 과업¦ 역사백본¦ -철 거-¦ 906정거장 역사 L3스위치 인터페이스 구성도¦ NONE¦ T¦ 9¦ 1¦ 0¦ 3¦ 0¦ 7¦ 5¦ 0¦ 0¦ 1¦ 906¦ 907¦ 905¦ 903¦ 902¦ 904¦
| 1단계_정거장 - 복사본 | 1단계_정거장 - 복사본 | 040. T7005034-008 907정거장 CCTV,TDI,시계설비 지하1층 철거평면도 (3_3).dwg | P¦ \A1;5,000¦ \A1;5,000¦ \A1;5,000¦ \A1;87,500¦ \A1;2,500¦ \A1;2,500¦ \A1;2,500¦ \A1;5,000¦ \A1;5,000¦ \A1;5,000¦ \A1;5,000¦ \A1;5,000¦ \A1;5,000¦ \A1;5,000¦ \A1;5,000¦ \A1;5,000¦ \A1;5,000¦ \A1;5,000¦ \A1;5,000¦ \A1;5,000¦ \A1;27,800¦ \A1;13,900¦ \A1;13,900¦ L¦ (철거)¦ L1¦ C/R¦ E/V¦ E/V¦ MATCH LINE DWG No. "S1-TA-S07-DB-020-0"¦ MATCH LINE¦ MATCH LINE¦ A¦ B¦ (16) ECX 5C-2Vx1조 (CAMERA)(기존활용)¦ C¦ E¦ (16) HIV 2.5㎟x2조 (CL POWER)(철거)¦ H¦ (36) ECX 5C-2Vx5조 (CAMERA)(기존활용)¦ D¦ TRAY (300x100)¦ ECX 5C-2Vx13조 (CAMERA)(기존활용)¦ G¦ (16) ECX 5C-2Vx1조 (CAMERA)(기존활용)¦ J¦ KEY PLAN¦ F¦ (36) ECX 5C-2Vx6조 (CAMERA)(기존활용)¦ X31¦ X32¦ X33¦ X30¦ X35¦ X36¦ X37¦ X38¦ X39¦ X40¦ X41¦ X42¦ X44¦ X45¦ X46¦ X47¦ X43¦ X48¦ X34¦ Y00¦ Y01¦ Y02¦ 발매기실¦ 편 의 점 ¦ 대 합 실¦ DN¦ DN¦ DN¦ DN ¦ DN¦ UP¦ UP¦ UP¦ UP¦ UP¦ UP¦ UP¦ UP¦ UP¦ UP¦ UP¦ UP¦ UP¦ UP¦ 외부출입구¦ 외부출입구¦ 내부계단¦ 화 장 실¦ 내부계단¦ 외부출입구¦ 외부출입구¦ UP¦ UP¦ UP¦ 외부출입구¦ 외부출입구¦ 외부출입구¦ 외부출입구¦ MATCH LINE¦ MATCH LINE¦ (P12:200x200x100)¦ (P11:200x200x100)¦ (P13:200x200x100)¦ (P14:200x200x100)¦ (P16:200x200x100)¦ (P23:200x200x100)¦ (P24:200x200x100)¦ (P20:200x200x100)¦ (P21:200x200x100)¦ (P22:200x200x100)¦ (P27:200x200x100)¦ ES-5¦ ES-6¦ ELE-2¦ ELE-1¦ ES-7¦ ES-8¦ AGM-3¦ T-1¦ ELE-5¦ C-2¦ ATVM-2¦ ELE-3¦ ES-12¦ ES-9¦ ES-10¦ ES-14¦ ES-13¦ ES-11¦ TRAY (300x100)¦ ECX 5C-2Vx17조 (CAMERA)(기존활용)¦ (22) ECX 5C-2Vx2조 (CAMERA)(기존활용)¦ (16) ECX 5C-2Vx1조 (CAMERA)(기존활용)¦ (16) ECX 5C-2Vx1조 (CAMERA)(기존활용)¦ UP TO 지상 E/L¦ (16) ECX 5C-2Vx1조 (CAMERA)(기존활용)¦ 지상E/L¦ ELE-4¦ (16) ECX 5C-2Vx1조 (CAMERA)(기존활용)¦ DOWN TO 지하 1층 E/L¦ 지상E/L¦ ELE-6¦ (16) ECX 5C-2Vx1조 (CAMERA)(기존활용)¦ DOWN TO 지상 E/L¦ A¦ B¦ D¦ I¦ B¦ (P26:200x200x100)¦ (16) ECX 5C-2Vx1조 (CAMERA)(기존활용)¦ (P25:200x200x100)¦ H¦ (22) ECX 5C-2Vx2조 (CAMERA)(기존활용)¦ (P28:200x200x100)¦ AGM-4¦ F¦ (22) ECX 5C-2Vx3조 (CAMERA)(기존활용)¦ TRAY (300x100)¦ ECX 5C-2Vx21조 (CAMERA)(기존활용)¦ (36) FR-CVVSB 10C/1.5㎟x1조 (PAN/TILT)(철거)¦ (28) FR-CV 3C/4.0㎟x1조 (CA POWER)(철거)¦ FR-CVVSB 10C/1.5㎟x1조 (PAN/TILT)(철거)¦ FR-CV 3C/4.0㎟x1조 (CA POWER)(철거)¦ FR-CVVSB 10C/1.5㎟x1조 (PAN/TILT)(철거)¦ FR-CV 3C/4.0㎟x1조 (CA POWER)(철거)¦ E¦ C¦ (16) ECX 5C-2Vx1조 (CAMERA)(기존활용)¦ UP TO 지상 E/L¦ G¦ FR-CVVSB 10C/1.5㎟x1조 (PAN/TILT)(철거)¦ FR-CV 3C/4.0㎟x1조 (CA POWER)(철거)¦ HIV 2.5㎟x2조 (CL POWER)(철거)¦ TRAY (300x100)¦ ECX 5C-2Vx14조 (CAMERA)(기존활용)¦ FR-CVVSB 10C/1.5㎟x1조 (PAN/TILT)(철거)¦ FR-CV 3C/4.0㎟x1조 (CA POWER)(철거)¦ HIV 2.5㎟x2조 (CL POWER)(철거)¦ TRAY (300x100)¦ ECX 5C-2Vx15조 (CAMERA)(기존활용)¦ FR-CVVSB 10C/1.5㎟x1조 (PAN/TILT)(철거)¦ FR-CV 3C/4.0㎟x1조 (CA POWER)(철거)¦ HIV 2.5㎟x2조 (CL POWER)(철거)¦ (16) ECX 5C-2Vx1조 (CAMERA)(기존활용)¦ (28) ECX 5C-2Vx3조 (CAMERA)(기존활용)¦ vmh¦ vmh¦ vmh¦ vmh¦ vmh¦ vmh¦ vmh¦ vmh¦ vmh¦ vmh¦ vmh¦ vmh¦ vmh¦ vmh¦ vmh¦ vmh¦ vmh¦ vmh¦ vmh¦ vmh¦ (16) HIV 2.5㎟x2조 (CL POWER)(철거)¦ HIV 2.5㎟x2조 (CL POWER)(철거)¦ HIV 2.5㎟x2조 (CL POWER)(철거)¦ NOTE¦ 1. 광케이블, 전원/접지케이블 (OF-SM-4Core, CV 3C/2.5㎟)¦ 3. 승강장 ANT설치위치: 열차 진행방향 정거장 시종점부에 설치¦ 2. 광케이블, 전원/접지케이블 (OF-SM-8Core, CV 3C/2.5㎟)¦ (28) FR-CV 3C/4.0㎟x1조 (출입구게시기)(철거)¦ (16) UTP Cat 5E 4Px1조 (출입구게시기)(철거)¦ (28) FR-CV 3C/4.0㎟x1조 (출입구게시기)(철거)¦ (16) UTP Cat 5E 4Px1조 (출입구게시기)(철거)¦ (28) FR-CV 3C/4.0㎟x1조 (출입구게시기)(철거)¦ (16) UTP Cat 5E 4Px1조 (출입구게시기)(철거)¦ (22) ECX 5C-2Vx2조 (CAMERA)(기존활용)¦ I¦ TRAY (300x100)¦ ECX 5C-2Vx4조 (CAMERA)(기존활용)¦ (16) ECX 5C-2Vx1조 (CAMERA)(기존활용)¦ (28) FR-CV 3C/4.0㎟x1조 (출입구게시기)(철거)¦ (16) UTP Cat 5E 4Px1조 (출입구게시기)(철거)¦ J¦ FR-CV 3C/4.0㎟x4조 (출입구게시기)(철거)¦ UTP Cat 5E 4Px8조 (출입구게시기)(철거)¦ FR-CV 3C/4.0㎟x3조 (출입구게시기)(철거)¦ UTP Cat 5E 4Px6조 (출입구게시기)(철거)¦ J¦ J¦ J¦ J¦ J¦ J¦ J¦ J¦ J¦ J¦ (28) FR-CV 3C/4.0㎟x1조 (출입구게시기)(철거)¦ (16) UTP Cat 5E 4Px1조 (출입구게시기)(철거)¦ K¦ (28) ECX 5C-2Vx4조 (CAMERA)(기존활용)¦ (28) FR-CV 3C/4.0㎟x1조 (출입구게시기)(철거)¦ (16)x2 UTP Cat 5E 4Px2조 (출입구게시기)(철거)¦ K¦ (28) FR-CV 3C/4.0㎟x1조 (출입구게시기)(철거)¦ (16)x2 UTP Cat 5E 4Px1조x2 (출입구게시기)(철거)¦ (28)x2 FR-CV 3C/4.0㎟x2조 (출입구게시기)(철거)¦ (16)x3 UTP Cat 5E 4Px3조 (출입구게시기)(철거)¦ FR-CV 3C/4.0㎟x1조 (출입구게시기)(철거)¦ UTP Cat 5E 4Px2조 (출입구게시기)(철거)¦ FR-CV 3C/4.0㎟x3조 (출입구게시기)(철거)¦ UTP Cat 5E 4Px5조 (출입구게시기)(철거)¦ FR-CV 3C/4.0㎟x3조 (출입구게시기)(철거)¦ UTP Cat 5E 4Px5조 (출입구게시기)(철거)¦ FR-CV 3C/4.0㎟x3조 (출입구게시기)(철거)¦ UTP Cat 5E 4Px6조 (출입구게시기)(철거)¦ 임대상가2¦ 임대상가1¦ L¦ M¦ L¦ M¦ (16) ECX 5C-2Vx1조 (CAMERA)(기존활용)¦ 임대상가3¦ (철거)¦ (28)x2 FR-CV 3C/4.0㎟x2조 (출입구게시기)(철거)¦ (16)x3 UTP Cat 5E 4Px3조 (출입구게시기)(철거)¦ o¦ o¦ (28) FR-CV 3C/4.0㎟x2조 (대합실게시기 POWER)(기존활용)¦ (16) UTP Cat.5E 4Px1조 (대합실게시기)(철거)¦ FR-CV 3C/4.0㎟x3조 (대합실게시기 POWER)(기존활용)¦ UTP Cat.5E 4Px1조 (대합실게시기)(철거)¦ (28) FR-CV 3C/4.0㎟x1조 (대합실게시기 POWER)(기존활용)¦ (16) UTP Cat.5E 4Px1조 (대합실게시기)(철거)¦ FR-CV 3C/4.0㎟x3조 (대합실게시기 POWER)(기존활용)¦ UTP Cat.5E 4Px1조 (대합실게시기)(철거)¦ FR-CV 3C/4.0㎟x3조 (대합실게시기 POWER)(기존활용)¦ UTP Cat.5E 4Px4조 (대합실게시기)(철거)¦ FR-CV 3C/4.0㎟x1조 (대합실게시기 POWER)(기존활용)¦ UTP Cat.5E 4Px4조 (대합실게시기)(철거)¦ FR-CV 3C/4.0㎟x1조 (대합실게시기 POWER)(기존활용)¦ UTP Cat.5E 4Px4조 (대합실게시기)(철거)¦ (철거)¦ (철거)¦ (16) HIV 1.5㎟x2조 (CLOCK)(철거)¦ HIV 1.5㎟x2조 (CLOCK)(철거)¦ HIV 1.5㎟x2조 (CLOCK)(철거)¦ HIV 1.5㎟x2조 (CLOCK)(철거)¦ (16) HIV 1.5㎟x2조 (CLOCK)(철거)¦ HIV 1.5㎟x2조 (CLOCK)(철거)¦ HIV 1.5㎟x2조 (CLOCK)(철거)¦ (철거)¦ (철거)¦ 1/400¦ 지하철 907정거장¦ 양천향교¦ 가양¦ 증미¦ S = 1 / 400¦ 907정거장 CCTV,TDI,시계설비 지하1층 철거평면도(3/3)¦ 907정거장 CCTV,TDI,시계설비 지하1층¦ 철거평면도(3/3)¦ T¦ 7¦ 0¦ 0¦ 5¦ 0¦ 3¦ 4¦ 0¦ 0¦ 8¦ CCTV(기존동축활용)¦ P¦
| 1단계_정거장 - 복사본 | 1단계_정거장 - 복사본 | 083. T4009934-010 검사고 열차무선설비 지하1층 평면도.dwg | \A1;10,000¦ \A1;10,000¦ \A1;10,000¦ \A1;10,000¦ \A1;10,000¦ \A1;10,000¦ \A1;10,000¦ \A1;10,000¦ \A1;10,000¦ \A1;10,000¦ \A1;10,000¦ \A1;10,000¦ \A1;10,000¦ \A1;10,000¦ \A1;140,000¦ \A1;15,000¦ \A1;65,000¦ \A1;50,000¦ \A1;8,000¦ \A1;7,000¦ T¦ 0¦ 0¦ 0¦ 0¦ 0¦ 0¦ 0¦ 0¦ 0¦ 0¦ : (16) HIV 1.5㎟x2조¦ NOTE¦ : (16) HIV 1.5㎟x5조¦ : (16) HIV 1.5㎟x6조¦ : (22) HIV 1.5㎟x7조¦ : (22) HIV 1.5㎟x8조¦ : (22) HIV 1.5㎟x10조¦ : (16) HIV 1.5㎟x4조¦ : (16) HIV 1.5㎟x3조¦ PIT¦ PIT¦ PIT¦ UP¦ 계단실-1¦ 토목분야¦ 건축분야¦ X12¦ X14¦ X11¦ X10¦ X05¦ X04¦ X02¦ X03¦ X02¦ X01¦ X07¦ X06¦ X08¦ X13¦ X09¦ X00¦ YO0¦ YO1¦ YO2¦ MIC-SH 2C/0.75㎟x2조 (검사고 방송)¦ UP TO 필터세척실¦ CABLE TRAY (W:600)¦ FR-CVVSB 20C/1.5㎟x1조 (검사고 방송)¦ MIC-SH 2C/0.75㎟x2조 (검사고 방송)¦ CABLE TRAY (W:450)¦ FR-CVVSB 20C/1.5㎟x1조 (검사고 방송)¦ 옥외공동구¦ HFC-22D-FR(신설)¦ HFC-22D-FR(신설)¦ 검사고 열차무선중계설비 지하1층 (공동구) 평면도¦ 검사고 열차무선중계설비 지하1층 (공동구) 평면도¦ S = 1/600¦ 1/600¦ 차량기지¦ T¦ 4¦ 0¦ 0¦ 9¦ 9¦ 3¦ 4¦ 0¦ 1¦ 0¦
| 1단계_정거장 - 복사본 | 1단계_정거장 - 복사본 | 065. T7009934-004 903정거장 출입통제설비 지하2층 평면도-2.dwg | KEY PLAN¦ \A1;7450¦ \A1;23600¦ \A1;7450¦ \A1;4350¦ \A1;4350¦ \A1;7,500¦ \A1;5,000 ¦ \A1;5,000 ¦ \A1;5,000 ¦ \A1;5,000 ¦ \A1;5,000 ¦ \A1;5,000 ¦ \A1;7,500¦ \A1;7,500¦ \A1;7,500¦ \A1;7,500¦ UP¦ DN¦ DN¦ ELEV. CAR¦ (15인승)¦ ELEV. CAR¦ (15인승)¦ 복 도¦ 창 고¦ 창 고¦ 냉각탑실¦ 본선환기실¦ 물탱크실¦ UTP Cat.5E 4Px2조 (출입통제)¦ UP TO 지하1층¦ TRAY (600x150)¦ (16) UTP Cat.5E 4Px2조x2 (출입통제)¦ MATCH LINE DWG No. "S1-TA-S03-DB-027-1.dwg"¦ Y00¦ Y01¦ Y02¦ Y03¦ Y04¦ X13¦ X26¦ X25¦ X24¦ X23¦ X22¦ X21¦ X20¦ X19¦ X18¦ X17¦ X16¦ X15¦ X14¦ X13¦ UTP Cat.5E 4Px2조 (출입통제)¦ 903정거장 출입통제설비 지하2층 평면도 (2/2)¦ 1 / 400¦ 지하철 903정거장¦ 김포공항¦ 공항시장¦ 신방화¦ 903정거장 출입통제설비 지하2층 평면도 (2/2)¦ S = 1/400¦ T¦ 7¦ 0¦ 0¦ 9¦ 9¦ 3¦ 4¦ 0¦ 0¦ 4¦ P¦
| 1단계_정거장 - 복사본 | 1단계_정거장 - 복사본 | 010. T1001026-006 919정거장 종합무선중계설비,열차무선설비 DIAGRAM.dwg | 기설역사내 종합무선 공중선¦ A¦ B¦ 철거 후 직결¦ 3D¦ RFCL-42D-광대역¦ RFCL-42D-광대역¦ 콘솔내 접속단자¦ 안전관리실¦ B1¦ RFCL-42D-광대역¦ RFCL-42D-광대역¦ 강¦ 선¦ 널¦ 터¦ &¦ 본¦ 장¦ B2¦ 승¦ UTP Cat.5E 4Px2조¦ 라디오 송수신제어 ANTENNA¦ 상행¦ 하행¦ 무선호출 및¦ 이동전화 ANT.¦ (예비)¦ 경찰 C3 ANT.¦ (예비)¦ 이동전화 중계기¦ 무선호출 및¦ 경찰 무선중계기¦ HFC-22D-FR¦ 외부접속 단자함¦ 소방무선통신¦ 통신기계실 (종합무선중계설비)¦ D¦ 광전변환기¦ 광전송장치¦ 광커플러¦ FM¦ 중계장치¦ HFC-12D-FR¦ HFC-12D-FR¦ MIXER¦ COMBINER¦ COMBINER¦ HFC-12D-FR¦ 합¦ RFCL-42D-광대역¦ RFCL-42D-광대역¦ HFC-12D-FR¦ 복합통신 ANTENNA¦ 실¦ 콘솔내 접속단자¦ 안전관리실¦ 대¦ B1¦ HFC-12D-FR¦ 복합통신 ANTENNA¦ HFC-12D-FR¦ 이동통신기계실¦ NOTE¦ 심 볼¦ 명 칭¦ 역사시공¦ 본선시공¦ 장비사 공급분¦ 열차무선장치¦ From: 918정거장¦ OF-SM-1Core¦ To: 920정거장¦ OF-SM-1Core¦ From: 918정거장¦ OF-SM-1Core¦ c¦ RFCL-42D-광대역¦ RFCL-42D-광대역¦ 강¦ 선¦ 널¦ 터¦ &¦ 본¦ 장¦ B2¦ 승¦ HFC-22D-FR¦ UTP Cat.5E 4Px2조¦ 라디오 송수신제어 ANTENNA¦ 상행¦ 하행¦ UTP Cat.5E 4Px2조¦ 무선호출 및¦ 이동전화 ANT.¦ (예비)¦ 경찰 C3 ANT.¦ (예비)¦ 이동전화 중계기¦ 무선호출 및¦ 경찰 무선중계기¦ HFC-22D-FR¦ From: 934정거장¦ 외부접속 단자함¦ 소방무선통신¦ 통신기계실 (종합무선중계설비)¦ 광전변환기¦ 광전송장치¦ 광커플러¦ FM¦ 중계장치2¦ HFC-12D-FR¦ HFC-12D-FR¦ MIXER¦ COMBINER¦ D¦ HFC-12D-FR¦ 복합통신 ANTENNA¦ 콘솔내 접속단자¦ 역무관리실¦ OF-SM-1Core¦ HFC-12D-FR¦ 제2,3이동통신사업자기계실¦ 열차무선장치 (기지국,TRS)¦ OF-SM-1Core¦ c¦ To: 정거장¦ 복합통신안테나 및 콤바이너 철거전 주파수 대역 ¦ NOTE¦ RFCL-42D-광대역¦ RFCL-42D-광대역¦ To: 936정거장¦ OF-SM-1Core¦ B1¦ 복합통신 ANTENNA¦ 복합통신 ANTENNA¦ 복합통신 ANTENNA¦ 선¦ 터¦ 본¦ 널¦ RFCL-42D-광대역¦ RFCL-42D-광대역¦ B2¦ 전¦ 실¦ 변¦ 기¦ 실¦ 환¦ 합¦ 실¦ 대¦ 기¦ 실¦ 환¦ From: 934정거장¦ 광전변환기¦ 광전송장치¦ 광커플러¦ DMB¦ 중계장치2¦ OF-SM-1Core¦ To: 936정거장¦ OF-SM-1Core¦ 타사업분¦ RRU¦ I¦ Q¦ 본선터널¦ 철거¦ 신설¦ FM¦ 중계장치1¦ 2D¦ DMB¦ 중계장치1¦ MIXER¦ COMBINER¦ IP MPLS¦ OF-SM-2Core¦ 복합통신ANTENNA 철거 후 설치¦ RFCL-42D-광대역¦ RFCL-42D-광대역¦ RFCL-42D-광대역¦ RFCL-42D-광대역¦ : FM, DMB, TRS, 소방¦ : FM, DMB, TRS, 소방, LTE-R¦ 복합통신안테나 및 콤바이너 철거후 주파수 대역 ¦ LTE-R¦ 교체¦ 4¦ D¦ 1¦ D¦ 2¦ D¦ 3¦ 무선호출 및¦ 이동전화 ANT.¦ (예비)¦ 경찰 C3 ANT.¦ (예비)¦ 이동전화 중계기¦ 무선호출 및¦ 경찰 무선중계기¦ HFC-22D-FR¦ From: 934정거장¦ 외부접속 단자함¦ 소방무선통신¦ 통신기계실 (종합무선중계설비)¦ 광전변환기¦ 광전송장치¦ 광커플러¦ FM¦ 중계장치2¦ HFC-12D-FR¦ HFC-12D-FR¦ MIXER¦ COMBINER¦ D¦ HFC-12D-FR¦ OF-SM-1Core¦ HFC-12D-FR¦ 제2,3이동통신사업자기계실¦ 열차무선장치 (기지국,TRS)¦ OF-SM-1Core¦ c¦ To: 정거장¦ To: 936정거장¦ OF-SM-1Core¦ From: 934정거장¦ 광전변환기¦ 광전송장치¦ 광커플러¦ DMB¦ 중계장치2¦ OF-SM-1Core¦ To: 936정거장¦ OF-SM-1Core¦ RRU¦ 철거¦ 신설¦ FM¦ 중계장치1¦ 2D¦ DMB¦ 중계장치1¦ MIXER¦ COMBINER¦ IP MPLS¦ OF-SM-2Core¦ LTE-R¦ 4¦ D¦ 1¦ D¦ 2¦ D¦ 3¦ 3D¦ 2D¦ A¦ B¦ 철거 후 직결¦ 2D¦ 2D¦ 2D¦ 공조기계실-2¦ 대합실¦ 대합실¦ 공조기계실-2¦ 2D¦ 2D¦ 2D¦ 환기실¦ MCC¦ 공조기계실-1¦ 공조기계실-1¦ 물탱크실¦ 전기실¦ 919정거장 종합무선중계,열차무선설비 DIAGRAM¦ 919정거장 종합무선중계,열차무선설비 DIAGRAM¦ S = NONE¦ NONE¦ 노들¦ 중앙대입구¦ 동작¦ T¦ 1¦ 0¦ 0¦ 1¦ 0¦ 2¦ 6¦ 0¦ 0¦ 6¦ 2D¦ -¦ T¦ 0¦ 0¦ 0¦ 0¦ 0¦ 0¦ 0¦ 0¦ 0¦ 0¦
| 1단계_정거장 - 복사본 | 1단계_정거장 - 복사본 | 010. T1001026-006 910정거장 종합무선중계,열차무선설비 DIAGRAM.dwg | A¦ B¦ 3D¦ RFCL-42D-광대역¦ RFCL-42D-광대역¦ 강¦ 선¦ 널¦ 터¦ &¦ 본¦ 장¦ B2¦ 승¦ 콘솔내 접속단자¦ 안전관리실¦ B1¦ RFCL-42D-광대역¦ RFCL-42D-광대역¦ UTP Cat.5E 4Px2조¦ 라디오 송수신제어 ANTENNA¦ 상행¦ 하행¦ 2D¦ 무선호출 및¦ 이동전화 ANT.¦ (예비)¦ 경찰 C3 ANT.¦ (예비)¦ 이동전화 중계기¦ 무선호출 및¦ 경찰 무선중계기¦ HFC-22D-FR¦ From: 934정거장¦ 외부접속 단자함¦ 소방무선통신¦ 통신기계실 (종합무선중계설비)¦ D1¦ 광전변환기¦ 광전송장치¦ 광커플러¦ FM¦ 중계장치2¦ HFC-12D-FR¦ HFC-12D-FR¦ MIXER¦ COMBINER¦ D4¦ HFC-12D-FR¦ 복합통신 ANTENNA¦ 콘솔내 접속단자¦ 역무관리실¦ OF-SM-1Core¦ HFC-12D-FR¦ 제2,3이동통신사업자기계실¦ 열차무선장치 (기지국,TRS)¦ OF-SM-1Core¦ c¦ To: 정거장¦ 복합통신안테나 및 콤바이너 철거전 주파수 대역 ¦ NOTE¦ RFCL-42D-광대역¦ RFCL-42D-광대역¦ To: 936정거장¦ OF-SM-1Core¦ B1¦ 복합통신 ANTENNA¦ 복합통신 ANTENNA¦ 복합통신 ANTENNA¦ 선¦ 터¦ 본¦ 널¦ RFCL-42D-광대역¦ RFCL-42D-광대역¦ B2¦ 전¦ 실¦ 변¦ 기¦ 실¦ 환¦ 합¦ 실¦ 대¦ 기¦ 실¦ 환¦ From: 934정거장¦ D2¦ 광전변환기¦ 광전송장치¦ 광커플러¦ DMB¦ 중계장치2¦ OF-SM-1Core¦ To: 936정거장¦ OF-SM-1Core¦ 타사업분¦ RRU¦ I¦ Q¦ 본선터널¦ 철거¦ 신설¦ FM¦ 중계장치1¦ 2D¦ DMB¦ 중계장치1¦ MIXER¦ COMBINER¦ IP MPLS¦ OF-SM-2Core¦ D3¦ 철거¦ 복합통신ANTENNA 철거 후 설치¦ RFCL-42D-광대역¦ RFCL-42D-광대역¦ RFCL-42D-광대역¦ RFCL-42D-광대역¦ : FM, DMB, TRS, 소방¦ : FM, DMB, TRS, 소방, LTE-R¦ 복합통신안테나 및 콤바이너 철거후 주파수 대역 ¦ LTE-R¦ 교체¦ 무선호출 및¦ 이동전화 ANT.¦ (예비)¦ 경찰 C3 ANT.¦ (예비)¦ 이동전화 중계기¦ 무선호출 및¦ 경찰 무선중계기¦ 외부접속 단자함¦ 소방무선통신¦ 통신기계실 (종합무선중계설비)¦ D¦ 광전변환기¦ 광전송장치¦ 광커플러¦ FM¦ 중계장치¦ HFC-12D-FR¦ MIXER¦ COMBINER¦ COMBINER¦ HFC-12D-FR¦ 합¦ RFCL-42D-광대역¦ RFCL-42D-광대역¦ HFC-12D-FR¦ 복합통신 ANTENNA¦ 강¦ 선¦ 널¦ 터¦ &¦ 본¦ 장¦ B2¦ 승¦ 실¦ 콘솔내 접속단자¦ 안전관리실¦ 대¦ B1¦ 이동통신기계실¦ NOTE¦ 심 볼¦ 명 칭¦ 역사시공¦ 본선시공¦ 장비사 공급분¦ 열차무선장치¦ HFC-12D-FR¦ c¦ HFC-22D-FR¦ From: 909정거장¦ OF-SM-1Core¦ To: 911정거장¦ OF-SM-1Core¦ From: 908정거장¦ OF-SM-1Core¦ RFCL-42D-광대역¦ RFCL-42D-광대역¦ HFC-22D-FR¦ UTP Cat.5E 4Px2조¦ 라디오 송수신제어 ANTENNA¦ UTP Cat.5E 4Px2조¦ 상행¦ 하행¦ 2D¦ 2D¦ 2D¦ 2D¦ 공조기계실1¦ 전기실¦ 공조기계실2¦ 집수정¦ 무선호출 및¦ 이동전화 ANT.¦ (예비)¦ 경찰 C3 ANT.¦ (예비)¦ 이동전화 중계기¦ 무선호출 및¦ 경찰 무선중계기¦ HFC-22D-FR¦ From: 909정거장¦ 외부접속 단자함¦ 소방무선통신¦ 통신기계실 (종합무선중계설비)¦ D1¦ 광전변환기¦ 광전송장치¦ 광커플러¦ FM¦ 중계장치2¦ HFC-12D-FR¦ HFC-12D-FR¦ MIXER¦ COMBINER¦ D4¦ HFC-12D-FR¦ OF-SM-1Core¦ HFC-12D-FR¦ 제2,3이동통신사업자기계실¦ 열차무선장치 (기지국,TRS)¦ OF-SM-1Core¦ c¦ To: 정거장¦ To: 911정거장¦ OF-SM-1Core¦ From: 909정거장¦ D2¦ 광전변환기¦ 광전송장치¦ 광커플러¦ DMB¦ 중계장치2¦ OF-SM-1Core¦ To: 911정거장¦ OF-SM-1Core¦ RRU¦ 철거¦ 신설¦ FM¦ 중계장치1¦ 2D¦ DMB¦ 중계장치1¦ MIXER¦ COMBINER¦ IP MPLS¦ OF-SM-2Core¦ D3¦ 철거후 직결¦ LTE-R¦ 2D¦ A¦ B¦ 공조기계실-1¦ 공조기계실-1¦ 물탱크실¦ 2D¦ 2D¦ 공조기계실-2¦ 공조기계실-2¦ 3D¦ 전기실¦ 2D¦ 대합실¦ 복도¦ 냉각탑실¦ 2D¦ 910정거장 종합무선중계,열차무선설비 DIAGRAM¦ 910정거장 종합무선중계,열차무선설비 DIAGRAM¦ S = NONE¦ NONE¦ 등촌¦ 염창¦ 신목동¦ T¦ 1¦ 0¦ 0¦ 1¦ 0¦ 2¦ 6¦ 0¦ 0¦ 6¦ 2D¦ -¦ T¦ 0¦ 0¦ 0¦ 0¦ 0¦ 0¦ 0¦ 0¦ 0¦ 0¦ 기설역사내 종합무선 공중선¦
| 1단계_정거장 - 복사본 | 1단계_정거장 - 복사본 | 022. T7001034-005 904정거장 전화설비 지하1층 철거평면도(1_2).dwg | P¦ INT¦ H¦ M¦ CONSOLE¦ IP¦ KT¦ AMP¦ 배선반¦ INT¦ MIS¦ KEY PLAN¦ \A1;7500¦ \A1;10681¦ \A1;11638¦ \A1;10681¦ \A1;5680¦ \A1;12600¦ \A1;11400¦ \A1;22800¦ \A1;11400¦ \A1;12600¦ \A1;48000¦ \A1;1061¦ \A1;9620¦ P¦ (기설활용)¦ H¦ I¦ x2¦ x2¦ D¦ B¦ x4¦ x2¦ [TB NO.4]¦ UTP 50P¦ [TB NO.2]¦ UTP 25P¦ UTP 25P¦ [TB NO.3]¦ F¦ 수공¦ (16) 인터폰선 0.6x2Px4조 (INT)¦ UTP Cat.5E 4Px3조 (승강장 INT)¦ UTP Cat.5E 4Px3조 (승강장 공중전화)¦ TRAY (600x150)¦ DOWN TO 지하2층¦ UTP Cat.5E 4Px3조 (승강장 INT)¦ UTP Cat.5E 4Px3조 (승강장 공중전화)¦ DOWN TO 지하2층¦ TRAY (600x150)¦ F-GV 25㎟x1조 (CONSOLE GND)¦ FR-CV 2C/16㎟x1조 (CONSOLE POWER)¦ UTP Cat.5E 25Px2조 (CONSOLE CONTROL, LSE)¦ (16) 인터폰선 0.6x2Px4조 (INT)¦ (28) UTP Cat.5E 25Px1조 (임대상가)¦ (16) UTP Cat.5E 4Px2조 (용역대기실)¦ (22) UTP Cat.5E 4Px4조 (용역대기실,이동통신)¦ (28) UTP Cat.5E 25Px1조 (콜폰)¦ (28) UTP Cat.5E 25Px1조 (임대상가)¦ (28) UTP Cat.5E 25Px1조 (임대상가)¦ (16) 인터폰선 0.6x2Px4조 (INT)¦ (16) 인터폰선 0.6x2Px4조 (INT)¦ [TB NO.1]¦ UTP 25P¦ 공중전화¦ A¦ (22) UTP Cat.5E 4Px3조 (대합실 공중전화)¦ A¦ B¦ D¦ (28) 인터폰선 0.6x2Px8조 (INT)¦ (28) UTP Cat.5E 4Px6조 (승강장 INT)¦ (28) UTP Cat.5E 4Px6조 (승강장 공중전화)¦ (22) UTP Cat.5E 4Px4조 (공조기계실-1,2)¦ (28) UTP Cat.5E 25Px1조 (전기실)¦ E¦ 인터폰선 0.6x2Px10조 (INT)¦ UTP Cat.5E 25Px1조 (전기실)¦ UTP Cat.5E 25Px2조 (임대상가1,2)¦ UTP Cat.5E 4Px6조 (승강장 공중전화)¦ G¦ TRAY (900x150)¦ DOWN TO 통신기계실 ACCESS FLOOR¦ (22) UTP Cat.5E 4Px3조 (승강장 INT)¦ H¦ (16) 인터폰선 0.6x2Px4조 (INT)¦ (22) UTP Cat.5E 4Px3조 (승강장 공중전화)¦ (16) UTP Cat.5E 4Px2조 (공조기계실-2)¦ (22) UTP Cat.5E 4Px3조 (승강장 INT)¦ (22) UTP Cat.5E 4Px3조 (승강장 공중전화)¦ I¦ (16) 인터폰선 0.6x2Px4조 (INT)¦ (16) 5C-HFBTx1조(TV)¦ (16) UTP Cat.5E 4Px2조 (공조기계실-1)¦ (28) UTP Cat.5E 25Px1조 (전기실)¦ UTP Cat.5E 4Px4조 (안전관리실)¦ 지상E/L¦ 지상E/L¦ UTP Cat.5E 4Px2조 (공조기계실-2)¦ (16) 인터폰선 0.6x2Px각1조 (콜폰)¦ MATCH LINE DWG No. "S1-TA-S04-DB-010-1.dwg"¦ [TB NO.5]¦ UTP 25P¦ (P1:300x300x200)¦ (P2:300x300x200)¦ (P3:300x300x200)¦ (P4:400x400x200)¦ (P10:400x400x200)¦ (P5:300x300x200)¦ (P6:300x300x200)¦ (P7:200x200x100)¦ (P9:600x600x300)¦ (P14:600x600x300)¦ (P11:600x600x300)¦ (P12:200x200x100)¦ (P17:600x600x300)¦ (P16:600x600x300)¦ (P15:600x600x300)¦ UTP Cat.5E 25Px3조 (안전관리실)¦ UTP Cat.5E 4Px2조 (이동통신)¦ UTP Cat.5E 4Px4조 (공조기계실-1,2)¦ UTP Cat.5E 4Px6조 (승강장 INT)¦ (P8:600x600x300)¦ (36) SPARE (전기실)¦ x2¦ E¦ (22) UTP Cat.5E 4Px3조 (대합실 공중전화)¦ (54)x2 SPARE (KT.LINE)¦ (54)x2 SPARE (KT.LINE)¦ (22) UTP Cat.5E 4Px3조 (대합실 공중전화)¦ (54)x2 SPARE (KT.LINE)¦ (36) SPARE (전기실)¦ UTP Cat.5E 4Px4조 (임대상가3)¦ UTP Cat.5E 4Px4조 (편의점, 용역원대기실)¦ F¦ 인터폰선 0.6x2Px12조 (INT)¦ UTP Cat.5E 25Px1조 (콜폰)¦ (16) 인터폰선 0.6x2Px4조 (INT)¦ 2. 증폭기전원은 전기콘센트를 이용한다.¦ 1. 음향유도기 전원은 전기콘센트를 이용한다.¦ 3. 통신기계실 및 안전관리실 MAIN 분전반은 전기에서 설치한다.¦ NOTE¦ G¦ DN¦ DN¦ X-03¦ X-02¦ X-01¦ X00¦ X01¦ X02¦ X03¦ X04¦ X05¦ X06¦ X07¦ X08¦ X09¦ X10¦ X11¦ Y-01¦ Y00¦ UP¦ UP¦ 7,200¦ 7,500¦ 7,500¦ 7,500¦ 7,500¦ 7,500¦ 7,500¦ 7,500¦ 7,500¦ Y02¦ Y04¦ Y01¦ Y03¦ Y05¦ DN¦ DN¦ DN¦ DN¦ DN¦ DN¦ UP¦ UP¦ UP¦ UP¦ UP¦ UP¦ UP¦ UP¦ 통신기계실¦ 안전관리실¦ 편 의 점 ¦ 이동통신¦ 기계실¦ 발매기실1¦ 화 장 실¦ 용역창고¦ 용역원대기실¦ 대 합 실¦ 비품창고¦ (16) UTP Cat.5E 4Px2조 (임대상가3)¦ (22) UTP Cat.5E 4Px4조 (임대상가3)¦ (22) UTP Cat.5E 4Px4조 (임대상가3)¦ (22) UTP Cat.5E 4Px4조 (임대상가3)¦ J¦ J¦ J¦ 인터폰선 0.6x2Px4조 (INT)¦ (기계분야 인터폰 모장치)¦ x2¦ x2¦ (28) UTP Cat.5E 25Px1조 (콜폰)¦ (54)x2 SPARE (KT.LINE)¦ TRAY (900x150)¦ (700x400x100)¦ (600x600x300)¦ DOWN TO CP PANEL¦ DOWN TO CP PANEL¦ (16) 인터폰선 0.6x2Px4조 (INT)¦ (16) 인터폰선 0.6x2Px4조 (INT)¦ DOWN TO CP PANEL¦ DOWN TO CP PANEL¦ (16) 인터폰선 0.6x2Px4조 (INT)¦ UTP Cat.5E 4Px3조 (대합실 공중전화)¦ B¦ UTP Cat.5E 25Px1조 (임대상가)¦ UTP Cat.5E 4Px3조 (대합실 공중전화)¦ UTP Cat.5E 4Px4조 (임대상가3)¦ UTP Cat.5E 4Px6조 (승강장 INT)¦ UTP Cat.5E 4Px6조 (승강장 공중전화)¦ UTP Cat.5E 4Px4조 (공조기계실-1,2)¦ UTP Cat.5E 25Px1조 (전기실)¦ C¦ UTP Cat.5E 25Px1조 (콜폰)¦ UTP Cat.5E 4Px7조 (편의점,이동통신,용역원대기실)¦ 4-45~48¦ 4-41~44¦ K¦ K¦ 4-35~38¦ 4-31~34¦ 4-15~18¦ 4-11~14¦ 4-5~8¦ 4-1~4¦ 4-25~28¦ 4-21~24¦ C¦ 천정형UTP25P¦ 1¦ 2¦ 3¦ 4¦ 5¦ 6¦ 7¦ 8¦ 9¦ 10¦ 11¦ 12¦ 13¦ x2¦ (28) UTP Cat.5E 25Px1조 (콜폰)¦ (28) UTP Cat.5E 4Px6조 (편의점,이동통신,용역원대기실)¦ L¦ (16) 인터폰선 0.6x2Px4조 (INT)¦ (16) UTP Cat.5E 4Px1조 (편의점)¦ L¦ DOWN TO 안전관리실 ACCESS FLOOR¦ 인터폰선 0.6x2Px12조 (INT)¦ UTP Cat.5E 25Px1조 (콜폰)¦ UTP Cat.5E 4Px1조 (편의점)¦ 임대상가1¦ 임대상가4¦ 임대상가2¦ 임대상가3¦ 대합실¦ (철거)¦ (철거)¦ 지하철 904정거장¦ 공항시장¦ 신방화¦ 마곡나루¦ 1/400¦ 904정거장 전화설비 지하1층 철거평면도(1/2)¦ S=1/400¦ 904정거장 전화설비 지하1층 철거평면도(1/2)¦ T¦ 7¦ 0¦ 0¦ 1¦ 0¦ 3¦ 4¦ 0¦ 0¦ 5¦
| 1단계_정거장 - 복사본 | 1단계_정거장 - 복사본 | 029. T7003034-004 904정거장 방송설비 지하2층 신설평면도(2_2).dwg | KEY PLAN¦ \A1;11400¦ \A1;22800¦ \A1;11400¦ \A1;3400¦ \A1;16000¦ \A1;3400¦ \A1;22800¦ \A1;8000¦ \A1;8000¦ S = 1 / 400¦ 903정거장 방송설비 지하1층 신설평면도(2/2)¦ 1/400¦ 904정거장 방송설비 지하1층 신설평면도 (1/2)¦ 0¦ 0¦ 0¦ -¦ 0¦ 0¦ 0¦ 0¦ (기설활용)¦ -¦ T¦ 7¦ 0¦ 0¦ 3¦ 0¦ 3¦ 4¦ 0¦ 1¦ 6¦ MATCH LINE DWG No. "S1-TA-S04-DB-015-1.dwg"¦ : (16) HIV 1.5㎟x6조¦ : (22) HIV 1.5㎟x10조¦ : (22) HIV 1.5㎟x8조¦ : (22) HIV 1.5㎟x7조¦ : (16) HIV 1.5㎟x5조¦ : (16) HIV 1.5㎟x4조¦ : (16) HIV 1.5㎟x3조¦ : (16) HIV 1.5㎟x2조¦ NOTE¦ UP¦ UP¦ UP¦ UP¦ 승 강 장¦ 승 강 장¦ X11¦ X12¦ X13¦ X14¦ X15¦ X16¦ X17¦ X18¦ X19¦ X20¦ X21¦ X22¦ 7,500¦ 7,500¦ 7,500¦ 7,500¦ 7,500¦ 7,500¦ 7,500¦ 7,500¦ 7,500¦ 7,500¦ 7,500¦ Y00¦ Y02¦ Y04¦ Y01¦ Y03¦ Y00¦ Y01¦ Y02¦ Y03¦ Y04¦ 천정형 5W : 20 EA¦ 지하철 904정거장¦ 공항시장¦ 신방화¦ 마곡나루¦ S = 1 / 400¦ 904정거장 방송설비 지하2층 신설평면도(2/2)¦ 1/400¦ 904정거장 방송설비 지하2층 신설평면도 (2/2)¦ (기설활용)¦ T¦ 7¦ 0¦ 0¦ 3¦ 0¦ 3¦ 4¦ 0¦ 0¦ 4¦
| 1단계_정거장 - 복사본 | 1단계_정거장 - 복사본 | 048. T7005034-007 903정거장 CCTV,TDI,시계설비 지하4층 신설평면도-1.dwg | G¦ KEY PLAN¦ \A1;7450¦ \A1;4350¦ \A1;4350¦ \A1;7450¦ \A1;23600¦ \A1;7,500¦ \A1;7,500¦ \A1;7,500¦ \A1;7,500¦ \A1;7,500¦ \A1;7,500¦ \A1;7,500¦ \A1;5,000¦ \A1;5,000¦ \A1;5,000¦ \A1;5,000¦ \A1;5,000¦ \A1;5,000¦ \A1;{\fHYHeadLine-Medium¦b0¦i0¦c129¦p50;30,000}¦ \A1;10,5000¦ TRAY (300x100)¦ UTP CAT.5E 25Px1조 (CONSOLE)¦ UTP CAT.5E 4Px4조 (CONSOLE)¦ FR-CV 3C/6.0㎟x1조 (LSE POWER)¦ UTP Cat.5E 4Px2조 (CL POWER)(신설)¦ F-CV 3C/2.5㎟x1조 (공간화상)(기존활용)¦ OF- SM-4Cx1조 (공간화상)(기존활용)¦ UTP Cat.5E4Px15조 (CAMERA)(신설)¦ OF-SM-8C(난연)x10조(신설) ¦ FR-CV 3C/4.0㎟x10조(신설) ¦ OF-SM-8C(난연)x2조(승강장모니터)(신설) ¦ FR-CV 3C/4.0㎟x2조(승강장모니터)(신설) ¦ P-1¦ (P17:300x300x200)¦ P-2¦ MATCH LINE DWG No. "S1-TA-S03-DB-032-1.dwg"¦ (P16:300x300x200)¦ (P18:400x400x200)¦ (P19:400x400x200)¦ UP¦ UP¦ E/S 내려옴¦ 창고¦ UP¦ 창고¦ UP¦ E/S 올라감¦ P-4¦ X00¦ X01¦ X02¦ X03¦ X04¦ X05¦ X06¦ X07¦ X08¦ X09¦ X10¦ X11¦ X13¦ X12¦ Y03¦ Y04¦ Y02¦ Y01¦ Y00¦ NOTE¦ 1. 광케이블, 전원/접지케이블 (OF-SM-4Core, CV 3C/2.5㎟)¦ 3. 승강장 ANT설치위치: 열차 진행방향 정거장 시종점부에서 120m에 설치¦ 2. 광케이블, 전원/접지케이블 (OF-SM-8Core, CV 3C/2.5㎟)¦ vmh¦ vmh¦ vmh¦ (16)UTP Cat.5E4Px1조 (CAMERA)¦ (16) OF-SM-8C(난연)x1조(CAMERA) ¦ (16) FR-CV 3C/4.0㎟x1조(CAMERA) ¦ (16) OF-SM-8C(난연)x1조(CAMERA) ¦ (16) FR-CV 3C/4.0㎟x1조(CAMERA) ¦ (16) OF-SM-8C(난연)x2조(CAMERA) ¦ (16) FR-CV 3C/4.0㎟x2조(CAMERA) ¦ (16) OF-SM-8C(난연)x1조(CAMERA) ¦ (16) FR-CV 3C/4.0㎟x1조(CAMERA) ¦ (16) OF-SM-8Core(난연)x1조 (모니터)(신설)¦ (16) FR-CV 3C/4.0㎟x1조 (모니터POWER)(신설) ¦ (28) FR-CV 3C/4.0㎟x1조 (TDI POWER)(기존활용)¦ (16) UL 2919-AMESB 24AWG 4Px1조 (TDI)(기존활용)¦ (28) FR-CV 3C/4.0㎟x1조 (TDI POWER)(기존활용)¦ (16) UL 2919-AMESB 24AWG 4Px1조 (TDI)(기존활용)¦ (16) UTP Cat.5E 4Px2조 (TDI)(기존활용)¦ (28) OF-MM-12Core(난연)x1조(TDI)(기존활용)¦ (28) OF-MM-12Core(난연)x1조(TDI)(기존활용)¦ (16) UTP Cat.5E 4Px2조 (TDI)(기존활용)¦ (16) OF-SM-8Core(난연)x1조 (모니터)(신설)¦ (16) FR-CV 3C/4.0㎟x1조 (모니터POWER)(신설) ¦ 승강장모니터(상행)¦ 지하철 903정거장¦ 김포공항¦ 공항시장¦ 신방화¦ 1/400¦ S = 1 / 400¦ 903정거장 CCTV,TDI,시계설비 지하4층 신설평면도(1/2)¦ 903정거장 CCTV,TDI,시계설비 지하4층¦ 신설평면도(1/2)¦ T¦ 7¦ 0¦ 0¦ 5¦ 0¦ 3¦ 4¦ 0¦ 0¦ 7¦ CCTV(기존동축활용)¦ P¦ P¦
| 1단계_정거장 - 복사본 | 1단계_정거장 - 복사본 | 083. T9103066-008 913정거장 AFC설비 지하2층 장비배치도 (2_2) (철거).dwg | \A1;6,750¦ \A1;7,800¦ \A1;6,820¦ \A1;7,500¦ \A1;7,500¦ \A1;7,500¦ \A1;7,500¦ \A1;7,500¦ \A1;7,500¦ \A1;115,000¦ \A1;108,521¦ \A1;223,521¦ \A1;7,500¦ \A1;7,500¦ \A1;7,500¦ \A1;7,500¦ \A1;7,500¦ \A1;7,500¦ \A1;7,500¦ \A1;5,000¦ \A1;7,500¦ \A1;7,500¦ \A1;7,500¦ \A1;7,500¦ \A1;7,500¦ \A1;7,500¦ \A1;7,500¦ \A1;7,500¦ \A1;7,500¦ \A1;7,500¦ \A1;7,500¦ \A1;7,500¦ \A1;7,500¦ \A1;7,500¦ \A1;3,521¦ \A1;5,000¦ \A1;7,500¦ \A1;800¦ \A1;1,000¦ \A1;1800¦ \A1;800¦ \A1;600¦ \A1;1,700¦ \A1;200¦ \A1;200¦ \A1;900¦ \A1;900¦ \A1;1,200¦ \A1;1,800¦ \A1;3,015¦ \A1;200¦ \A1;600¦ \A1;600¦ \A1;600¦ \A1;600¦ \A1;1,800¦ \A1;900¦ \A1;200¦ \A1;200¦ \A1;200¦ \A1;200¦ \A1;800¦ \A1;1,000¦ \A1;250¦ \A1;1100¦ \A1;1040¦ \A1;1040¦ \A1;1450¦ 1/600¦ 지하철 908공구¦ 선유도¦ 당산¦ 국회의사당¦ w¦ 3¦ 9¦ 1¦ 3¦ 1¦ 0¦ 0¦ 5¦ 3¦ 0¦ Detail "A"¦ Detail "B"¦ Detail "A"¦ Detail "C"¦ Detail "C"¦ 12형¦ 11형¦ 대합실¦ PAID AREA¦ 대합실¦ FREE AREA¦ X08¦ X09¦ X10¦ X11¦ X12¦ X13¦ X14¦ X15¦ X16¦ X17¦ X18¦ X19¦ X20¦ X21¦ X22¦ X23¦ X24¦ X25¦ X26¦ X27¦ X28¦ X29¦ X30¦ X31¦ X32¦ X33¦ X34¦ X35¦ X36¦ X37¦ X38¦ Y00¦ Y02¦ Y05¦ Y07¦ Y01¦ Y03¦ Y06¦ Y04¦ 목동선 환승을 위한 유보공간¦ 2호선 교각¦ 2호선 교각¦ 2호선 환승 에스컬레이터¦ 목동선 환승에스컬레이터¦ DN¦ OPEN¦ CO2실¦ 전기실¦ 비상전원실¦ 내무반¦ 지구대장실¦ 창고¦ 샤워실¦ 탈의실¦ 안전관리실¦ 발매기실¦ 대합실¦ 대합실¦ 외부출입구3¦ 외부출입구4¦ 내부계단4¦ 내부계단3¦ 내부계단2¦ 내부계단1¦ 913 정거장¦ STA.14km831.097¦ 사무실¦ 사무실¦ 발매기실¦ AAM ¦ DN¦ 안전관리실¦ 내부계단4¦ AAM ¦ Detail "B"¦ 10형¦ 8형¦ 8형¦ 6형¦ 8형¦ 대합실¦ FREE AREA¦ 대합실¦ PAID AREA¦ 913정거장 AFC설비 지하2층 장비배치도 (2/2) (철거)¦ 913정거장 AFC설비 지하2층 장비배치도 (2/2) (철거)¦ S = 1 / 600¦ 1/600¦ 지하철 913정거장¦ 선유도¦ 당산¦ 국회의사당¦ 8¦ 0¦ 0¦ T¦ 9¦ 1¦ 0¦ 3¦ 0¦ 6¦ 6¦ \A1;21,370¦
| 1단계_정거장 - 복사본 | 1단계_정거장 - 복사본 | 015. T1001026-011 916정거장 출입통제설비 CABLE WIRING DIAGRAM.dwg | 신호통신기계실¦ ELE-4 (지상층)¦ ELE-3 (대합실)¦ ELE-2 (지상층)¦ ELE-1 (대합실)¦ ELE-5 (대합실)¦ ELE-6 (대합실)¦ ES-1 (외부계단출입구)¦ ES-2 (외부계단출입구)¦ ES-3 (외부계단출입구)¦ ES-4 (외부계단출입구)¦ ES-5 (대합실)¦ ES-6 (대합실)¦ ES-7 (대합실)¦ T-1 (화장실.여)¦ P-1 (승강장)¦ P-2 (승강장)¦ P-4 (승강장)¦ AGM-1 (대합실)¦ ATVM-1 (대합실)¦ C-1 ( (대합실)¦ COMM-1 (신호통신기계실)¦ 안전관리실¦ 대합실¦ ELEC-1 (전기실)¦ ELE-7 (승강장)¦ ELE-8 (승강장)¦ P-3 (승강장)¦ 발매기실¦ 출입¦ 통제¦ 시스템¦ (ACU)¦ UTP Cat.5E 4Px8조 (출입통제)¦ C/R¦ C/R¦ C/R¦ C/R¦ ES-8 (대합실)¦ 운전취급실¦ 용역원대기실¦ AGM-2 (대합실)¦ ELE-9 (대합실)¦ ELE-10 (대합실)¦ 916정거장 출입통제설비 CABLE WIRING DIAGRAM¦ 916정거장 출입통제설비 CABLE WIRING DIAGRAM¦ S = NONE¦ NONE¦ 지하철 916정거장¦ 여의도¦ 샛강¦ 노량진¦ T¦ 1¦ 0¦ 0¦ 1¦ 0¦ 2¦ 6¦ 0¦ 1¦ 1¦
| 1단계_정거장 - 복사본 | 1단계_정거장 - 복사본 | 031. T7005034-002 910정거장 CCTV,TDI,시계설비 지하1층 신설평면도 (2_2).dwg | C/R¦ ACU¦ CCTV¦ \A1;520¦ \A1;7,711¦ \A1;7,709¦ \A1;520¦ \A1;3,730¦ \A1;3,729¦ \A1;8,231¦ \A1;8,229¦ \A1;3,730¦ \A1;11,960¦ \A1;11,959¦ \A1;23,919¦ \A1;5,000¦ \A1;5,000¦ \A1;5,000¦ \A1;5,000¦ \A1;5,000¦ \A1;5,000¦ \A1;5,000¦ \A1;5,000¦ \A1;5,000¦ \A1;7,500¦ \A1;7,500¦ \A1;20,000¦ \A1;32,500¦ L¦ S = 1 / 400¦ 925정거장 CCTV,TDI,시계설비 지하2층 신설평면도(1/2)¦ 925정거장 CCTV,TDI,시계설비 지하2층¦ 신설평면도(1/2)¦ TRAY (300x100)¦ UTP CAT.5E 25Px1조 (CONSOLE)¦ UTP CAT.5E 4Px4조 (CONSOLE)¦ FR-CV 3C/6.0㎟x1조 (LSE POWER)¦ UTP Cat.5E 4Px2조 (CL POWER)(신설)¦ F-CV 3C/2.5㎟x1조 (공간화상)(기존활용)¦ OF- SM-4Cx1조 (공간화상)(기존활용)¦ UTP Cat.5E4Px15조 (CAMERA)(신설)¦ OF-SM-8C(난연)x10조(신설) ¦ FR-CV 3C/4.0㎟x10조(신설) ¦ OF-SM-8C(난연)x2조(승강장모니터)(신설) ¦ FR-CV 3C/4.0㎟x2조(승강장모니터)(신설) ¦ Y-00¦ Y-01¦ Y-05¦ Y-06¦ Y-03¦ X21¦ X22¦ X23¦ X24¦ X25¦ X26¦ X27¦ X20¦ X19¦ X18¦ X17¦ X16¦ X15¦ X13¦ X14¦ 7,500¦ 7,500¦ 7,500¦ 3,750¦ 60,000¦ DN¦ 올라옴¦ 통신기계실¦ 비상전원실¦ 전기실¦ CO2실¦ 용역대기실¦ 이동통신기계실¦ 공조기계실-2¦ 복 도¦ 외부출입구2¦ 내부엘리베이터2¦ 내부계단3¦ 910 정거장¦ STA.11km750.167¦ C¦ H¦ I¦ G¦ F¦ J¦ L¦ K¦ MATCH LINE DWG No. "S1-TA-S10-DB-017-0"¦ ES-6¦ ES-8¦ ELEC-1¦ ELE-6¦ ELE-5¦ ES-2¦ A¦ B¦ G¦ D¦ C¦ I¦ H¦ F¦ J¦ (P12:200x200x100)¦ (P10:200x200x100)¦ (P14:200x200x100)¦ (P11:200x200x100)¦ (P13:300x300x200)¦ (P15:400x400x200)¦ COMM-1¦ K¦ KEY PLAN¦ L¦ NOTE¦ 1. 광케이블, 전원/접지케이블 (OF-SM-4Core, CV 3C/2.5㎟)¦ 3. 승강장 ANT설치위치: 열차 진행방향 정거장 시종점부에 설치¦ 2. 광케이블, 전원/접지케이블 (OF-SM-8Core, CV 3C/2.5㎟)¦ vmh¦ vmh¦ VMT¦ vmh¦ vmh¦ vmh¦ vmh¦ A¦ DOWN TO 지하2층¦ TRAY (900x150)¦ B¦ TRAY (300x100)¦ D¦ TRAY (300x100)¦ TRAY (300x100)¦ TRAY (300x100)¦ DOWN TO 지하2층¦ TRAY (900x150)¦ TRAY (300x100)¦ TRAY (300x100)¦ DOWN TO 통신기계실 ACCESS FLOOR¦ TRAY (600x150)¦ TRAY (300x100)¦ UTP Cat.5E 4Px4조 (CONSOLE)¦ UTP Cat.5E 25Px1조 (CONSOLE)¦ UTP Cat.5E 4Px4조 (CONSOLE)¦ UTP Cat.5E 25Px1조 (CONSOLE)¦ UTP Cat.5E 4Px4조 (CONSOLE)¦ UTP Cat.5E 25Px1조 (CONSOLE)¦ UTP Cat.5E 4Px4조 (CONSOLE)¦ UTP Cat.5E 25Px1조 (CONSOLE)¦ (22) UTP Cat.5E4Px2조 (CAMERA)¦ (16) UTP Cat.5E4Px1조 (CAMERA)¦ (16) UTP Cat.5E4Px1조 (CAMERA)¦ (16) UTP Cat.5E4Px1조 (CAMERA)¦ (22) UTP Cat.5E4Px2조 (CAMERA)¦ (22) UTP Cat.5E4Px2조 (CAMERA)¦ (16) UTP Cat.5E4Px1조 (CAMERA)¦ FR-CV 3C/6.0㎟x1조 (LSE POWER)¦ FR-CV 3C/6.0㎟x1조 (LSE POWER)¦ FR-CV 3C/6.0㎟x1조 (LSE POWER)¦ FR-CV 3C/6.0㎟x1조 (LSE POWER)¦ 스피드돔¦ 스피드돔¦ OF-SM-8C(난연)x4조(CAMERA) ¦ FR-CV 3C/4.0㎟x4조(CAMERA) ¦ UTP Cat.5E4Px1조 (CAMERA)¦ OF-SM-8C(난연)x4조(CAMERA) ¦ FR-CV 3C/4.0㎟x4조(CAMERA) ¦ UTP Cat.5E4Px2조 (CAMERA)¦ OF-SM-8C(난연)x4조(CAMERA) ¦ FR-CV 3C/4.0㎟x4조(CAMERA) ¦ UTP Cat.5E4Px9조 (CAMERA)¦ OF-SM-8C(난연)x4조(CAMERA) ¦ FR-CV 3C/4.0㎟x4조(CAMERA) ¦ UTP Cat.5E4Px14조 (CAMERA)¦ OF-SM-8C(난연)x13조(CAMERA) ¦ FR-CV 3C/4.0㎟x13조(CAMERA) ¦ UTP Cat.5E4Px2조 (CAMERA)¦ OF-SM-8C(난연)x4조(CAMERA) ¦ FR-CV 3C/4.0㎟x4조(CAMERA) ¦ UTP Cat.5E4Px1조 (CAMERA)¦ OF-SM-8C(난연)x4조(CAMERA) ¦ FR-CV 3C/4.0㎟x4조(CAMERA) ¦ OF-SM-8C(난연)x4조(신설) ¦ FR-CV 3C/4.0㎟x4조(신설) ¦ UTP Cat.5E4Px14조 (CAMERA)¦ OF-SM-8C(난연)x13조(CAMERA) ¦ FR-CV 3C/4.0㎟x13조(CAMERA) ¦ UTP Cat.5E4Px2조 (CAMERA)¦ vmh¦ VMT¦ OF-SM-8Core(난연)x1조 (모니터)(신설)¦ FR-CV 3C/4.0㎟x1조 (모니터POWER)(신설) ¦ OF-SM-8Core(난연)x1조 (모니터)(신설)¦ FR-CV 3C/4.0㎟x1조 (모니터POWER)(신설) ¦ OF-SM-8Core(난연)x1조 (모니터)(신설)¦ FR-CV 3C/4.0㎟x1조 (모니터POWER)(신설) ¦ OF-SM-8Core(난연)x1조 (모니터)(신설)¦ FR-CV 3C/4.0㎟x1조 (모니터POWER)(신설) ¦ OF-SM-8Core(난연)x2조 (모니터)(신설)¦ FR-CV 3C/4.0㎟x2조 (모니터POWER)(신설) ¦ OF-SM-8Core(난연)x1조 (모니터)(신설)¦ FR-CV 3C/4.0㎟x1조 (모니터POWER)(신설) ¦ OF-SM-8Core(난연)x1조 (모니터)(신설)¦ FR-CV 3C/4.0㎟x1조 (모니터POWER)(신설) ¦ OF-SM-8Core(난연)x2조 (모니터)(신설)¦ FR-CV 3C/4.0㎟x2조 (모니터POWER)(신설) ¦ 지하철 910정거장¦ 등촌¦ 염창¦ 신목동¦ 1/400¦ S = 1 / 400¦ 910정거장 CCTV,TDI,시계설비 지하1층 신설평면도(2/2)¦ 910정거장 CCTV,TDI,시계설비 지하1층¦ 신설평면도(2/2)¦ T¦ 7¦ 0¦ 0¦ 5¦ 0¦ 3¦ 4¦ 0¦ 0¦ 2¦ CCTV(기존동축활용)¦ P¦
| 1단계_정거장 - 복사본 | 1단계_정거장 - 복사본 | 048. T9103066-003 905정거장 AFC설비 지하1층 장비배치도.dwg | \A1;1,000¦ \A1;800¦ \A1;800¦ \A1;600¦ \A1;600¦ \A1;4400¦ \A1;4400¦ \A1;7500¦ \A1;7500¦ \A1;7500¦ \A1;7500¦ \A1;7500¦ \A1;7500¦ \A1;7500¦ \A1;7500¦ \A1;7500¦ \A1;7500¦ \A1;7500¦ \A1;7500¦ \A1;7500¦ \A1;7500¦ \A1;7500¦ \A1;7500¦ \A1;7500¦ \A1;7500¦ \A1;7500¦ \A1;6850¦ \A1;6850¦ \A1;151300¦ \A1;13700¦ \A1;165000¦ \A1;7880¦ \A1;8000¦ \A1;8000¦ \A1;7880¦ \A1;31760¦ \A1;5930¦ \A1;3900¦ \A1;12100¦ \A1;3900¦ \A1;5930¦ \A1;200¦ \A1;800¦ \A1;1,000¦ \A1;600¦ \A1;600¦ \A1;600¦ \A1;600¦ \A1;600¦ \A1;150¦ \A1;150¦ \A1;150¦ \A1;150¦ \A1;150¦ \A1;150¦ \A1;150¦ \A1;600¦ \A1;150¦ \A1;1100¦ \A1;150¦ Detail "A"¦ Detail "B"¦ 발매기실¦ Detail "A"¦ X16¦ X17¦ X18¦ X19¦ X20¦ X21¦ X22¦ X23¦ X08¦ X09¦ X10¦ X11¦ X12¦ X13¦ X14¦ X15¦ X00¦ X01¦ X02¦ X03¦ X04¦ X05¦ X06¦ X07¦ Y00¦ Y01¦ Y02¦ Y03¦ Y04¦ 5¦ UP¦ UP¦ UP¦ UP¦ UP¦ UP¦ UP¦ UP¦ 공조기계실1¦ 대 합 실¦ 공조기계실2¦ 물탱크실¦ 화 장 실¦ Detail "B"¦ AAM ¦ AAM ¦ 6형¦ 11형¦ 8형¦ 8형¦ 8형¦ 8형¦ 10형¦ E/V¦ E/V¦ E/V¦ DN¦ DN¦ DN¦ DN¦ DN¦ DN¦ DN¦ DN¦ DN¦ DN¦ DN¦ DN¦ UP¦ UP¦ UP¦ UP¦ 편 의 점¦ 발매기실¦ 용역¦ 이동통신기계실¦ 예 비 실¦ 기능실복도¦ 전 기 실¦ 비상전원실¦ CO2 실¦ 안전관리실¦ 신호통신기계실¦ 용역원대기실¦ 창고¦ 운전¦ 취급실¦ 6/12형¦ 10형¦ 구 분¦ 당 초¦ 변 경¦ 6형¦ 8형¦ 10형¦ 6/12형¦ 10/11형¦ 11형¦ 12형¦ 1¦ 1¦ 4¦ 4¦ 1¦ 2¦ -¦ -¦ -¦ -¦ 1¦ 1¦ 1¦ 1¦ 905정거장 AFC설비 지하1층 장비배치도¦ 1/600¦ 지하철 905정거장¦ 신방화¦ 마곡나루¦ 양천향교¦ 905정거장 AFC설비 지하1층 장비배치도¦ S = 1 / 600¦ T¦ 9¦ 1¦ 0¦ 3¦ 0¦ 6¦ 6¦ 0¦ 0¦ 3¦
| 1단계_정거장 - 복사본 | 1단계_정거장 - 복사본 | 051. T7009934-005 907정거장 출입통제설비 지하1층 철거 평면도 (2_3).dwg | \A1;5,000¦ \A1;5,000¦ \A1;105,000¦ \A1;5,000¦ \A1;5,000¦ \A1;5,000¦ \A1;5,000¦ \A1;5,000¦ \A1;5,000¦ \A1;2,500¦ \A1;5,000¦ \A1;5,000¦ \A1;5,000¦ \A1;5,000¦ \A1;5,000¦ \A1;5,000¦ \A1;5,000¦ \A1;5,000¦ \A1;2,500¦ \A1;27,800¦ \A1;13,900¦ \A1;13,900¦ \A1;5,000¦ \A1;5,000¦ \A1;5,000¦ \A1;5,000¦ MATCH LINE DWG No. "S1-TA-S07-DB-019-0"¦ MATCH LINE DWG No. "S1-TA-S07-DB-021-0"¦ KEY PLAN¦ X25¦ X26¦ X27¦ X28¦ X29¦ X09¦ X10¦ X11¦ X12¦ X13¦ X14¦ X15¦ X16¦ X17¦ X18¦ X19¦ X21¦ X22¦ X23¦ X24¦ X20¦ Y00¦ Y01¦ Y02¦ 대 합 실¦ 물탱크실¦ 연결통로¦ 공조기계실¦ 창고¦ DN¦ 창고¦ 내부계단¦ 용역¦ 용역원대기실¦ 907 정거장¦ STA.9km100.167¦ UTP Cat.5E 4Px2조 (출입통제)¦ 임대상가2¦ 임대상가1¦ UTP Cat.5E 4Px2조 (출입통제)¦ 907정거장 출입통제설비 지하1층 철거 평면도 (2/3)¦ 907정거장 출입통제설비 지하1층 철거 평면도 (2/3)¦ S = 1 / 400¦ 1/400¦ 지하철 907정거장¦ 양천향교¦ 가양¦ 증미¦ T¦ 7¦ 0¦ 0¦ 9¦ 9¦ 3¦ 4¦ 5¦ 0¦ 0¦
| 1단계_정거장 - 복사본 | 1단계_정거장 - 복사본 | 019. T7001034-001 종합관리 및 복지후생동 구내통신설비 지하2층 신설평면도.dwg | P¦ \A1;7,700¦ \A1;67,100¦ \A1;6,600¦ \A1;6,600¦ \A1;6,600¦ \A1;6,600¦ \A1;6,600¦ \A1;6,600¦ \A1;6,600¦ \A1;6,600¦ \A1;6,600¦ \A1;2,100¦ \A1;10,800¦ \A1;7,500¦ \A1;7,500¦ \A1;27,900¦ \A1;3,200¦ \A1;3,400¦ \A1;3,200¦ \A1;3,400¦ \A1;3,800¦ \A1;2,000¦ \A1;1,800¦ \A1;3,750¦ \A1;3,750¦ \A1;3,750¦ \A1;3,750¦ \A1;3,600¦ \A1;3,600¦ \A1;3,600¦ \A1;3,300¦ \A1;3,300¦ \A1;3,300¦ \A1;3,300¦ \A1;3,600¦ \A1;3,000¦ \A1;3,200¦ \A1;3,400¦ T¦ (P2:300x300x200)¦ UP TO 지하1층 전기실¦ x2¦ UP TO : 지하1층¦ OF-SM-8Corex3조 (검사고, 주공장, 중정비쎈타 광S/W HUB)¦ FR-CVVSB 20C/1.5㎟x2조 (검사고, 주공장 방송)¦ MIC-SH 2C/0.75㎟x2조x2 (검사고, 주공장 방송)¦ 10C-HFBTx5조 (검사고, 주공장, 부속동, 901정거장 TV)¦ CABLE TRAY (W:600)¦ FR-CVVSB 2C/2.5㎟x2조 (검사고, 주공장 CLOCK)¦ PE 28mmx6조¦ F/S(J.F) 0.65x100P(50%차폐)x4조 (검사고, 주공장, 중정비쎈타, 901국선)¦ UP¦ 상부 장비반입구¦ 창고¦ UP¦ 상부 D.A¦ 상부 D.A¦ 공동구¦ 건축공사¦ 토목공사¦ ELEV. PIT¦ 간이 오수정화조¦ (1,500x1,500x1,500H)¦ X01¦ P I T¦ X02¦ X03¦ X04¦ X05¦ X06¦ X07¦ X08¦ X09¦ X10¦ X11¦ Y01¦ Y02¦ Y04¦ Y05¦ Y06¦ Y03¦ 창고¦ 창고¦ HALL¦ 계단실-2¦ 계단실-1¦ 물탱크실¦ 기계실¦ 화물용ELEV.¦ PIT¦ H:600¦ H:200¦ H:200¦ H:200¦ H:200¦ H:200¦ H:200¦ H:200¦ H:200¦ H:200¦ H:200¦ H:200¦ H:200¦ H:600¦ H:600¦ H:600¦ H:600¦ H:600¦ H:600¦ H:600¦ H:600¦ 집수정¦ (1,500x1,500x1,500H)¦ 집수정 (1,500x1,500x1,500H)¦ 감시실¦ 집수정¦ (750x750x900H)¦ 창고¦ OF-SM-46Corex2조 (본선)¦ F/S(J.F) 0.65x25P(50%차폐)x1조 (본선)¦ F/S(J.F) 0.65x50P(50%차폐)x1조 (모타카고)¦ F/S(J.F) 0.65x25P(50%차폐)x3조 (변전소, 경비실(정문), 경비실(후문))¦ FR-CVVSB 3C/2.5㎟x15조 (부속동 SP)¦ UTP 25P¦ [TB No.1]¦ x2 ¦ R ¦ (16) UTP Cat.5E 4Px2조 (기계실)¦ (16) HIV 1.5㎟x2조 (CLOCK)¦ UTP Cat.5E 25Px1조 (감시실)¦ (16) 5C-HFBTx1조 (TV)¦ (16) F-GV 4.0㎟x1조 (GND)¦ TRAY (W:600)¦ (28) UTP Cat.5E 25Px1조 (감시실)¦ HIV 1.5㎟x2조 (CLOCK)¦ 5C-HFBTx1조 (TV)¦ F-GV 4.0㎟x1조 (GND)¦ FR-CVVSB 6C/1.5㎟x2조 (변전소 출입통제)¦ (P1:300x300x200)¦ FR-CV 2C/4.0㎟x3조 (TV AMP POWER)¦ (16) 인터폰선 0.6x2Px1조 (인터폰)¦ 인터폰선 0.6x2Px1조 (인터폰)¦ 1.2¦ 3.1¦ 지하2층 신설평면도¦ 종합관리 및 복지후생동 구내통신설비 지하2층 신설평면도¦ S = 1/300¦ 차량기지¦ 차량기지¦ 1/300¦ 종합관리 및 복지후생동 구내통신설비 ¦ T¦ 7¦ 0¦ 0¦ 1¦ 0¦ 3¦ 4¦ 0¦ 0¦ 1¦
| 1단계_정거장 - 복사본 | 1단계_정거장 - 복사본 | 064. T7009934-003 903정거장 출입통제설비 지하2층 평면도-1.dwg | P¦ KEY PLAN¦ \A1;7,500¦ \A1;4350¦ \A1;4350¦ \A1;7450¦ \A1;23600¦ \A1;7450¦ \A1;5,000¦ \A1;5,000¦ \A1;5,000¦ \A1;5,000¦ \A1;5,000¦ \A1;5,000¦ \A1;7,500¦ \A1;7,500¦ \A1;7,500¦ \A1;7,500¦ \A1;7,500¦ \A1;7,500¦ 운영원대기실¦ CO2 실¦ 비상 전원실¦ 전 기 실¦ 정 화 조¦ 변 전 실¦ (16) UTP Cat.5E 4Px2조 (출입통제)¦ (16) UTP Cat.5E 4Px2조 (출입통제)¦ (16) UTP Cat.5E 4Px2조 (출입통제)¦ (16) UTP Cat.5E 4Px2조x2 (출입통제)¦ MATCH LINE DWG No. "S1-TA-S03-DB-028-1.dwg"¦ (16) UTP Cat.5E 4Px2조 (출입통제)¦ Y03¦ Y04¦ Y02¦ Y01¦ Y00¦ X12¦ X13¦ X11¦ X10¦ X09¦ X08¦ X07¦ X06¦ X05¦ X04¦ X03¦ X02¦ X01¦ X00¦ 903정거장 출입통제설비 지하2층 평면도 (1/2)¦ 1 / 400¦ 지하철 903정거장¦ 김포공항¦ 공항시장¦ 신방화¦ 903정거장 출입통제설비 지하2층 평면도 (1/2)¦ S = 1/400¦ T¦ 7¦ 0¦ 0¦ 9¦ 9¦ 3¦ 4¦ 0¦ 0¦ 3¦ P¦ C/R¦
| 1단계_정거장 - 복사본 | 1단계_정거장 - 복사본 | 054. T7005034-011 902정거장 CCTV,TDI,시계설비 지하4층신설평면도(2-3).dwg | ~¦ ES.DN¦ ES.DN¦ ES.UP¦ ES.UP¦ ES.DN¦ ES.UP¦ ES.UP¦ ES.DN¦ 창고-2¦ 00¦ Y¦ 01¦ Y¦ 02¦ Y¦ 03¦ Y¦ X¦ 15¦ X¦ 14¦ X¦ 13¦ X¦ 12¦ X¦ 11¦ X¦ 10¦ X¦ 09¦ X¦ 08¦ X¦ 07¦ 17¦ X¦ 16¦ X¦ 7500¦ 7500¦ 7500¦ 7500¦ 7500¦ 7500¦ 7500¦ 7500¦ 7500¦ 7500¦ 3550¦ 8240¦ 9020¦ 8840¦ 26100¦ P¦ A¦ P¦ PB(300X300X200)¦ P¦ PB(400X400X300)¦ C¦ C¦ E¦ KP 단자함¦ KP 단자함¦ P¦ G¦ B¦ PB(400X400X300)¦ P¦ P¦ PB(300X300X200)¦ F¦ D¦ PB(400X400X300)¦ PB(300X300X200)¦ D¦ (16)HIV1.2X3(SP)¦ (16)HIV1.2X3(SP)¦ (16)HIV1.2X3(SP)¦ (16)HIV1.2X3(SP)¦ (16)HIV1.2X3(SP)¦ (22)VCT 2.0 /2C(KP POW)¦ G¦ G¦ G¦ (16)HIV1.2X2¦ (16)HIV1.2X3¦ (16)HIV1.2X4¦ (16)HIV1.2X6¦ 광복합케이블2조(통신TRAY):해외지급분¦ 여장:30M¦ (36)CV3.5 /2CX2(TDI POW)¦ (22)UTP CAT.5 4PX4(TDI 정보)용 공관¦ (36)OFMM 12COREX2(TDI 정보)용 공관¦ (36)CV3.5 /2CX2(TDI POW)¦ (22)UTP CAT.5 4PX4(TDI 정보)용 공관¦ (36)OFMM 12COREX2(TDI 정보)용 공관¦ (22)FR-CV-3C/4.0㎟x5(신설)¦ (16)OF-SM-8Cx5(난연)(신설)¦ (22)FR-CV-3C/4.0㎟x5(신설)¦ (16)OF-SM-8Cx5(난연)(신설)¦ (22)FR-CV-3C/4.0㎟x5(신설)¦ (16)OF-SM-8Cx5(난연)(신설)¦ A¦ (16)HIV1.2X3(SP)¦ B¦ C¦ D¦ E¦ F¦ (16)OF-MM-12Core(난연)x1조 (TDI)(기존활용)¦ (28)CV-3.5 12C X1조(TDI POWER)(기존활용)¦ (16)OF-MM-12Core(난연)x1조 (TDI)(기존활용)¦ (28)CV-3.5 12C X1조(TDI POWER)(기존활용)¦ (16)OF-MM-12Core(난연)x2조 (TDI)(기존활용)¦ (28)CV-3.5 12C X2조(TDI POWER)(기존활용)¦ 지하철 902정거장¦ 김포공항¦ 공항시장¦ 1/400¦ S = 1/400¦ 개화¦ 902정거장 CCTV,TDI,시계설비 지하4층 신설평면도(2/3)¦ S = 1/400¦ 902정거장 CCTV,TDI,시계설비 지하4층 ¦ 신설평면도(2/3)¦ T¦ 7¦ 0¦ 0¦ 5¦ 0¦ 3¦ 4¦ 0¦ 1¦ 1¦ CCTV(기존동축활용)¦
| 1단계_정거장 - 복사본 | 1단계_정거장 - 복사본 | 005. T1001026-001 912정거장 CIRCUIT WIRING SYSTEM DIAGRAM_신설.dwg | KT¦ IP¦ G¦ D¦ C/R¦ T¦ 0¦ 0¦ 0¦ 0¦ 0¦ 0¦ 0¦ 0¦ 0¦ 0¦ 신호통신기계실¦ 신호통신기계실¦ 안전관리실¦ 소방외부 무선통신 보조설비¦ 경찰통신설비¦ O/F(SM) FM RADIO¦ POWER DISTRIBUTION¦ O/F(SM)¦ O/F(SM)¦ UPS¦ CCTV¦ 광화상전송장치¦ MATRIX¦ RACK¦ TV 광전송장치¦ 부모시계¦ To: NEXT STATION¦ O/F(SM)¦ O/F(SM)¦ To: KT¦ M/D¦ KT¦ 전력사령¦ 신호사령¦ 방재사령¦ 통신사령¦ FAX¦ Data Line (전력)¦ Data Line¦ Data Line¦ Data Line¦ Data Line (AFC)¦ Data Line (통신)¦ Data Line (방재)¦ Data Line (운전)¦ SMS¦ AGM¦ AAM¦ ATVM¦ IP¦ P.A AMP¦ x2¦ x2¦ x7¦ 지하1층 (대합실) x 17¦ 지하2층 (대합실) x 22¦ 지하3층 (승강장상선) x 21¦ G¦ G¦ G¦ G¦ G¦ 지하3층 (승강장상선) x 2¦ 지하3층 (승강장하선) x 2¦ CCTV¦ CONSOLE¦ 지하2층¦ (복합통신ANT)¦ 무선통신 보조설비¦ HFC-22D-FR¦ HFC-12D-FR¦ 본선터널 (승강장) RFCL-42D-광대역¦ 본선터널 (승강장) RFCL-42D-광대역¦ D¦ POWER LINE¦ x6¦ INT¦ T¦ T¦ x2¦ x2¦ x11¦ x2¦ x2¦ T¦ T¦ x12¦ x2¦ x2¦ x8 ¦ 인터폰¦ 모장치¦ 배 선 반¦ 공조기계실1¦ 공조기계실2¦ 이동통신기계실¦ Callphone¦ 전기실¦ 기능실복도¦ 발매기실¦ 화장실(남,여)¦ 장애자화장실¦ 임대상가 (지하1층)¦ ELEV, 화장실¦ 용역원대기실¦ 지하2층 (대합실)¦ PSD실 (상선)¦ PSD실 (하선)¦ 편의점¦ 비상전원실¦ 승강장 INT¦ 변전실¦ 운영원대기실¦ x3¦ x3¦ T¦ x2¦ x2¦ 지하3층 (승강장하선) x 21¦ x2¦ 임대상가 (지하2층)¦ T¦ 출입통제¦ C/R¦ C/R¦ C/R¦ C/R¦ C/R¦ 운전사령¦ Data Line (신호)¦ Data Line¦ Data Line¦ 소방외부¦ 지하1층¦ (복합통신ANT)¦ 창고 (지하1층)¦ x4¦ 운전취급실¦ T¦ 창고 (지하2층)¦ x4¦ INT¦ x6¦ 본선터널 (승강장) RFCL-42D-광대역¦ 본선터널 (승강장) RFCL-42D-광대역¦ D¦ IP¦ 환급기¦ 통신기계실¦ 소방외부 무선통신 보조설비¦ 경찰통신설비¦ O/F(SM) FM RADIO¦ POWER DISTRIBUTION¦ O/F(SM)¦ O/F(SM)¦ UPS¦ CCTV¦ 광화상전송장치¦ MATRIX¦ RACK¦ TV 광전송장치¦ 부모시계¦ To: NEXT STATION¦ O/F(SM)¦ O/F(SM)¦ To: KT¦ M/D¦ FAX¦ P.A AMP¦ 배 선 반¦ 출입통제¦ 통신장치¦ IP MPLS¦ 역사백본¦ 시리얼 ¦ FXO/FXS¦ Ethernet¦ L3 Switch¦ 신설¦ O/F(SM) 인접역¦ O/F(SM) 열차무선 / DU¦ 신설¦ 열차무선 RRU¦ LTE-R¦ EQUIP¦ MULTI¦ COMM¦ FM/DMB¦ 광전송장치¦ C¦ 통신장치¦ IP MPLS¦ 역사백본¦ 시리얼 ¦ FXO/FXS¦ Ethernet¦ L3 Switch¦ 신설¦ O/F(SM) 인접역¦ 신설¦ 열차무선 RRU¦ LTE-R¦ O/F(SM) 열차무선 / DU¦ EQUIP¦ MULTI¦ COMM¦ FM/DMB¦ 광전송장치¦ O/F(SM) 인접역¦ OF-SM-8C(난연),FR-CV 3c/4.0㎟¦ UTP Cat. 5E4P¦ 승강장모니터(상선)¦ UTP Cat. 5E4P¦ OF-SM-8C(난연),FR-CV 3c/4.0㎟¦ 승강장모니터(하선)¦ OF-SM-8C(난연),FR-CV 3c/4.0㎟¦ OF-SM-8C(난연),FR-CV 3c/4.0㎟¦ 912정거장 CIRCUIT WIRING SYSTEM DIAGRAM / 신설¦ 912정거장 CIRCUIT WIRING SYSTEM DIAGRAM / 신설¦ S = NONE¦ NONE¦ 신목동¦ 선유도¦ 당산¦ T¦ 1¦ 0¦ 0¦ 1¦ 0¦ 2¦ 6¦ 0¦ 0¦ 1¦
| 1단계_정거장 - 복사본 | 1단계_정거장 - 복사본 | 023. T7001034-006 908정거장 전화설비 지하2층 철거평면도.dwg | IP¦ KT¦ INT¦ CONSOLE¦ \A1;1,100¦ \A1;1,100¦ \A1;3,100¦ \A1;3,100¦ \A1;7,150¦ \A1;7,150¦ \A1;22,700¦ \A1;22,500¦ \A1;22,500¦ \A1;37,500¦ \A1;22,500¦ \A1;7,500¦ \A1;7,500¦ \A1;7,500¦ \A1;7,500¦ \A1;7,500¦ \A1;7,500¦ \A1;7,500¦ \A1;7,500¦ \A1;7,500¦ \A1;7,500¦ \A1;7,500¦ \A1;7,500¦ \A1;7,500¦ \A1;7,500¦ \A1;120,000¦ \A1;15,000¦ TRAY (300x100)¦ UTP Cat.5E 25Px3조 (안전관리실)¦ C¦ UTP Cat.5E 25Px2조 (CONSOLE CONTROL, LSE)¦ 1. 음향유도기 전원은 전기콘센트를 이용한다.¦ NOTE¦ 2. 증폭기전원은 전기콘센트를 이용한다.¦ 3. 통신기계실 및 안전관리실 MAIN 분전반은 전기에서 설치한다.¦ TRAY (300x100)¦ D¦ (16) UTP Cat.5E 4Px2조 (임대상가1)¦ H¦ UP TO 지하 1층¦ I¦ TRAY (900x150)¦ DOWN TO 지하 3층¦ G¦ UTP Cat.5E 4Px3조 (승강장 INT)¦ TRAY (900x150)¦ UTP Cat.5E 4Px3조 (승강장공중전화)¦ K¦ UTP Cat.5E 4Px3조 (승강장 INT)¦ TRAY (900x150)¦ UTP Cat.5E 4Px3조 (승강장공중전화)¦ UP TO 지하 1층¦ J¦ UTP Cat.5E 4Px3조 (승강장공중전화)¦ TRAY (900x150)¦ DOWN TO 안전관리실 ACCESS FLOOR¦ UTP Cat.5E 25Px3조 (안전관리실)¦ A¦ UTP Cat.5E 25Px1조 (콜폰)¦ UTP Cat.5E 25Px2조 (CONSOLE CONTROL, LSE)¦ TRAY (600x150)¦ UTP Cat.5E 25Px3조 (안전관리실)¦ B¦ UTP Cat.5E 25Px2조 (CONSOLE CONTROL, LSE)¦ TRAY (300x100)¦ F¦ DOWN TO 지하 3층¦ X09¦ X12¦ X13¦ X14¦ X15¦ X16¦ X17¦ X18¦ X19¦ X20¦ X21¦ X22¦ X23¦ X24¦ X25¦ X26¦ X10¦ X11¦ Y00¦ Y04¦ Y08¦ Y03¦ Y05¦ DN¦ UP¦ DN¦ DN¦ 예비실¦ 대합실¦ 안전¦ 발매기실¦ 공조기계실2¦ 화장실¦ 편의점¦ 오수펌프실¦ 내부계단4¦ 내부계단1¦ 내부계단2¦ 내부계단5¦ 내부엘리베이터2¦ DN¦ DN¦ DN¦ DN¦ UP¦ UP¦ 내부엘리베이터1¦ 내부계단3¦ 908 정거장¦ STA.9km840.167¦ (16) 인터폰선 0.6x2Px4조 (INT)¦ 인터폰선 0.6x2Px4조 (INT)¦ TRAY (300x100)¦ 인터폰선 0.6x2Px4조 (INT)¦ TRAY (300x100)¦ 인터폰선 0.6x2Px8조 (INT)¦ UTP Cat.5E 4Px4조 (예비실,독서실)¦ (22) UTP Cat.5E 4Px5조 (편의점,임대상가2)¦ (16) 인터폰선 0.6x2Px5조 (INT)¦ DOWN TO CP PANEL¦ (16) 인터폰선 0.6x2Px5조 (INT)¦ (16) 인터폰선 0.6x2Px각1조 (콜폰)¦ (P6:100x100x100)¦ (16) UTP Cat.5E 4Px2조 (공조기계실2)¦ C¦ D¦ H¦ I¦ G¦ K¦ E¦ (16) 인터폰선 0.6x2Px4조 (INT)¦ DOWN TO CP PANEL¦ (16) 인터폰선 0.6x2Px4조 (INT)¦ DOWN TO CP PANEL¦ x2¦ x2¦ F¦ x2¦ UTP 50P¦ [TB No.3]¦ UTP 25P¦ [TB No.4]¦ x4¦ A¦ B¦ x2¦ (16) UTP Cat.5E 4Px4조(예비실, 독서실)¦ TRAY (300x100)¦ UTP Cat.5E 4Px2조¦ (16) UTP Cat.5E 4Px2조 (임대상가2)¦ (16) 인터폰선 0.6x2Px4조 (INT)¦ x2¦ x2¦ 관리실¦ (P7:100x100x100)¦ (16) 인터폰선 0.6x2Px3조 (INT)¦ (기계설비 인터폰모장치 연결)¦ UTP 25P¦ (28) UTP Cat.5E 25Px1조¦ 독서실¦ x2¦ (16) UTP Cat.5E 4Px2조 (예비실)¦ (16) UTP Cat.5E 4Px2조 (예비실)¦ 공중전화¦ UTP Cat.5E 4Px1조 (편의점)¦ UTP Cat.5E 4Px1조 (편의점)¦ UTP Cat.5E 4Px1조 (편의점)¦ 인터폰선 0.6x2Px10조 (INT)¦ UTP Cat.5E 25Px1조 (콜폰)¦ 인터폰선 0.6x2Px7조 (INT)¦ UTP Cat.5E 25Px1조 (콜폰)¦ 인터폰선 0.6x2Px7조 (INT)¦ UTP Cat.5E 25Px3조 (안전관리실)¦ UTP Cat.5E 25Px2조 (CONSOLE CONTROL, LSE)¦ UTP Cat.5E 4Px4조 (편의점, 임대상가2)¦ UTP Cat.5E 25Px1조 (콜폰)¦ UTP Cat.5E 4Px4조 (예비실,독서실)¦ UTP Cat.5E 4Px3조 (승강장 INT)¦ J¦ UTP Cat.5E 4Px3조 (대합실공중전화)¦ E¦ UTP Cat.5E 4Px3조 (대합실공중전화)¦ TRAY (300x100)¦ UTP Cat.5E 25Px3조 (안전관리실)¦ UTP Cat.5E 25Px2조 (CONSOLE CONTROL, LSE)¦ UTP Cat.5E 4Px4조 (편의점, 임대상가2)¦ UTP Cat.5E 25Px1조 (콜폰)¦ UTP Cat.5E 4Px4조 (예비실,독서실)¦ UTP Cat.5E 4Px2조 (공조기계실2)¦ UTP Cat.5E 25Px3조 (안전관리실)¦ UTP Cat.5E 25Px2조 (CONSOLE CONTROL, LSE)¦ UTP Cat.5E 4Px4조 (편의점, 임대상가1,2)¦ UTP Cat.5E 4Px4조 (예비실,독서실)¦ UTP Cat.5E 4Px2조 (공조기계실2)¦ UTP Cat.5E 4Px3조 (승강장 INT)¦ UTP Cat.5E 4Px3조 (승강장공중전화)¦ (16) 인터폰선 0.6x2Px3조 (INT)¦ [TB No.7]¦ 3-11~14¦ 3-15~18¦ 3-41~44¦ 3-45~48¦ 3-21~24¦ 3-25~28¦ 4-1~4¦ 4-5~8¦ 3-31~34¦ 3-35~38¦ 4-41~44¦ 4-45~48¦ 천정형UTP25P¦ 3¦ 4¦ 5¦ 6¦ 7¦ 8¦ 9¦ 10¦ 11¦ 1¦ 2¦ 12¦ 13¦ 임대상가2¦ 임대상가1¦ (철거)¦ (철거)¦ 지하철 908정거장¦ 가양¦ 증미¦ 등촌¦ 1/400¦ 908정거장 전화설비 지하2층 철거평면도¦ S = 1/400¦ 908정거장 전화설비 지하2층 철거평면도¦ T¦ 7¦ 0¦ 0¦ 1¦ 0¦ 3¦ 4¦ 0¦ 0¦ 6¦ (기설활용)¦ P¦
| 1단계_정거장 - 복사본 | 1단계_정거장 - 복사본 | 056. T7005034-015 903정거장 CCTV,TDI,시계설비 지하4층 철거평면도-1.dwg | G¦ KEY PLAN¦ \A1;7450¦ \A1;4350¦ \A1;4350¦ \A1;7450¦ \A1;23600¦ \A1;7,500¦ \A1;7,500¦ \A1;7,500¦ \A1;7,500¦ \A1;7,500¦ \A1;7,500¦ \A1;7,500¦ \A1;5,000¦ \A1;5,000¦ \A1;5,000¦ \A1;5,000¦ \A1;5,000¦ \A1;5,000¦ \A1;{\fHYHeadLine-Medium¦b0¦i0¦c129¦p50;30,000}¦ \A1;10,5000¦ P-1¦ (P17:300x300x200)¦ (16) ECX 5C-2Vx1조 (CAMERA)(기존활용)¦ P-2¦ (16)ECX 5C-2Vx1조 (CAMERA)(기존활용)¦ (28) FR-CV 3C/4.0㎟x1조 (TDI POWER)¦ (16) UL 2919-AMESB 24AWG 4Px1조 (TDI)¦ (22) ECX 5C-2Vx2조 (CAMERA)(기존활용)¦ 본선 TRAY 이용¦ MATCH LINE DWG No. "S1-TA-S03-DB-032-1.dwg"¦ (P16:300x300x200)¦ (P18:400x400x200)¦ (P19:400x400x200)¦ UP¦ UP¦ E/S 내려옴¦ 창고¦ UP¦ 창고¦ UP¦ E/S 올라감¦ (16) ECX 5C-2Vx1조 (CAMERA)(기존활용)¦ P-4¦ X00¦ X01¦ X02¦ X03¦ X04¦ X05¦ X06¦ X07¦ X08¦ X09¦ X10¦ X11¦ X13¦ X12¦ Y03¦ Y04¦ Y02¦ Y01¦ Y00¦ (28) FR-CV 3C/4.0㎟x1조 (TDI POWER)¦ (16) UL 2919-AMESB 24AWG 4Px1조 (TDI)¦ (16) ECX 5C-2Vx1조 (CAMERA)(기존활용)¦ (120m)¦ (16) UTP Cat.5E 4Px2조 (TDI)¦ (28) OF-MM-12Core(난연)x1조(TDI)¦ (28) OF-MM-12Core(난연)x1조(TDI)¦ (16) UTP Cat.5E 4Px2조 (TDI)¦ NOTE¦ 1. 광케이블, 전원/접지케이블 (OF-SM-4Core, CV 3C/2.5㎟)¦ 3. 승강장 ANT설치위치: 열차 진행방향 정거장 시종점부에서 120m에 설치¦ 2. 광케이블, 전원/접지케이블 (OF-SM-8Core, CV 3C/2.5㎟)¦ F-CV 3C/2.5㎟x1조 (공간화상)(철거)¦ OF-SM-4Cx1조 [공간화상)(철거)¦ (28) F-CV 3C/2.5㎟x1조 (공간화상)(철거)¦ (28) OF-SM-4Cx1조 [공간화상)(철거)¦ (28) F-CV 3C/2.5㎟x1조 (공간화상)(철거)¦ (28) OF-SM-4Cx1조 [공간화상)(철거)¦ vmh¦ vmh¦ vmh¦ (철거)¦ 지하철 903정거장¦ 김포공항¦ 공항시장¦ 신방화¦ 1/400¦ S = 1 / 400¦ 903정거장 CCTV,TDI,시계설비 지하4층 철거평면도(1/2)¦ 903정거장 CCTV,TDI,시계설비 지하4층¦ 철거평면도(1/2)¦ T¦ 7¦ 0¦ 0¦ 5¦ 0¦ 3¦ 4¦ 0¦ 1¦ 5¦ CCTV(기존동축활용)¦ P¦ P¦
| 1단계_정거장 - 복사본 | 1단계_정거장 - 복사본 | 076. T7001034-030 검사고 구내통신설비 지상1층 철거평면도.dwg | P¦ 2D¦ AMP¦ 2D¦ \A1;10,000¦ \A1;10,000¦ \A1;10,000¦ \A1;10,000¦ \A1;10,000¦ \A1;10,000¦ \A1;10,000¦ \A1;10,000¦ \A1;10,000¦ \A1;10,000¦ \A1;10,000¦ \A1;10,000¦ \A1;10,000¦ \A1;10,000¦ \A1;140,000¦ \A1;5,000¦ \A1;5,000¦ \A1;7,500¦ \A1;5,500¦ \A1;5,000¦ \A1;5,000¦ \A1;5,000¦ \A1;5,000¦ \A1;24,000¦ \A1;15,000¦ \A1;89,000¦ \A1;50,000¦ \A1;3,000¦ \A1;12,000¦ \A1;5,000¦ \A1;8,000¦ \A1;6,000¦ \A1;6,000¦ \A1;8,000¦ \A1;6,000¦ \A1;6,000¦ \A1;5,000¦ \A1;4,000¦ \A1;5,000¦ \A1;5,000¦ \A1;5,000¦ \A1;5,000¦ 6일검사선 3¦ 6일검사선 2¦ 3월검사선 1¦ SLOPE¦ SLOPE¦ SLOPE¦ SLOPE¦ C¦ RAIL L¦ 작업대기실-1¦ DN¦ DN¦ DN¦ DN¦ DN¦ DN¦ DN¦ 일상검수원대기실¦ 구내기관사실¦ 월상검수원대기실¦ 자재창고¦ 화장실-1(남)¦ 화장실-2(여)¦ 전자실¦ 용역사무/대기실¦ 남자샤워실¦ 남자탈의실¦ 화장실-3(남)¦ 화장실-4(여)¦ 여자샤워실¦ 비품창고¦ 여자탈의실¦ (남)¦ HALL-1¦ 밧데리실/불용품창고¦ 계단실-2¦ HALL-2¦ 횡단통로 (핸드레일설치)¦ W=300아연도그레이팅¦ DN¦ DN¦ DN¦ DN¦ DN¦ DN¦ DN¦ DN¦ DN¦ DN¦ DN¦ 방풍실-2¦ 계단실-1¦ 방풍실-1¦ 복 도¦ SLOPE¦ 작업대기실-2¦ /대기실¦ 6일검사선 1¦ 검사선¦ 청소선¦ 대청소선 2¦ 대청소선 1¦ 대청소선 3¦ 집수정(1.0X1.0X1.0) ¦ 신호샤프트¦ 필터세척실¦ UP¦ C¦ RAIL L¦ C¦ RAIL L¦ C¦ RAIL L¦ C¦ RAIL L¦ C¦ RAIL L¦ C¦ RAIL L¦ C¦ RAIL L¦ C¦ RAIL L¦ C¦ RAIL L¦ C¦ RAIL L¦ UP¦ DN¦ UP¦ UP¦ 하부 SLAB OPEN(점검구)¦ 하부 SLAB OPEN(점검구)¦ 중청소선 4¦ 중청소선 3¦ 중청소선 2¦ 중청소선 1¦ UP¦ UP¦ UP¦ DN¦ DN¦ DN¦ DN¦ DN¦ DN¦ DN¦ DN¦ UP¦ UP¦ UP¦ UP¦ UP¦ UP¦ SLOPE¦ UP¦ 횡단통로 (핸드레일 설치)¦ 하부작업대 (R.L+1,150)¦ 하부작업대 (R.L+1,150)¦ 하부작업대 (R.L+1,150)¦ 하부작업대 (R.L+1,150)¦ 하부작업대 (R.L+1,150)¦ 하부작업대 (R.L+1,150)¦ 하부작업대 (R.L+1,150)¦ 하부작업대 (R.L+1,150)¦ 하부작업대 (R.L+1,150)¦ W=200 OPEN 트렌치 (자연배수) ¦ 집수정(1.0X1.0X1.0)¦ UP¦ UP¦ UP¦ UP¦ SLOPE¦ SLOPE¦ 차체출입사다리-B ¦ UP¦ UP¦ UP¦ UP¦ UP¦ UP¦ UP¦ UP¦ UP¦ UP¦ UP¦ UP¦ UP¦ UP¦ UP¦ UP¦ UP¦ X12¦ X14¦ X11¦ X10¦ X05¦ X04¦ X02¦ X03¦ X02¦ X01¦ X07¦ X06¦ X08¦ X13¦ X09¦ X00¦ 궤도공사¦ 건축공사¦ 궤도기초 공사범위¦ 어프로치슬라브설치(건축공사)¦ YO0¦ YO1¦ YO3¦ YO2¦ UP¦ UP¦ (여)¦ /대기실¦ 청소원사무실¦ 청소원사무실¦ SLOPE¦ R¦ x2¦ x2¦ [TB NO.1]¦ (P9:200x200x100)¦ CABLE TRAY (W:600)¦ A¦ (P8:200x200x100)¦ (P7:300x300x200)¦ (P5:300x300x200)¦ (P4:300x300x200)¦ (P3:100x100x100)¦ (P2:100x100x100)¦ (P1:100x100x100)¦ (16) HIV 1.5㎟x2조 (CLOCK)¦ (28) UTP Cat.5E 4Px9조 (일상검수대기실, 월상검수원대기실, 구내기관사실, 자재창고)¦ (16) HIV 1.5㎟x2조 (CLOCK)¦ (16) 5C-HFBTx1조 (TV)¦ (28) UTP Cat.5E 4Px5조 (구내기관사실,자재창고)¦ (16) 5C-HFBTx1조 (TV)¦ (16) 5C-HFBTx1조 (TV)¦ (16) 5C-HFBTx1조 (TV)¦ UP TO 운전취급실¦ (28) UTP Cat.5E 4Px9조 (일상검수대기실, 월상검수원대기실, 구내기관사실, 자재창고)¦ (16) HIV 1.5㎟x2조 (CLOCK)¦ FR-CVVSB 2C/1.5㎟x46조 (토크백자장치)¦ 신호트러프 및 TRAY 사용¦ (22) 5C-HFBTx2조 (TV)¦ (16) F-GV 4.0㎟x1조 (GND)¦ UP TO 전산자료실¦ (28) UTP Cat.5E 25Px1조 (용역사무/대기실)¦ (P6:200x200x100)¦ (16) F-GV 4.0㎟x1조 (GND)¦ (28) UTP Cat.5E 25Px1조 (용역사무/대기실)¦ (16) HIV 1.5㎟x4조 (CLOCK)¦ (22) UTP Cat.5E 4Px4조 (전자실, 청소원사무실/대기실)¦ (22) 5C-HFBTx2조 (TV)¦ (16) HIV 1.5㎟x2조 (CLOCK)¦ (16) UTP Cat.5E 4Px2조 (전자실)¦ (16) 5C-HFBTx1조 (TV)¦ (16) HIV 1.5㎟x2조 (CLOCK)¦ (16) UTP Cat.5E 4Px2조 (청소원사무실/대기실)¦ (16) 5C-HFBTx1조 (TV)¦ (16) HIV 1.5㎟x4조 (CLOCK)¦ (16) UTP Cat.5E 4Px2조 (청소원사무실/대기실)¦ (16) 5C-HFBTx1조 (TV)¦ (16) HIV 1.5㎟x2조 (CLOCK)¦ (16) HIV 1.5㎟x2조 (CLOCK)¦ T¦ A¦ A¦ UP TO A/S창고¦ CABLE TRAY (W:600)¦ UTP 25P¦ B¦ B¦ DOWN TO PIT¦ x3¦ x2¦ x2¦ x2¦ (16) UTP Cat.5E 4Px2조 (자재창고)¦ x2 ¦ (22) 7C-HFBTx1조 (TV AMP)¦ (22) 7C-HFBTx1조 (TV AMP)¦ (28) FR-CV 2C/4.0㎟x1조 (TV AMP POWER)¦ (28) FR-CV 2C/4.0㎟x1조 (TV AMP POWER)¦ (22) 7C-HFBTx1조 (TV AMP)¦ (28) FR-CV 2C/4.0㎟x1조 (TV AMP POWER)¦ (22) 7C-HFBTx1조 (TV AMP)¦ (28) FR-CV 2C/4.0㎟x1조 (TV AMP POWER)¦ (22) UTP Cat.5E 4Px2조(전자실)¦ (16) HIV 1.5㎟x2조(CLOCK)¦ R¦ OF-SM-8Corex1조 (검사고 광S/W HUB)¦ OF-MM-4Corex4조 (주공장 CA)¦ FR-CV 3C/6.0㎟x4조 (주공장 CA POWER)¦ F/S(J.F) 0.65x100P(50%차폐)x1조 (검사고)¦ FR-CVVSB 20C/2.5㎟x1조 (검사고 방송)¦ MIC-SH 2C/0.75㎟x2조 (검사고 방송)¦ 10C-HFBTx1조 (검사고 TV)¦ FR-CVVSB 2C/2.5㎟x1조 (검사고 CLOCK)¦ OF-SM-4Corex1조 (열차무선)¦ SPIRAL SLEEVE(난연)28㎜x21조¦ OF-MM-4Corex12조 (차량입환#1,2,유치선#1,2,3,인상선#1,¦ 10C-HFBTx1조 (경비실(정문) CA)¦ FR-CV 3C/6.0㎟x13조 (차량입환#1,2,¦ 차량반입선#1,차체자동세척고,기취고,차륜전삭고,¦ 유치선#1,2,3,인상선#1,차량반입선#1,차체자동세척고,기취고,¦ 차륜전삭고,변전소,폐수처리장,경비실(정문) CA POWER)¦ 변전소,폐수처리장CA)¦ OF-SM-8Corex1조 (검사고 광S/W HUB)¦ OF-MM-4Corex4조 (주공장 CA)¦ FR-CV 3C/6.0㎟x4조 (주공장 CA POWER)¦ F/S(J.F) 0.65x100P(50%차폐)x1조 (검사고)¦ FR-CVVSB 20C/2.5㎟x1조 (검사고 방송)¦ MIC-SH 2C/0.75㎟x2조 (검사고 방송)¦ 10C-HFBTx1조 (검사고 TV)¦ FR-CVVSB 2C/2.5㎟x1조 (검사고 CLOCK)¦ OF-SM-4Corex1조 (열차무선)¦ SPIRAL SLEEVE(난연)28㎜x21조¦ OF-MM-4Corex12조 (차량입환#1,2,유치선#1,2,3,인상선#1,¦ 10C-HFBTx1조 (경비실(정문) CA)¦ FR-CV 3C/6.0㎟x13조 (차량입환#1,2,¦ 차량반입선#1,차체자동세척고,기취고,차륜전삭고,¦ 유치선#1,2,3,인상선#1,차량반입선#1,차체자동세척고,기취고,¦ 차륜전삭고,변전소,폐수처리장,경비실(정문) CA POWER)¦ 변전소,폐수처리장CA)¦ FR-CVVS 2C/1.5㎟x8조 (고성기)¦ x2¦ x2¦ 12.13¦ 10.11¦ 8.9¦ 5.6¦ 7¦ 5.6¦ 3.4¦ 2¦ 1¦ 검사고 구내통신설비 지상1층 철거평면도¦ S = 1/600¦ 1/600¦ 차량기지¦ 차량기지¦ 검사고 구내통신설비 지상1층 철거평면도¦ T¦ 7¦ 0¦ 0¦ 1¦ 0¦ 3¦ 4¦ 0¦ 3¦ 0¦ T¦
| 1단계_정거장 - 복사본 | 1단계_정거장 - 복사본 | 024. T7001034-007 919정거장 전화설비 지하2층 철거평면도 (1_2).dwg | \A1;5,000¦ \A1;{\fHY﾿￯ﾸﾪﾵﾵM¦b0¦i0¦c129¦p50;5,000}¦ \A1;{\fHY﾿￯ﾸﾪﾵﾵM¦b0¦i0¦c129¦p50;5,000}¦ \A1;{\fHY﾿￯ﾸﾪﾵﾵM¦b0¦i0¦c129¦p50;5,000}¦ \A1;{\fHY﾿￯ﾸﾪﾵﾵM¦b0¦i0¦c129¦p50;5,000}¦ \A1;{\fHY﾿￯ﾸﾪﾵﾵM¦b0¦i0¦c129¦p50;5,000}¦ \A1;{\fHY﾿￯ﾸﾪﾵﾵM¦b0¦i0¦c129¦p50;5,000}¦ \A1;{\fHY﾿￯ﾸﾪﾵﾵM¦b0¦i0¦c129¦p50;5,000}¦ \A1;{\fHY﾿￯ﾸﾪﾵﾵM¦b0¦i0¦c129¦p50;5,000}¦ \A1;{\fHY﾿￯ﾸﾪﾵﾵM¦b0¦i0¦c129¦p50;5,000}¦ \A1;{\fHY﾿￯ﾸﾪﾵﾵM¦b0¦i0¦c129¦p50;5,000}¦ \A1;{\fHY﾿￯ﾸﾪﾵﾵM¦b0¦i0¦c129¦p50;5,000}¦ \A1;{\fHY﾿￯ﾸﾪﾵﾵM¦b0¦i0¦c129¦p50;5,000}¦ \A1;{\fHY﾿￯ﾸﾪﾵﾵM¦b0¦i0¦c129¦p50;5,000}¦ \A1;{\fHY﾿￯ﾸﾪﾵﾵM¦b0¦i0¦c129¦p50;5,000}¦ \A1;7,500¦ \A1;3,750¦ \A1;4,250¦ \A1;3,100¦ \A1;23,200¦ \A1;13,600¦ \A1;4,250¦ \A1;7,350¦ \A1;7,350¦ \A1;4,250¦ \A1;7,100¦ \A1;6,500¦ 각도 : 1.5˚¦ (22) UTP Cat.5E 4Px3조 (승강장 공중전화)¦ A¦ (22) UTP Cat.5E 4Px3조 (승강장 INT)¦ (16) UTP Cat.5E 4Px1조 (승강장 INT)¦ B¦ (22) UTP Cat.5E 4Px3조 (공중전화)¦ C¦ (16) UTP Cat.5E 4Px2조 (승강장 INT)¦ (22) UTP Cat.5E 4Px3조 (공중전화)¦ D¦ (16) UTP Cat.5E 4Px2조 (승강장 INT)¦ 1. 음향유도기 전원은 전기콘센트를 이용한다.¦ NOTE¦ 2. 증폭기전원은 전기콘센트를 이용한다.¦ 3. 통신기계실 및 안전관리실 MAIN 분전반은 전기에서 설치한다.¦ KEY PLAN¦ X15¦ X14¦ X13¦ X12¦ X11¦ X10¦ X09¦ X08¦ X07¦ X06¦ X05¦ X04¦ X03¦ X02¦ X01¦ X00¦ X-1¦ 86,250¦ MATCH LINE DWG No. "S1-TA-S19-DB-012-0"¦ (P12:100x100x100)¦ (P13:300x300x200)¦ (P14:300x300x200)¦ (P16:300x300x200)¦ (P15:300x300x200)¦ (16) UTP Cat.5E 4Px1조 (승강장 INT)¦ (16) UTP Cat.5E 4Px1조 (승강장 INT)¦ UTP Cat.5E 4Px3조 (승강장 INT)¦ UTP Cat.5E 4Px3조 (공중전화)¦ TRAY (900x150)¦ UP TO 지하 1층¦ (16) 인터폰선 0.6x2Px4조 (INT)¦ DOWN TO CP PANEL¦ UTP Cat.5E 4Px3조 (승강장 INT)¦ UTP Cat.5E 4Px3조 (공중전화)¦ TRAY (900x150)¦ UP TO 지하 1층¦ D¦ B¦ C¦ A¦ A¦ 승강장-1¦ 승강장-2¦ PSD기계실-1¦ 내부엘리베이터1¦ PSD기계실-2¦ 내부엘리베이터2¦ UP¦ UP¦ Y00¦ Y01¦ Y02¦ Y03¦ Y04¦ Y05¦ Y06¦ DOWN TO 승강장 PIT¦ 접지단자함¦ 접지¦ (16) 인터폰선 0.6x2Px4조 (INT)¦ DOWN TO CP PANEL¦ 지하철 919정거장¦ 노들¦ 중앙대입구¦ 동작¦ 1/400¦ 919정거장 전화설비 지하2층 철거평면도(1/2)¦ S = 1/400¦ 919정거장 전화설비 지하2층 철거평면도(1/2)¦ T¦ 7¦ 0¦ 0¦ 1¦ 0¦ 3¦ 4¦ 0¦ 0¦ 7¦ (기설활용)¦ INT¦ P¦
| 1단계_정거장 - 복사본 | 1단계_정거장 - 복사본 | 027. T7001034-010 907정거장 전화설비 지하2층 철거평면도 (2_2).dwg | \A1;5,000¦ \A1;5,000¦ \A1;82,500¦ \A1;2,500¦ \A1;2,500¦ \A1;5,000¦ \A1;5,000¦ \A1;5,000¦ \A1;5,000¦ \A1;5,000¦ \A1;5,000¦ \A1;5,000¦ \A1;5,000¦ \A1;5,000¦ \A1;5,000¦ \A1;5,000¦ \A1;5,000¦ \A1;5,000¦ \A1;2,500¦ \A1;27,800¦ \A1;13,900¦ \A1;13,900¦ MATCH LINE DWG No. "S1-TA-S07-DB-012-0"¦ 1. 음향유도기 전원은 전기콘센트를 이용한다.¦ NOTE¦ 2. 증폭기전원은 전기콘센트를 이용한다.¦ 3. 통신기계실 및 안전관리실 MAIN 분전반은 전기에서 설치한다.¦ KEY PLAN¦ UP¦ UP¦ X25¦ X26¦ X27¦ X28¦ X29¦ X31¦ X32¦ X33¦ X30¦ X18¦ X19¦ X21¦ X22¦ X23¦ X24¦ X20¦ X34¦ Y00¦ Y01¦ Y02¦ PSD기계실 ¦ UP¦ UP¦ UP¦ UP¦ UP¦ UP¦ 내부계단¦ 내부계단¦ 내부계단¦ PSD기계실 ¦ 승 강 장¦ 승 강 장¦ 내부계단¦ UTP 25P¦ [TB No.7]¦ 공중전화¦ UTP 25P¦ (16) UTP Cat.5E 4Px2조 (승강장 INT)¦ (P9:500x500x300)¦ (16) F-GV 4.0㎟x1조 (GND)¦ (22) UTP Cat.5 4Px3조 (승강장 공중전화)¦ (16) F-GV 4.0㎟x1조 (GND)¦ (22) UTP Cat.5 4Px3조 (승강장 공중전화)¦ (16) UTP Cat.5E 4Px1조 (승강장 INT)¦ 인터폰선 0.6x2Px4조 (INT)¦ DOWN TO CP PANEL¦ 공중전화¦ [TB No.8]¦ (16) F-GV 4.0㎟x1조 (GND)¦ (22) UTP Cat.5 4Px3조 (승강장 공중전화)¦ (16) UTP Cat.5E 4Px2조 (승강장 INT)¦ (16) UTP Cat.5E 4Px2조 (승강장 INT)¦ (16) UTP Cat.5E 4Px1조 (승강장 INT)¦ (16) UTP Cat.5E 4Px1조 (승강장 INT)¦ (16) UTP Cat.5E 4Px1조 (승강장 INT)¦ (16) F-GV 4.0㎟x1조 (GND)¦ (22) UTP Cat.5 4Px3조 (승강장 공중전화)¦ (16) F-GV 4.0㎟x1조 (GND)¦ (22) UTP Cat.5 4Px3조 (승강장 공중전화)¦ (16) F-GV 4.0㎟x1조 (GND)¦ (22) UTP Cat.5 4Px3조 (승강장 공중전화)¦ (16) UTP Cat.5E 4Px2조 (승강장 INT)¦ (16) UTP Cat.5E 4Px1조 (승강장 INT)¦ (16) UTP Cat.5E 4Px1조 (승강장 INT)¦ (16) UTP Cat.5E 4Px2조 (승강장 INT)¦ 인터폰선 0.6x2Px4조 (INT)¦ DOWN TO CP PANEL¦ 907정거장 전화설비 지하2층 철거평면도 (2/2)¦ S = 1 / 400¦ 지하철 907정거장¦ 양천향교¦ 가양¦ 증미¦ 1/400¦ 907정거장 전화설비 지하2층 철거평면도(2/2)¦ T¦ 7¦ 0¦ 0¦ 1¦ 0¦ 3¦ 4¦ 0¦ 1¦ 0¦ (기설활용)¦ P¦ INT¦
| 1단계_정거장 - 복사본 | 1단계_정거장 - 복사본 | 029. T7001034-007 913정거장 전화설비 지하3층 신설평면도 (2_2).dwg | INT¦ \A1;88,378¦ \A1;88,378¦ \A1;3,378¦ \A1;7,500¦ \A1;7,500¦ \A1;7,500¦ \A1;7,500¦ \A1;7,500¦ \A1;7,500¦ \A1;7,500¦ \A1;7,500¦ \A1;7,500¦ \A1;7,500¦ \A1;5,000¦ \A1;5,000¦ \A1;21,370¦ \A1;6,750¦ \A1;7,800¦ \A1;6,820¦ 1. 일반교환기에 수용된 전화기는 IP전화기로 교체한다.¦ NOTE¦ 2. 콜폰, E/L폰, 승강장 비상통화장치도 교체한다.¦ 3. 전화 및 인터폰 구간의 배선배관은 기존활용한다.¦ MATCH LINE DWG No. "S1-TA-S13-DB-014-0"¦ 1. 음향유도기 전원은 전기콘센트를 이용한다.¦ NOTE¦ 2. 증폭기전원은 전기콘센트를 이용한다.¦ 3. 통신기계실 및 안전관리실 MAIN 분전반은 전기에서 설치한다.¦ 정화조¦ KEY PLAN¦ X31¦ X32¦ X33¦ X34¦ X35¦ X36¦ X37¦ X38¦ X39¦ X40¦ X41¦ X42¦ X43¦ Y00¦ Y02¦ Y05¦ Y07¦ Y01¦ Y03¦ Y06¦ Y04¦ PSD기계실¦ 내부계단4¦ 913 정거장¦ STA.14km831.097¦ (P17:400x400x200)¦ UTP 25P¦ [TB No.5]¦ 공중전화¦ (22) UTP Cat.5 4Px3조 (승강장 공중전화)¦ UTP Cat.5E 4Px3조 (승강장 공중전화)¦ UTP Cat.5E 4Px1조 (승강장 INT)¦ (P18:400x400x200)¦ (16) UTP Cat.5E 4Px1조 (승강장 INT)¦ UP TO 지하2층¦ TRAY (600x150)¦ (P19:200x200x100)¦ (22) UTP Cat.5 4Px3조 (승강장 공중전화)¦ 1. 일반교환기에 수용된 전화기는 안전관리실만 IP전화기로 교체한다.¦ NOTE¦ 2. 콜폰, E/L폰, 승강장 비상통화장치도 교체한다.¦ 3. 전화 및 인터폰 구간의 배선배관은 기존활용한다.¦ 지하철 913정거장¦ 선유도¦ 당산¦ 국회의사당¦ 1/400¦ 913정거장 전화설비 지하3층 신설평면도(2/2)¦ S = 1/400¦ 913정거장 전화설비 지하3층 신설평면도(2/2)¦ T¦ 7¦ 0¦ 0¦ 1¦ 0¦ 3¦ 4¦ 0¦ 0¦ 7¦ (기설활용)¦ P¦
| 1단계_정거장 - 복사본 | 1단계_정거장 - 복사본 | 075. T9103075-001 913정거장 역사 L3스위치 인터페이스 구성도.dwg | NONE¦ 913(당산)정거장 역사 L3 스위치 인터페이스 구성도¦ S = NONE¦ NMS¦ 시리얼 통신장치¦ 역사 L3 스위치-A¦ 역사 L3 스위치-B¦ B¦ A¦ B¦ PDP분배반¦ 전원 A¦ 전원 B¦ 10G 라인카드¦ 10G 라인카드¦ 10/ 100/ 1000Base-T¦ PDP분배반¦ 전원 A¦ 전원 B¦ 10G 라인카드¦ 10G 라인카드¦ 10/ 100/ 1000Base-T¦ 기계설비¦ CTC-1¦ VTS(대열차)¦ UPS¦ 사령전화¦ 방송설비¦ 중앙집중¦ CCTV¦ NTP¦ 교환기¦ 종합무선¦ AFC#1¦ PSD용 신호회선¦ SCADA MMI¦ 열차무선¦ 출입통제¦ PSD¦ 행선안내¦ AFC#3¦ CTC-2¦ AFC#2¦ A¦ 역사백본¦ 전송설비 과업¦ 타시스템 과업¦ 역사백본¦ -철 거-¦ 913정거장 역사 L3스위치 인터페이스 구성도¦ NONE¦ T¦ 9¦ 1¦ 0¦ 3¦ 0¦ 7¦ 5¦ 0¦ 0¦ 1¦ 913¦ 914¦ 912¦ 903¦ 902¦ 904¦
| 1단계_정거장 - 복사본 | 1단계_정거장 - 복사본 | 043. T5001034-001 915정거장 AFC설비 지하1층 평면도__완료(완전).dwg | GND¦ P¦ SMS¦ AIS¦ HUB¦ \A1;8,600¦ \A1;8,600¦ \A1;24,800¦ \A1;7,500¦ \A1;7,500¦ \A1;4,900¦ \A1;4,900¦ \A1;45,000¦ \A1;128,000¦ \A1;5,000¦ \A1;83,000¦ \A1;15,200¦ \A1;6,000¦ \A1;6,000¦ \A1;3,200¦ \A1;5,500¦ \A1;7,400¦ \A1;5,000¦ \A1;7,400¦ \A1;6,000¦ \A1;5,000¦ \A1;5,000¦ \A1;5,000¦ \A1;5,000¦ \A1;5,000¦ \A1;5,000¦ \A1;5,000¦ \A1;5,360¦ \A1;6,000¦ \A1;6,690¦ \A1;6,150¦ \A1;5,000¦ \A1;5,000¦ \A1;5,000¦ \A1;5,000¦ \A1;2,500¦ \A1;5,000¦ \A1;5,000¦ DN¦ \A1;1,700¦ \A1;3,720¦ DOWN TO 분전반¦ HFCO 3C/4.0㎟x7조 (발매기,정산기,환급기,게이트 POWER)¦ D¦ R¦ DOWN TO AFC 접지단자함¦ F-GV 4.0㎟x12조 (발매기,정산기,환급기,게이트,SMS,S/W HUB GND)¦ S¦ DOWN TO 분전반¦ HFCO 3C/4.0㎟x7조 (발매기,정산기,환급기,게이트 POWER)¦ ¦ N¦ Y06¦ Y05¦ Y03¦ Y02¦ Y01¦ Y00¦ Y04¦ X-02¦ X-01¦ X00¦ X01¦ X02¦ X03¦ X04¦ X05¦ X06¦ X07¦ X08¦ X09¦ X10¦ X11¦ X12¦ X13¦ X14¦ X15¦ X16¦ X17¦ X18¦ X19¦ X20¦ X21¦ X22¦ X23¦ DN¦ DN¦ UP¦ DN¦ DN¦ 기존5호선 화장실¦ UP¦ 운영원대기실¦ 이동통신기계실¦ 비상전원실¦ 비품창고¦ 장애인화장실¦ 창 고¦ 편의점¦ 발매기실1¦ 발매기실2¦ 대합실¦ 안전관리실¦ 물탱크실¦ CO2 실¦ 통신기계실¦ 복 도¦ 전기실¦ 공조기계실¦ 화장실¦ 외부출입구4¦ 외부출입구5 (기존)¦ 내부계단5¦ 내부계단4¦ 내부계단2¦ 내부계단3¦ 내부계단1,6¦ 방범셔터설치¦ 방범셔터설치¦ 5호선 대합실¦ (기존)¦ 9호선¦ 5호선¦ (신설)¦ (기존)¦ 9호선¦ (신설)¦ 915 정거장¦ 901M¦ STA.17km195.823¦ 750M¦ 창 고¦ 전송장비¦ 정산기 ¦ S/W HUB¦ OF-MM-4Cx1조 (통신기계실~S/W HUB)¦ TRAY (통신)¦ DOWN TO 통신기계실 ACCESS FLOOR¦ G¦ OF-MM-4Cx1조 (통신기계실~S/W HUB)¦ TRAY (통신)¦ G¦ DOWN TO S/W HUB¦ TRAY (통신)¦ D¦ I¦ HFCO 3C/4.0㎟x1조 (발매기 POWER)¦ FTP Cat.5E 4Px2조 (발매기 COMMS)¦ UTP Cat.5E 4Px2조 (발매기 INT)¦ F-GV 4.0㎟x1조 (발매기 GND)¦ HFCO 3C/4.0㎟x1조 (정산기 POWER)¦ FTP Cat.5E 4Px1조 (정산기 COMMS)¦ UTP Cat.5E 4Px1조 (정산기 INT)¦ F-GV 4.0㎟x1조 (정산기 GND)¦ K¦ S¦ R¦ UP TO TRAY (통신)¦ OF-MM-4Cx1조 (통신기계실~S/W HUB)¦ TRAY (통신)¦ 정산기 ¦ OF-MM-4Cx1조 (SMS~S/W HUB)¦ UTP Cat.5E 4Px3조 (발매기,정산기 INT)¦ H¦ F-GV 4.0㎟x5조 (발매기,정산기,환급기,게이트,S/W HUB GND)¦ DOWN TO AFC 접지단자함¦ FTP Cat.5E 4Px11조 (환급기,정산기,발매기,게이트 COMMS)¦ DOWN TO 발매기실¦ F7 DUCT¦ (28)¦ (28)¦ (28) HFCO 2C/4.0㎟x1조 (EM GATE#2)¦ (22) UTP Cat.5E 4Px1조 (EM GATE#2 INT)¦ (28) HFCO 2C/4.0㎟x1조 (EM GATE#1)¦ (22) UTP Cat.5E 4Px1조 (EM GATE#1 INT)¦ OF-MM-4Cx1조 (통신기계실~S/W HUB)¦ N¦ ¦ J¦ G¦ F-GV 4.0㎟x1조 (게이트 GND)¦ HFCO 3C/4.0㎟x4조 (게이트 POWER)¦ FTP Cat.5E 4Px7조 (게이트 COMMS)¦ FR-CVVS 4C/2.5㎟x1조 (DPC)¦ F7 DUCT¦ H¦ F-GV 4.0㎟x3조 (발매기,정산기,게이트 GND)¦ HFCO 3C/4.0㎟x6조 (발매기, 정산기, 게이트 POWER)¦ FTP Cat.5E 4Px4조 (발매기, 정산기, 게이트 COMMS)¦ FR-CVVS 4C/2.5㎟x1조 (DPC)¦ F7 DUCT¦ UTP Cat.5E 4Px3조 (발매기,정산기 INT)¦ OF-MM-4Cx1조 (SMS~S/W HUB)¦ F-GV 4.0㎟x1조 (S/W HUB GND)¦ HFCO 3C/4.0㎟x1조 (S/W HUB)¦ FR-CVVS 4C/2.5㎟x1조 (DPC)¦ UTP Cat.5E 4Px8조 (발매기,정산기,환급기 INT)¦ UTP Cat.5E 4Px3조 (EM GATE#1,3,4 INT)¦ J¦ I¦ F-GV 4.0㎟x2조 (발매기,게이트 GND)¦ HFCO 3C/4.0㎟x2조 (발매기,게이트 POWER)¦ FTP Cat.5E 4Px3조 (게이트,발매기 COMMS)¦ FR-CVVS 4C/2.5㎟x1조 (DPC)¦ F7 DUCT¦ UTP Cat.5E 4Px2조 (발매기 INT)¦ K¦ F-GV 4.0㎟x3조 (발매기,정산기,게이트 GND)¦ HFCO 3C/4.0㎟x6조 (정산기,발매기,게이트 POWER)¦ FTP Cat.5E 4Px8조 (정산기,발매기,게이트 COMMS)¦ FR-CVVS 4C/2.5㎟x1조 (DPC)¦ TRAY (통신)¦ UTP Cat.5E 4Px3조 (발매기,정산기 INT)¦ J¦ F-GV 4.0㎟x2조 (발매기,게이트 GND)¦ HFCO 3C/4.0㎟x5조 (발매기,게이트 POWER)¦ FTP Cat.5E 4Px7조 (발매기,게이트 COMMS)¦ FR-CVVS 4C/2.5㎟x1조 (DPC)¦ F7 DUCT¦ UTP Cat.5E 4Px2조 (발매기 INT)¦ TRAY (통신)¦ OF-MM-4Cx1조 (통신기계실~S/W HUB)¦ FR-CVVS 4C/2.5㎟x1조 (DPC)¦ UTP Cat.5E 4Px7조 (발매기,정산기 INT)¦ HFCO 3C/4.0㎟x1조 (환급기 POWER)¦ UTP Cat.5E 4Px3조 (EM GATE#1,3,4 INT)¦ FR-CVVS 4C/2.5㎟x1조 (DPC)¦ UTP Cat.5E 4Px3조 (발매기,정산기 INT)¦ UTP Cat.5E 4Px1조 (EM GATE#1 INT)¦ TRAY (통신)¦ OF-MM-4Cx1조 (통신기계실~S/W HUB)¦ HFCO 2C/4.0㎟x1조 (EM GATE#1)¦ UTP Cat.5E 4Px1조 (EM GATE#1 INT)¦ 환급기¦ 환급기¦ C¦ C¦ F-GV 4.0㎟x1조 (환급기 GND)¦ HFCO 3C/4.0㎟x1조 (환급기 POWER)¦ UTP Cat.5E 4Px1조 (환급기 INT)¦ FTP Cat.5E 4Px1조 (환급기 COMMS)¦ (28)¦ (28)¦ O¦ O¦ FTP Cat.5E 4Px1조 (환급기 COMMS)¦ F-GV 4.0㎟x1조 (환급기 GND)¦ FTP Cat.5E 4Px1조 (환급기 COMMS)¦ F-GV 4.0㎟x1조 (환급기 GND)¦ HFCO 3C/4.0㎟x1조 (환급기 POWER)¦ L¦ L¦ P¦ TRAY (600x150)¦ DOWN TO 지하2층¦ Q¦ TRAY (600x150)¦ DOWN TO 지하2층¦ P¦ Q¦ M¦ TRAY (600x150)¦ M¦ 임대상가¦ C¦ HFCO 3C/4.0㎟x1조 (환급기 POWER)¦ UTP Cat.5E 4Px11조 (발매기,정산기 INT)¦ FTP Cat.5E 4Px1조 (환급기 COMMS)¦ F-GV 4.0㎟x1조 (환급기 GND)¦ T¦ T¦ DOWN TO 분전반(환승용)¦ HFCO 3C/6.0㎟x10조 (정산기, 게이트 POWER)¦ OF-MM-8Cx1조 (SMS~광S/W HUB)¦ FR-CVVS 4C/2.5㎟x1조 (DPC)¦ HFCO 3C/4.0㎟x6조 (정산기, 게이트,광S/W HUB POWER)¦ F-GV 4.0㎟x3조 (정산기,게이트 GND)¦ UTP Cat.5E 4Px1조 (EM GATE#3 INT)¦ HFCO 2C/4.0㎟x1조 (EM GATE#3)¦ UTP Cat.5E 4Px2조 (정산기 INT)¦ OF-MM-8Cx1조 (SMS~광S/W HUB)¦ FR-CVVS 4C/2.5㎟x1조 (DPC)¦ HFCO 3C/4.0㎟x6조 (정산기, 게이트,광S/W HUB POWER)¦ F-GV 4.0㎟x3조 (정산기,게이트 GND)¦ UTP Cat.5E 4Px1조 (EM GATE#4 INT)¦ HFCO 2C/4.0㎟x1조 (EM GATE#4)¦ UTP Cat.5E 4Px2조 (정산기 INT)¦ OF-MM-4Cx1조 (SMS~S/W HUB)¦ OF-MM-4Cx1조 (SMS~S/W HUB)¦ OF-MM-4Cx1조 (통신기계실~S/W HUB)¦ OF-MM-4Cx1조 (SMS~S/W HUB)¦ OF-MM-8Cx2조 (SMS~광S/W HUB)¦ UTP Cat.5E 4Px12조 (발매기,정산기,환급기 INT)¦ OF-MM-4Cx1조 (통신기계실~S/W HUB)¦ TRAY (통신)¦ UTP Cat.5E 4Px12조 (발매기,정산기,환급기 INT)¦ UTP Cat.5E 4Px4조 (EM GATE#1~4 INT)¦ UTP Cat.5E 4Px4조 (EM GATE#1~4 INT)¦ UTP Cat.5E 4Px12조 (발매기,정산기,환급기 INT)¦ UTP Cat.5E 4Px4조 (EM GATE#1~4 INT)¦ HFCO 3C/4.0㎟x4조 (SMS,광S/W HUB,S/W HUB POWER)¦ HFCO 3C/4.0㎟x4조 (SMS,광S/W HUB,S/W HUB POWER)¦ HFCO 3C/4.0㎟x4조 (SMS,광S/W HUB,S/W HUB POWER)¦ HFCO 3C/4.0㎟x4조 (SMS,광S/W HUB,S/W HUB POWER)¦ HFCO 3C/4.0㎟x2조 (SMS,S/W HUB POWER)¦ HFCO 3C/4.0㎟x2조 (SMS,S/W HUB POWER)¦ F¦ FTP Cat.5E 4Px1조(환급기 COMMS)¦ HFCO 3C/4.0㎟x1조 (환급기 POWER)¦ FR-GV 4.0㎟x1조 (환급기 GND)¦ HFCO 3C/4.0㎟x2조 (광S/W HUB POWER)¦ F¦ FR-GV 4.0㎟x1조 (게이트 GND)¦ FTP Cat.5E 4Px1조 (게이트 COMMS)¦ HFCO 3C/4.0㎟x1조 (게이트 POWER)¦ F7 DUCT¦ FR-CVVS 4C/2.5㎟x1조 (DPC)¦ UTP Cat.5E 4Px4조 (EM GATE#1,2,3,4 INT)¦ HFCO 3C/4.0㎟x4조 (SMS,광S/W HUB,S/W HUB POWER)¦ FR-CVVS 4C/2.5㎟x1조 (DPC)¦ UTP Cat.5E 4Px3조 (발매기,정산기 INT)¦ UTP Cat.5E 4Px1조 (EM GATE#1 INT)¦ FTP Cat.5E 4Px1조 (환급기 COMMS)¦ F-GV 4.0㎟x1조 (환급기 GND)¦ HFCO 3C/4.0㎟x1조 (환급기 POWER)¦ OF-MM-4Cx1조 (통신기계실~S/W HUB)¦ OF-MM-4Cx1조 (SMS~S/W HUB)¦ OF-MM-8Cx2조 (SMS~광S/W HUB)¦ HFCO 3C/4.0㎟x2조 (SMS,S/W HUB POWER)¦ FR-CVV 3C/6.0㎟x2조 (광S/W HUB POWER)¦ B¦ E¦ E¦ B¦ B¦ A¦ A¦ UTP Cat.5E 4Px1조 (EM GATE#2 INT)¦ FR-CVVS 4C/2.5㎟x1조 (DPC)¦ 915정거장 AFC설비 지하1층 평면도¦ 915정거장 AFC설비 지하1층 평면도¦ S = 1 / 400¦ 1/400¦ 지하철 915정거장¦ 국회의사당¦ 여의도¦ 샛강¦ T¦ 5¦ 0¦ 0¦ 1¦ 0¦ 3¦ 4¦ 0¦ 0¦ 1¦
| 1단계_정거장 - 복사본 | 1단계_정거장 - 복사본 | 037. T7005034-005 912정거장 CCTV,TDI,시계설비 지하3층 신설평면도 (2_2).dwg | G¦ P¦ \A1;2,400¦ \A1;30,700¦ \A1;12,950¦ \A1;30,000¦ \A1;7,500¦ \A1;7,500¦ \A1;7,500¦ \A1;86,250¦ \A1;7,500¦ \A1;7,500¦ \A1;7,500¦ \A1;7,500¦ \A1;7,500¦ \A1;7,500¦ \A1;3,750¦ \A1;7,500¦ \A1;7,500¦ \A1;21,750¦ \A1;34,500¦ \A1;2,400¦ \A1;12,950¦ MATCH LINE DWG No. "S1-TA-S12-DB-022-0"¦ KEY PLAN¦ X25¦ X26¦ X27¦ X28¦ X29¦ X30¦ X31¦ X32¦ X33¦ X34¦ X35¦ X36¦ Y00¦ Y02¦ Y03¦ Y06¦ Y04¦ UP¦ UP¦ PSD 기계실¦ 승강장¦ PSD 기계실¦ 승강장¦ 912 정거장¦ STA.13km796.097¦ A¦ C¦ P-2¦ (P23:300x300x200)¦ A¦ D¦ (P20:100x100x100)¦ C¦ (P22:300x300x200)¦ ELE-9¦ ELE-10¦ (P21:100x100x100)¦ P-4¦ B¦ NOTE¦ 1. 광케이블, 전원/접지케이블 (OF-SM-4Core, CV 3C/2.5㎟)¦ 3. 승강장 ANT설치위치: 열차 진행방향 정거장 시종점부에 설치¦ 2. 광케이블, 전원/접지케이블 (OF-SM-8Core, CV 3C/2.5㎟)¦ vmh¦ vmh¦ vmh¦ vmh¦ C¦ (16) UTP Cat.5E4Px1조 (CAMERA)¦ D¦ (22) UTP Cat.5E4Px2조 (CAMERA)¦ B¦ UP TO 지하2층¦ A¦ (16) UTP Cat.5E4Px1조 (CAMERA)¦ UTP Cat.5E4Px2조 (CAMERA)¦ TRAY (900x150)¦ (16) UTP Cat.5E4Px1조 (CAMERA)¦ UTP Cat.5E4Px2조 (CAMERA)¦ TRAY (900x150)¦ UP TO 지하2층¦ TRAY (600x150)¦ UP TO 지하2층¦ TRAY (600x150)¦ UP TO 지하2층¦ UTP Cat.5E4Px1조 (CAMERA)¦ (16) UTP Cat.5E4Px1조 (CAMERA)¦ UTP Cat.5E4Px1조 (CAMERA)¦ (16) UTP Cat.5E4Px1조 (CAMERA)¦ 모니터¦ 하행 승강장¦ (16) OF-SM-8Core(난연)x1조 (모니터)(신설)¦ (28) FR-CV 3C/4.0㎟x1조 (모니터POWER)(신설) ¦ (16) OF-SM-8Core(난연)x1조 (모니터)(신설)¦ (28) FR-CV 3C/4.0㎟x1조 (모니터POWER)(신설) ¦ OF-SM-8Core(난연)x1조 (모니터)(신설)¦ FR-CV 3C/4.0㎟x1조 (모니터POWER)(신설) ¦ OF-SM-8Core(난연)x1조 (모니터)(신설)¦ FR-CV 3C/4.0㎟x1조 (모니터POWER)(신설) ¦ (16) OF-SM-8Core(난연)x1조 (모니터)(신설)¦ (28) FR-CV 3C/4.0㎟x1조 (모니터POWER)(신설) ¦ (16) OF-SM-8Core(난연)x1조 (모니터)(신설)¦ (28) FR-CV 3C/4.0㎟x1조 (모니터POWER)(신설) ¦ (28) FR-CV 3C/4.0㎟x1조 (TDI POWER)(기존활용)¦ (16) UL 2919-AMESB 24AWG 4Px1조 (TDI)(기존활용)¦ (28) FR-CV 3C/4.0㎟x1조 (TDI POWER)(기존활용)¦ (16) UL 2919-AMESB 24AWG 4Px1조 (TDI)(기존활용)¦ (28) FR-CV 3C/4.0㎟x1조 (TDI POWER)(기존활용)¦ (16) UL 2919-AMESB 24AWG 4Px1조 (TDI)(기존활용)¦ (36) FR-CV 3C/4.0㎟x2조 (TDI POWER)(기존활용)¦ (28) UL 2919-AMESB 24AWG 4Px2조 (TDI)(기존활용)¦ (28) FR-CV 3C/4.0㎟x1조 (TDI POWER)(기존활용)¦ (16) UL 2919-AMESB 24AWG 4Px1조 (TDI)(기존활용)¦ FR-CV 3C/4.0㎟x2조 (TDI POWER)(기존활용)¦ UL 2919-AMESB 24AWG 4Px2조 (TDI)(기존활용)¦ FR-CV 3C/4.0㎟x2조 (TDI POWER)(기존활용)¦ UL 2919-AMESB 24AWG 4Px2조 (TDI)(기존활용)¦ (16) UTP Cat.5E 4Px2조 (TDI)(기존활용)¦ (28) OF-MM-12Core(난연)x1조 (TDI)(기존활용)¦ (16) UTP Cat.5E 4Px2조 (TDI)(기존활용)¦ (28) OF-MM-12Core(난연)x1조 (TDI)(기존활용)¦ (22) UTP Cat.5E 4Px4조 (TDI)(기존활용)¦ (28)x2 OF-MM-12Core(난연)x1조x2 (TDI)(기존활용)¦ (16) UTP Cat.5E 4Px2조 (TDI)(기존활용)¦ (28) OF-MM-12Core(난연)x1조 (TDI)(기존활용)¦ UTP Cat.5E 4Px4조 (TDI)(기존활용)¦ OF-MM-12Core(난연)x2조 (TDI)(기존활용)¦ (16) UTP Cat.5E 4Px2조 (TDI)(기존활용)¦ (28) OF-MM-12Core(난연)x1조 (TDI)(기존활용)¦ UTP Cat.5E 4Px4조 (TDI)(기존활용)¦ OF-MM-12Core(난연)x2조 (TDI)(기존활용)¦ (28) FR-CV 3C/4.0㎟x1조 (TDI POWER)(기존활용)¦ (16) UL 2919-AMESB 24AWG 4Px1조 (TDI)(기존활용)¦ (16) UTP Cat.5E 4Px2조 (TDI)(기존활용)¦ (28) OF-MM-12Core(난연)x1조 (TDI)(기존활용)¦ (16) OF-SM-8C(난연)x1조(CAMERA) ¦ (16) FR-CV 3C/4.0㎟x1조(CAMERA) ¦ (16) OF-SM-8C(난연)x1조(CAMERA) ¦ (16) FR-CV 3C/4.0㎟x1조(CAMERA) ¦ (16) UTP Cat.5E4Px1조 (CAMERA)¦ (16) OF-SM-8C(난연)x1조(CAMERA) ¦ (16) FR-CV 3C/4.0㎟x1조(CAMERA) ¦ 지하철 912정거장¦ 신목동¦ 선유도¦ 당산¦ 1/400¦ S = 1 / 400¦ 912정거장 CCTV,TDI,시계설비 지하3층 신설평면도(2/2)¦ 912정거장 CCTV,TDI,시계설비 지하3층¦ 신설평면도(2/2)¦ T¦ 7¦ 0¦ 0¦ 5¦ 0¦ 3¦ 4¦ 0¦ 0¦ 5¦ CCTV(기존동축활용)¦ P¦
| 1단계_정거장 - 복사본 | 1단계_정거장 - 복사본 | 055. T9103066-003 914정거장 AFC설비 지하2층 장비배치도.dwg | \A1;1,800¦ \A1;1,000¦ \A1;27,000¦ \A1;7,500¦ \A1;7,500¦ \A1;7,500¦ \A1;7,500¦ \A1;7,500¦ \A1;7,500¦ \A1;8,130¦ \A1;7,500¦ \A1;7,500¦ \A1;7,500¦ \A1;7,500¦ \A1;7,500¦ \A1;7,500¦ \A1;7,500¦ \A1;7,500¦ \A1;7,500¦ \A1;7,500¦ \A1;7,500¦ \A1;7,500¦ \A1;7,500¦ \A1;7,500¦ \A1;7,500¦ \A1;10,000¦ \A1;20,980¦ \A1;5490¦ \A1;5490¦ \A1;150¦ \A1;600¦ \A1;600¦ \A1;900¦ \A1;1,473¦ \A1;150¦ \A1;600¦ \A1;1100¦ \A1;150¦ \A1;600¦ \A1;600¦ \A1;600¦ \A1;600¦ \A1;918¦ \A1;200¦ \A1;1,500¦ \A1;1050¦ \A1;600¦ \A1;800¦ \A1;150¦ \A1;150¦ \A1;150¦ \A1;150¦ \A1;150¦ \A1;150¦ \A1;150¦ \A1;150¦ \A1;150¦ \A1;150¦ \A1;150¦ \A1;600¦ \A1;600¦ \A1;150¦ \A1;150¦ \A1;150¦ \A1;600¦ \A1;600¦ Detail "C"¦ Detail "A"¦ Detail "B"¦ Detail "C"¦ Detail "A"¦ AAM ¦ Detail "D"¦ AAM ¦ 11형¦ 12형¦ 대합실¦ FREE AREA¦ 대합실¦ PAID AREA¦ 6형¦ 8형¦ 10형¦ Detail "D"¦ 12형¦ 8형¦ 8형¦ 6형¦ 10/11형¦ AAM ¦ 대합실¦ PAID AREA¦ 대합실¦ FREE AREA¦ 6형¦ 8형¦ 8형¦ 8형¦ 165,630¦ X00¦ X01¦ X02¦ X03¦ X04¦ X05¦ X06¦ X07¦ X08¦ X09¦ X10¦ X11¦ X12¦ X13¦ X14¦ X15¦ X16¦ X17¦ X18¦ X19¦ X20¦ X21¦ X22¦ UP¦ DN¦ DN¦ UP¦ UP¦ UP¦ UP¦ 비품창고¦ 비상전원실¦ 복도¦ 본선환기실¦ 승차권창고¦ 용역창고¦ 용역대기실¦ 발매기실¦ 국회민원출장소¦ 대합실¦ 대합실¦ 통신기계실¦ 안전관리실¦ 이동통신기계실¦ 비품창고¦ CO2 실¦ 전기실¦ 화장실-1¦ 오수펌프실¦ 발매기실¦ 편의점¦ 화장실-2¦ 외부엘리베이터2¦ 내부계단1¦ 내부계단2¦ 외부출입구5¦ 외부출입구4¦ 외부엘리베이터2¦ 외부출입구2¦ 외부출입구3¦ 내부계단4¦ 내부계단3¦ 외부출입구통로2¦ 외부출입구통로3¦ 내부엘리베이터¦ 914 정거장¦ STA.16km294.519¦ Y00¦ Y01¦ Y02¦ Y03¦ 발매기실¦ AAM ¦ Detail "B"¦ 구 분¦ 당 초¦ 변 경¦ 6형¦ 8형¦ 10형¦ 6/12형¦ 10/11형¦ 11형¦ 12형¦ 1¦ 1¦ 3¦ 4¦ -¦ -¦ 1¦ 1¦ 1¦ -¦ -¦ 1¦ -¦ -¦ 8형¦ 10형¦ 구 분¦ 당 초¦ 변 경¦ 6형¦ 8형¦ 10형¦ 6/12형¦ 10/11형¦ 11형¦ 12형¦ 2¦ 1¦ 2¦ 3¦ 2¦ 2¦ -¦ -¦ 1¦ -¦ 1¦ 1¦ -¦ 1¦ 914정거장 AFC설비 지하2층 장비배치도¦ 914정거장 AFC설비 지하2층 장비배치도¦ S = 1 / 600¦ 1/600¦ 지하철 914정거장¦ 당산¦ 국회의사당¦ 여의도¦ T¦ 5¦ 0¦ 0¦ 1¦ 0¦ 6¦ 6¦ 0¦ 0¦ 3¦
| 1단계_정거장 - 복사본 | 1단계_정거장 - 복사본 | 083. T9203038-033 주공장 RACK 실장도 (1,350W).dwg | \A1;1,920¦ \A1;1,780¦ \A1;560¦ \A1;425%%p2¦ \A1;350¦ \A1;350¦ \A1;425%%p2¦ \A1;575¦ \A1;485¦ \A1;575¦ \A1;485¦ \A1;325¦ \A1;375%%p2¦ \A1;560¦ \A1;600¦ ¦ 4-Φ20 holes¦ 1¦ 15¦ 16¦ SIDE VIEW¦ FRONT VIEW¦ REAR VIEW¦ 2¦ 3¦ 4¦ 5¦ 6¦ 7¦ 8¦ 15¦ 15¦ 15¦ 12¦ 14¦ 15¦ 11¦ 11¦ 11¦ 11¦ 11¦ 11¦ 11¦ 15¦ 12¦ 13¦ 14¦ 9¦ 15¦ 15¦ 10¦ 15¦ 15¦ 15¦ 15¦ IL SHIN¦ TERMINAL TU-043¦ INPUT1¦ POWER DISTRIBUTOR PD-041¦ OUTPUT METER¦ IL SHIN¦ INPUT2¦ INPUT1¦ MAIN POWER¦ INPUT2¦ 1¦ IL SHIN¦ 4¦ 3¦ 2¦ 7¦ 6¦ 5¦ RELAY GROUP RG-011¦ 10¦ 9¦ 8¦ POWER¦ IL SHIN¦ BLANK PANEL¦ INPUT1¦ POWER DISTRIBUTOR PD-041¦ OUTPUT METER¦ IL SHIN¦ INPUT2¦ INPUT1¦ MAIN POWER¦ INPUT2¦ 2¦ MONITOR MP-021¦ IL SHIN¦ 20¦ 0¦ 3¦ VU¦ 9¦ 8¦ 10¦ 6¦ 5¦ OFF¦ 3¦ 4¦ 1¦ 2¦ 11¦ 7¦ VOLUME¦ 7¦ 11¦ 10¦ 9¦ 8¦ 6¦ 1¦ 4¦ 3¦ 5¦ 12¦ CH-SELECTOR¦ IL SHIN¦ BLANK PANEL¦ IL SHIN¦ BLANK PANEL¦ IL SHIN¦ BLANK PANEL¦ SIGNAL¦ POWER¦ TROUBLE¦ SIGNAL¦ AC 3A¦ DC 7A¦ FUSE¦ FUSE¦ FUSE¦ POWER¦ TROUBLE¦ SIGNAL¦ DC 7A¦ AC 3A¦ FUSE¦ FUSE¦ FUSE¦ TROUBLE¦ POWER¦ FUSE¦ FUSE¦ AC 3A¦ DC 7A¦ FUSE¦ SIGNAL¦ SIGNAL¦ FUSE¦ TROUBLE¦ POWER¦ FUSE¦ TROUBLE¦ POWER¦ SIGNAL¦ FUSE¦ FUSE¦ DC 7A¦ AC 3A¦ FUSE¦ FUSE¦ AC 3A¦ DC 7A¦ SIGNAL¦ FUSE¦ POWER¦ TROUBLE¦ DC 7A¦ AC 3A¦ FUSE¦ FUSE¦ TROUBLE¦ FUSE¦ POWER¦ AC 3A¦ FUSE¦ FUSE¦ DC 7A¦ IL SHIN¦ BLANK PANEL¦ SIGNAL¦ SIGNAL¦ FUSE¦ TROUBLE¦ POWER¦ FUSE¦ TROUBLE¦ POWER¦ SIGNAL¦ FUSE¦ FUSE¦ DC 7A¦ AC 3A¦ FUSE¦ FUSE¦ AC 3A¦ DC 7A¦ SIGNAL¦ FUSE¦ POWER¦ TROUBLE¦ DC 7A¦ AC 3A¦ FUSE¦ FUSE¦ TROUBLE¦ FUSE¦ POWER¦ AC 3A¦ FUSE¦ FUSE¦ DC 7A¦ SIGNAL¦ SIGNAL¦ FUSE¦ TROUBLE¦ POWER¦ FUSE¦ TROUBLE¦ POWER¦ SIGNAL¦ FUSE¦ FUSE¦ DC 7A¦ AC 3A¦ FUSE¦ FUSE¦ AC 3A¦ DC 7A¦ SIGNAL¦ FUSE¦ POWER¦ TROUBLE¦ DC 7A¦ AC 3A¦ FUSE¦ FUSE¦ TROUBLE¦ FUSE¦ POWER¦ AC 3A¦ FUSE¦ FUSE¦ DC 7A¦ SIGNAL¦ SIGNAL¦ FUSE¦ TROUBLE¦ POWER¦ FUSE¦ TROUBLE¦ POWER¦ SIGNAL¦ FUSE¦ FUSE¦ DC 7A¦ AC 3A¦ FUSE¦ FUSE¦ AC 3A¦ DC 7A¦ SIGNAL¦ FUSE¦ POWER¦ TROUBLE¦ DC 7A¦ AC 3A¦ FUSE¦ FUSE¦ TROUBLE¦ FUSE¦ POWER¦ AC 3A¦ FUSE¦ FUSE¦ DC 7A¦ SIGNAL¦ SIGNAL¦ FUSE¦ TROUBLE¦ POWER¦ FUSE¦ TROUBLE¦ POWER¦ SIGNAL¦ FUSE¦ FUSE¦ DC 7A¦ AC 3A¦ FUSE¦ FUSE¦ AC 3A¦ DC 7A¦ SIGNAL¦ FUSE¦ POWER¦ TROUBLE¦ DC 7A¦ AC 3A¦ FUSE¦ FUSE¦ TROUBLE¦ FUSE¦ POWER¦ AC 3A¦ FUSE¦ FUSE¦ DC 7A¦ SIGNAL¦ SIGNAL¦ FUSE¦ TROUBLE¦ POWER¦ FUSE¦ TROUBLE¦ POWER¦ SIGNAL¦ FUSE¦ FUSE¦ DC 7A¦ AC 3A¦ FUSE¦ FUSE¦ AC 3A¦ DC 7A¦ SIGNAL¦ FUSE¦ POWER¦ TROUBLE¦ DC 7A¦ AC 3A¦ FUSE¦ FUSE¦ TROUBLE¦ FUSE¦ POWER¦ AC 3A¦ FUSE¦ FUSE¦ DC 7A¦ IL SHIN¦ BLANK PANEL¦ IL SHIN¦ BLANK PANEL¦ IL SHIN¦ BLANK PANEL¦ IL SHIN¦ BLANK PANEL¦ IL SHIN¦ BLANK PANEL¦ IL SHIN¦ BLANK PANEL¦ IL SHIN¦ BLANK PANEL¦ KPA-DT10A¦ POWER¦ BAND¦ 2¦ 1¦ 5¦ 4¦ 3¦ SEEK¦ MEMO¦ OUPUT LEVEL¦ 10¦ 0¦ DIGITAL TUNER¦ TROUBLE¦ BASS¦ MASTER¦ PAGING CONTROL PC-031¦ IL SHIN¦ POWER¦ AUX1¦ MIC2¦ PRE AMPLIFIER PP-011¦ REM¦ IL SHIN¦ MIC1¦ ON¦ MIC1¦ OFF¦ MIC3¦ MIC4¦ MASTER¦ TREBLE¦ BASS¦ POWER¦ IL SHIN¦ Tx¦ TROUBLE DATA / ALARM TDU-023¦ Err¦ Rx¦ R¦ M¦ POWER¦ CHIME & SIREN CS-011¦ IL SHIN¦ 경계¦ 공습¦ 정지¦ CHIME¦ POWER¦ OFF (외부)¦ LEVEL¦ RESET¦ EMERGENCY CONTROL EM-011¦ IL SHIN¦ ON (모니터)¦ 0¦ 10¦ Tx¦ Rx¦ SPEAKER¦ 4¦ 1¦ 2¦ 3¦ 5¦ 6¦ 7¦ 8¦ 9¦ 10¦ FIRE¦ POWER¦ IL SHIN¦ MAIN POWER SWITCH MPS-011 ¦ SPEAKER SELECTOR SS-013¦ 2¦ 1¦ IL SHIN¦ 5¦ 3¦ 4¦ 8¦ 7¦ 6¦ 10¦ 9¦ ALL¦ MASTER¦ IL SHIN¦ MATRIX LOGIC MU-018¦ 1¦ 2¦ 3¦ 4¦ 7¦ 6¦ 5¦ 8¦ POWER¦ OPERATING WINDOW¦ TERMINAL TU-042¦ IL SHIN¦ IL SHIN¦ AMPLIFIER PA-64¦ IL SHIN¦ AMPLIFIER PA-64¦ IL SHIN¦ AMPLIFIER PA-64¦ IL SHIN¦ AMPLIFIER PA-64¦ IL SHIN¦ AMPLIFIER PA-64¦ IL SHIN¦ AMPLIFIER PA-64¦ IL SHIN¦ AMPLIFIER PA-64¦ IL SHIN¦ AMPLIFIER PA-64¦ IL SHIN¦ AMPLIFIER PA-64¦ IL SHIN¦ AMPLIFIER PA-64¦ IL SHIN¦ AMPLIFIER PA-64¦ IL SHIN¦ AMPLIFIER PA-64¦ IL SHIN¦ AMPLIFIER PA-64¦ IL SHIN¦ AMPLIFIER PA-64¦ IL SHIN¦ AMPLIFIER PA-64¦ IL SHIN¦ AMPLIFIER PA-64¦ IL SHIN¦ AMPLIFIER PA-64¦ IL SHIN¦ AMPLIFIER PA-64¦ IL SHIN¦ AMPLIFIER PA-64¦ IL SHIN¦ AMPLIFIER PA-64¦ IL SHIN¦ AMPLIFIER PA-64¦ IL SHIN¦ AMPLIFIER PA-64¦ IL SHIN¦ AMPLIFIER PA-64¦ IL SHIN¦ AMPLIFIER PA-64¦ IL SHIN¦ AMPLIFIER PA-64¦ IL SHIN¦ AMPLIFIER PA-64¦ IL SHIN¦ AMPLIFIER PA-64¦ 챠임 & 싸이렌¦ 6¦ 7¦ 메인 파워 스위치¦ 전치증폭기¦ 모니터 유니트¦ 1¦ 3¦ 4¦ 5¦ 2¦ AM/FM 튜너¦ 스피커 회선 제어기¦ 화재 경보 발생기¦ No.¦ I T E M¦ PAINT COLOR : ¦ 1¦ 1¦ BLANK¦ 전원분배기¦ UNIT : mm¦ TOLERANCE : %%p15¦ 1¦ 9¦ 1¦ 1¦ 1¦ 1¦ Q'ty¦ No.¦ 1¦ PAGING CONTROL¦ 터미널 판넬¦ 주 증폭기 (50W)¦ 스피커 릴레이 그룹¦ 고장정보 송출기¦ 27¦ 1¦ 2¦ 1¦ I T E M¦ Q'ty¦ NOTE¦ 1. MATRIAL - RACK : STEEL 1.6t¦ 14¦ 13¦ 10¦ 12¦ 11¦ 방송순위제어기¦ 8¦ 1¦ 15¦ 16¦ AUTO FAN¦ 2¦ 2¦ 주공장 RACK 실장도 (1,350W)¦ 주공장 RACK 실장도 (1,350W)¦ S = NONE¦ NONE¦ 차량기지¦ 차량기지¦ T¦ 9¦ 2¦ 0¦ 3¦ 0¦ 3¦ 8¦ 0¦ 3¦ 3¦
| 1단계_정거장 - 복사본 | 1단계_정거장 - 복사본 | 049. T9103066-004 906정거장 AFC설비 지하1층 장비배치도 (철거).dwg | \A1;9750¦ \A1;9750¦ \A1;19500¦ \A1;6850¦ \A1;2900¦ \A1;6850¦ \A1;2900¦ \A1;9750¦ \A1;9750¦ \A1;19500¦ \A1;7850¦ \A1;7850¦ \A1;1900¦ \A1;1900¦ \A1;7500¦ \A1;7500¦ \A1;7500¦ \A1;7500¦ \A1;7500¦ \A1;7500¦ \A1;7500¦ \A1;7500¦ \A1;7500¦ \A1;7500¦ \A1;7500¦ \A1;7500¦ \A1;7500¦ \A1;7500¦ \A1;7500¦ \A1;7500¦ \A1;7500¦ \A1;7500¦ \A1;7500¦ \A1;165000¦ \A1;7500¦ \A1;7500¦ \A1;7500¦ \A1;4500¦ \A1;7500¦ \A1;7500¦ \A1;42000¦ \A1;7500¦ \A1;7500¦ \A1;7500¦ \A1;207000¦ 8형¦ 6형¦ 10형¦ 12형¦ 11형¦ \A1;1,630¦ \A1;1,800¦ \A1;200¦ \A1;200¦ \A1;200¦ \A1;200¦ \A1;200¦ \A1;200¦ \A1;679¦ \A1;1,800¦ \A1;1,000¦ \A1;1,340¦ \A1;800¦ \A1;800¦ \A1;700¦ \A1;600¦ \A1;600¦ \A1;600¦ \A1;600¦ \A1;600¦ \A1;200¦ \A1;200¦ \A1;950¦ \A1;3,581¦ \A1;600¦ \A1;951¦ \A1;1,200¦ \A1;200¦ \A1;800¦ \A1;1,000¦ \A1;1,000¦ \A1;1,406¦ X16¦ X17¦ X18¦ X19¦ X20¦ X21¦ X22¦ X23¦ X08¦ X09¦ X10¦ X11¦ X12¦ X13¦ X14¦ X15¦ X02¦ X03¦ X04¦ X05¦ X06¦ X07¦ X01¦ X00¦ X24¦ X25¦ X26¦ X27¦ X28¦ 906정거장 AFC설비 지하1층 장비배치도 (철거)¦ S = 1 / 600¦ UP¦ DN¦ DN¦ Y03¦ Y01¦ Y05¦ DN¦ DN¦ DN¦ DN¦ DN¦ DN¦ DN¦ DN¦ DN¦ DN¦ UP¦ UP¦ UP¦ UP¦ UP¦ UP¦ UP¦ UP¦ UP¦ UP¦ UP¦ UP¦ UP¦ UP¦ 화 장 실¦ 편 의 점¦ 공조기계실1¦ 통신기계실¦ 안전관리실¦ 발매기실¦ 대 합 실¦ 보조통신실¦ 용역창고¦ 용역대기실¦ 비품창고¦ CO2실¦ 비상전원실¦ 전 기 실¦ 복 도¦ 물탱크실¦ 공조기계실2¦ 운영원대기실¦ 변 전 실¦ Y00¦ Y02¦ Y03¦ Y06¦ Y04¦ Detail "A"¦ AAM ¦ DN¦ DN¦ DN¦ 안전관리실¦ 발매기실¦ AAM ¦ Detail "A"¦ 906정거장 AFC설비 지하1층 장비배치도 (철거)¦ 1/600¦ 지하철 906정거장¦ 마곡나루¦ 양천향교¦ 가양¦ 4¦ 0¦ 0¦ T¦ 9¦ 1¦ 0¦ 3¦ 0¦ 6¦ 6¦
| 1단계_정거장 - 복사본 | 1단계_정거장 - 복사본 | 046. T9103038-005 OFD 48C 상세도.dwg | OFD 48C 상세도¦ NONE¦ OFD 48C 상세도¦ S = NONE¦ Unregistered Version - http://www.aidecad.com¦ T¦ 9¦ 1¦ 0¦ 3¦ 0¦ 3¦ 8¦ 0¦ 0¦ 5¦ 공통¦
| 1단계_정거장 - 복사본 | 1단계_정거장 - 복사본 | 051. T9103038-006 실내안테나 설치상세도.dwg | 실내안테나 설치상세도¦ NONE¦ 실내안테나 설치상세도¦ S = NONE¦ Unregistered Version - http://www.aidecad.com¦ P¦ N¦ {\fGulimChe¦b1¦i0¦c129¦p49;P}¦ {\fGulimChe¦b1¦i0¦c129¦p49;N}¦ N¦ P¦ LTE-R¦ 클램프고정¦ 2분배기¦ 클램프고정¦ 급전선 1/2"\P¦ 급전선 1/2"\P¦ 급전선 1/2"\P¦ 급전선 1/2"\P¦ 콘넥터 1/2"\P¦ 콘넥터 1/2"\P¦ 2P/D¦ 클램프고정¦ \pt3.5;크램프¦ 급전선 공유¦ N-Male(1/2")¦ 이중천정¦ OMNI ANT¦ 급전선 신설¦ LTE 1(신설)¦ OUT¦ OUT¦ IN¦ {\L분배기 취부도}¦ {\L실배안테나 취부도}¦ T¦ 9¦ 1¦ 0¦ 3¦ 0¦ 3¦ 8¦ 0¦ 0¦ 6¦ 공통¦
| 1단계_정거장 - 복사본 | 1단계_정거장 - 복사본 | 015. T1001026-011 911정거장 출입통제설비 CABLE WIRING DIAGRAM.dwg | 통신기계실¦ ELE-4 (승강장)¦ ELE-3 (대합실)¦ ELE-2 (승강장)¦ ELE-1 (대합실)¦ ELE-5 (대합실)¦ ELE-6 (예비실)¦ ES-1 (대합실)¦ ES-2 (대합실)¦ ES-3[1] (외부계단출입구)¦ ES-5 (대합실)¦ ES-6 (대합실)¦ ES-7[1] (대합실)¦ T-1 (화장실.여)¦ P-1 (승강장)¦ P-2 (승강장)¦ P-4 (승강장)¦ P-5 (승강장)¦ AGM-1 (대합실)¦ AGM-4 (대합실)¦ ATVM-1 (대합실)¦ C-1 ( (대합실)¦ COMM-1 (통신기계실)¦ 안전관리실¦ 대합실¦ ELEC-1 (전기실)¦ ELE-7 (대합실)¦ ELE-8 (지상층)¦ P-3 (승강장)¦ P-6 (승강장)¦ 발매기실¦ 출입¦ 통제¦ 시스템¦ (ACU)¦ UTP Cat.5E 4Px8조 (출입통제)¦ 용역원대기실¦ C/R¦ C/R¦ C/R¦ C/R¦ AGM-3 (대합실)¦ AGM-2 (대합실)¦ ES-3[2] (외부계단출입구)¦ ES-7[2] (대합실)¦ ELE-추가 (지상층)¦ 911정거장 출입통제설비 CABLE WIRING DIAGRAM¦ 911정거장 출입통제설비 CABLE WIRING DIAGRAM¦ S = NONE¦ NONE¦ 지하철 911정거장¦ 염창¦ 신목동¦ 선유도¦ T¦ 1¦ 0¦ 0¦ 1¦ 0¦ 2¦ 6¦ 0¦ 1¦ 1¦
| 1단계_정거장 - 복사본 | 1단계_정거장 - 복사본 | 040. T7009934-001 918정거장 출입통제설비 지하1층 평명도 (1_2).dwg | C/R¦ {\C0;vmh}¦ CONSOLE¦ ACU¦ CCTV¦ P¦ \A1;7,500¦ \A1;108,700¦ \A1;7,500¦ \A1;7,500¦ \A1;7,500¦ \A1;7,500¦ \A1;7,500¦ \A1;7,500¦ \A1;7,500¦ \A1;7,500¦ \A1;7,500¦ \A1;7,500¦ \A1;7,500¦ \A1;3,700¦ \A1;7,500¦ \A1;7,500¦ \A1;5,500¦ \A1;6,500¦ \A1;6,500¦ \A1;6,500¦ \A1;5,000¦ \A1;30,150¦ \A1;11,300¦ \A1;7,550¦ \A1;11,300¦ \A1;9,600¦ \A1;3,550¦ \A1;4,000¦ \A1;30,000¦ \A1;100¦ L¦ MATCH LINE DWG No. "S1-TA-S18-DB-018-0"¦ E/V¦ UTP Cat.5E 4Px10조 (출입통제)¦ UTP Cat.5E 4Px8조 (출입통제)¦ KEY PLAN¦ X-05¦ X-04¦ X-03¦ X-02¦ X-01¦ X00¦ X01¦ X02¦ X03¦ X04¦ X05¦ X06¦ X07¦ X08¦ X09¦ X10¦ X11¦ X12¦ X13¦ X14¦ Y00¦ Y01¦ Y02¦ Y-01¦ Y03¦ Y03-1¦ 공조기계실-1¦ UP¦ UP¦ 용역원대기실¦ 이동통신기계실¦ 용역창고¦ 통신기계실¦ 안전관리실¦ 발매기실-1¦ 대합실¦ 화 장 실¦ 편 의 점¦ 내부계단1¦ 내부계단2¦ 내부계단3¦ 내부계단4¦ 외부출입구1¦ 복도-1¦ 외부출입구3¦ 발매기실-2¦ DN¦ DN¦ DN¦ OPEN¦ OPEN¦ OPEN¦ OPEN¦ 상부OPEN¦ 외부엘리베이터 1¦ 외부엘리베이터 3¦ 내부엘리베이터 2¦ 내부엘리베이터 1¦ UP¦ 정거장 중심¦ Sta.20K 200.000¦ 지상E/L¦ 지상E/L¦ (16) UTP Cat.5E 4Px2조 (출입통제)¦ (16) UTP Cat.5E 4Px2조 (출입통제)¦ UTP Cat.5E 4Px10조 (출입통제)¦ DOWN TO 통신기계실 ACCESS FLOOR¦ TRAY (W:600x150)¦ (16) UTP Cat.5E 4Px2조 (출입통제)¦ 임대상가¦ UTP Cat.5E 4Px8조 (출입통제)¦ UTP Cat.5E 4Px2조 (출입통제)¦ UTP Cat.5E 4Px6조 (출입통제)¦ 918정거장 출입통제설비 지하1층 평면도 (1/2)¦ 918정거장 출입통제설비 지하1층 평면도 (1/2)¦ S = 1 / 400¦ 1/400¦ 지하철 918정거장¦ 노량진¦ 노들¦ 중앙대입구¦ T¦ 7¦ 0¦ 0¦ 9¦ 9¦ 3¦ 4¦ 0¦ 0¦ 1¦ P¦
| 1단계_정거장 - 복사본 | 1단계_정거장 - 복사본 | 011. T1001026-007 914정거장 AFC SYSTEM DIAGRAM.dwg | ATVM¦ ATVM¦ 02¦ 01¦ L-AFC-1-분전반¦ 통신기계실¦ MAIN POWER¦ 접지단자함¦ AGM6¦ AGM8¦ AGM10¦ 11¦ 12¦ 13¦ CONTROL¦ EM.GATE¦ BOX¦ 안전관리실¦ BOX¦ DPC¦ COM¦ INTER¦ COMMS¦ S/W HUB¦ 화재¦ 수신반¦ 통신기계실¦ AAM¦ 01¦ D/I MUX¦ I/F¦ S/W HUB¦ SMS¦ 04¦ AGM8¦ AGM6¦ AGM8¦ AGM8¦ 01¦ 02¦ 03¦ 발매기실¦ L-AFC-2-분전반¦ MAIN POWER¦ 접지단자함¦ S/W HUB¦ ATVM¦ ATVM¦ 04¦ 03¦ AAM¦ 01¦ 접지단자함¦ MAIN¦ 승강장¦ GROUND¦ AGM6¦ AGM8¦ AGM10¦ 08¦ 10¦ 05¦ 06¦ AGM11¦ 14¦ AGM12¦ 환급기¦ 01¦ 환급기¦ 01¦ 분전반~AAM, AGM, SMS, ATVM, AIM¦ : IN USE¦ 접지반~AAM, AGM, SMS, ATVM¦ EM. GATE¦ MAIN GROUND¦ INTERCOM~ATVM, AAM¦ SMS(S/W HUB)~TOM, AGM, ATVM¦ D/I MUX(ROUTER)~SMS(S/W HUB)¦ NOTE¦ 화재수신반~DPC BOX¦ I/F¦ DPC¦ DPC SW~AGM(DPC)¦ : HFCO 3C/4.0㎟¦ : F-GV 4.0㎟¦ : FR-CV 2C/4.0㎟¦ : F-GV 50㎟¦ : UTP Cat.5E 4P¦ : FTP Cat.5E 4Px1조¦ : FTP Cat.5E 4Px1조¦ : UTP Cat.5E 4P¦ : Interface Unit¦ : Direct Power Control¦ : FR-CVVS 4C/2.5㎟¦ INTERCOM~EM.GATE¦ : UTP Cat.5E 4P¦ 07¦ AGM12¦ AGM10/11¦ AGM8¦ AGM8¦ 09¦ 16¦ 15¦ 914정거장 AFC SYSTEM DIAGRAM¦ 914정거장 AFC SYSTEM DIAGRAM¦ S = NONE¦ NONE¦ 지하철 914정거장¦ 당산¦ 국회의사당¦ 여의도¦ T¦ 1¦ 0¦ 0¦ 1¦ 0¦ 2¦ 6¦ 0¦ 0¦ 7¦
| 1단계_정거장 - 복사본 | 1단계_정거장 - 복사본 | 068. T4009934-001 902정거장 종합무선중계설비 지하1층 평면도.dwg | -¦ T¦ 0¦ 0¦ 0¦ 0¦ 0¦ 0¦ 0¦ 0¦ 0¦ 0¦ \A1;7,500¦ \A1;6,775¦ \A1;725¦ \A1;7,500¦ \A1;7,500¦ \A1;7,500¦ \A1;7,500¦ \A1;7,500¦ \A1;7,500¦ \A1;7,500¦ \A1;7,500¦ \A1;7,500¦ \A1;7,500¦ \A1;8,840¦ \A1;9,020¦ \A1;11,790¦ \A1;8,150¦ \A1;37,800¦ \A1;1,200¦ \A1;2,750¦ \A1;7,500¦ \A1;7,500¦ \A1;7,500¦ \A1;7,500¦ \A1;7,500¦ \A1;7,500¦ \A1;7,500¦ \A1;7,500¦ \A1;7,500¦ \A1;7,500¦ \A1;7,500¦ \A1;7,500¦ \A1;7,500¦ \A1;7,500¦ \A1;7,500¦ \A1;7,500¦ \A1;7,500¦ \A1;7,500¦ \A1;7,500¦ \A1;5,061¦ \A1;8,150¦ \A1;11,790¦ \A1;9,020¦ \A1;8,840¦ \A1;37,800¦ 개화¦ 김포공항¦ 공항시장¦ 3D¦ AD¦ AD¦ AD¦ AD¦ AD¦ 지하1층 평면도(대합실층) ¦ A¦ A'¦ A¦ A'¦ Y04¦ Y03¦ Y02¦ Y01¦ Y00¦ X15¦ X16¦ X17¦ X18¦ X19¦ X20¦ X21¦ X22¦ X23¦ X24¦ X25¦ X26¦ X-04¦ X-03¦ X-02¦ X-01¦ X00¦ X01¦ X02¦ X03¦ X04¦ X05¦ X06¦ X07¦ X08¦ X09¦ X10¦ X11¦ X12¦ X13¦ X14¦ X15¦ Y04¦ Y03¦ Y02¦ Y01¦ Y00¦ C¦ C¦ D¦ D¦ B¦ B¦ B¦ B¦ B¦ P¦ P¦ P¦ P¦ P¦ P¦ P¦ P¦ P¦ E¦ WPB¦ WPB¦ HFC-12D (9호선 복합통신 B1)¦ HFC-12D (철도 복합통신 B1)¦ DOWN TO B2¦ DOWN TO 통신실¦ 2D¦ HFC-12D-FR (신설)¦ HFC-12D-FR (신설)¦ HFC-12D-FR (신설)¦ 통신,신호기계실¦ 2D¦ HFC-12D-FR DU용 GPS¦ HFC-12D-FR DU용 GPS¦ HFC-12D-FR DU용 GPS¦ HFC-12D-FR DU용 GPS¦ 2D¦ 2D¦ HFC-12D-FR 신설¦ HFC-12D-FR (신설)¦ 3D¦ 902정거장 열차무선설비 지하1층 평면도¦ 902정거장 열차무선설비 지하1층 평면도¦ S = 1/300¦ 1/300¦ T¦ 4¦ 0¦ 0¦ 9¦ 9¦ 3¦ 4¦ 0¦ 0¦ 1¦ P¦ T¦ 1¦ 0¦ 0¦ 1¦ 0¦ 0¦ 4¦ 0¦ 0¦ 1¦
| 1단계_정거장 - 복사본 | 1단계_정거장 - 복사본 | 031. T7005034-002 917정거장 CCTV,TDI,시계설비 지하1층 신설평면도 (2_2).dwg | {\C0;vmh}¦ CONSOLE¦ P¦ \A1;2,000¦ \A1;7,500¦ \A1;7,500¦ \A1;7,500¦ \A1;7,500¦ \A1;7,500¦ \A1;7,500¦ \A1;7,500¦ \A1;7,500¦ \A1;7,500¦ \A1;7,500¦ \A1;7,500¦ \A1;84,500¦ \A1;7,500¦ \A1;7,500¦ \A1;7,500¦ \A1;7,500¦ \A1;7,500¦ \A1;37,500¦ \A1;7,070¦ \A1;9,160¦ \A1;9,160¦ \A1;3,300¦ \A1;28,690¦ DN¦ L¦ L1¦ TRAY (300x100)¦ UTP CAT.5E 25Px1조 (CONSOLE)¦ UTP CAT.5E 4Px4조 (CONSOLE)¦ FR-CV 3C/6.0㎟x1조 (LSE POWER)¦ UTP Cat.5E 4Px2조 (CL POWER)(신설)¦ F-CV 3C/2.5㎟x1조 (공간화상)(기존활용)¦ OF- SM-4Cx1조 (공간화상)(기존활용)¦ UTP Cat.5E4Px15조 (CAMERA)(신설)¦ OF-SM-8C(난연)x10조(신설) ¦ FR-CV 3C/4.0㎟x10조(신설) ¦ OF-SM-8C(난연)x2조(승강장모니터)(신설) ¦ FR-CV 3C/4.0㎟x2조(승강장모니터)(신설) ¦ C/R¦ A¦ B¦ C¦ E¦ F¦ KEY PLAN¦ X11¦ X12¦ X13¦ X14¦ X15¦ X16¦ X17¦ X18¦ X19¦ X20¦ X21¦ X22¦ X23¦ X24¦ X25¦ X26¦ X27¦ Y04¦ Y02¦ Y00¦ Y01¦ Y03¦ 안전관리실¦ 발매기실 2¦ 화장실 2 (PAID)¦ 공조기계실 2¦ 물탱크실¦ 환승통로¦ 대 합 실¦ DN¦ DN¦ 화장실 1 (FREE)¦ 국철노량진역과환승¦ 신축중인 건물과연결¦ 대합실(PAID)¦ UP¦ UP¦ 방범셔터¦ DN¦ 내부계단 3¦ 외부출입구 3¦ 외부출입구 2¦ 내부계단 2¦ UP¦ UP¦ 외부엘리베이터 1¦ 내부엘리베이터 1¦ 내부엘리베이터 2¦ 917 정거장 ¦ STA.18km111.750¦ MATCH LINE DWG No. "S1-TA-S17-DB-018-0"¦ 지상E/L¦ ELE-4¦ (P18:200x200x100)¦ (P19:200x200x100)¦ (P16:200x200x100)¦ (P13:100x100x100)¦ (P12:200x200x100)¦ (P11:200x200x100)¦ ELE-6¦ ES-10¦ ELE-5¦ ES-9¦ ELE-3¦ ES-5¦ ES-6¦ A¦ C¦ B¦ E¦ F¦ G¦ H¦ J-1¦ L¦ M¦ N¦ T-2¦ AGM-3¦ ATVM-2¦ T-3¦ (P17:300x300x200)¦ C-2¦ O¦ (P14:200x200x100)¦ K¦ E¦ AGM-4¦ (P15:200x200x100)¦ (P20:200x200x100) ¦ P¦ E¦ 임대상가2¦ 임대상가1¦ Q¦ TRAY (300x100)¦ UTP Cat.5E 4Px4조 (CONSOLE)¦ UTP Cat.5E 25Px1조 (CONSOLE)¦ TRAY (300x100)¦ UTP Cat.5E 4Px4조 (CONSOLE)¦ UTP Cat.5E 25Px1조 (CONSOLE)¦ TRAY (300x100)¦ UTP Cat.5E 4Px4조 (CONSOLE)¦ UTP Cat.5E 25Px1조 (CONSOLE)¦ TRAY (300x100)¦ UTP Cat.5E 4Px4조 (CONSOLE)¦ UTP Cat.5E 25Px1조 (CONSOLE)¦ G¦ TRAY (300x100)¦ UTP Cat.5E 4Px4조 (CONSOLE)¦ UTP Cat.5E 25Px1조 (CONSOLE)¦ J-1¦ TRAY (300x100)¦ K¦ M¦ TRAY (300x100)¦ N¦ TRAY (300x100)¦ O¦ L¦ TRAY (300x100)¦ (16) UTP Cat.5E4Px1조 (CAMERA)¦ DOWN TO 지하 1층 E/L¦ (16) UTP Cat.5E4Px1조 (CAMERA)¦ (16) UTP Cat.5E4Px1조 (CAMERA)¦ (16) UTP Cat.5E4Px1조 (CAMERA)¦ UP TO 지상 E/L¦ (36) UTP Cat.5E4Px4조 (CAMERA)¦ FR-CV 3C/6.0㎟x1조 (LSE POWER)¦ FR-CV 3C/6.0㎟x1조 (LSE POWER)¦ FR-CV 3C/6.0㎟x1조 (LSE POWER)¦ FR-CV 3C/6.0㎟x1조 (LSE POWER)¦ FR-CV 3C/6.0㎟x1조 (LSE POWER)¦ P¦ TRAY (600x150)¦ UTP Cat.5E 4Px4조 (CONSOLE)¦ UTP Cat.5E 25Px1조 (CONSOLE)¦ DOWN TO 안전관리실 ACCSEE FLOOR¦ FR-CV 3C/6.0㎟x1조 (LSE POWER)¦ R¦ R¦ R¦ (16) OF-SM-8Core(난연)x2조(대합실게시기)(신설)¦ (28) FR-CV 3C/4.0㎟x1조 (대합실게시기 POWER)(기존활용)¦ J¦ OF-SM-8Core(난연)x4조(대합실게시기)(신설)¦ FR-CV 3C/4.0㎟x1조 (대합실게시기 POWER)(기존활용)¦ OF-SM-8Core(난연)x4조(대합실게시기)(신설)¦ FR-CV 3C/4.0㎟x1조 (대합실게시기 POWER)(기존활용)¦ OF-SM-8Core(난연)x4조(대합실게시기)(신설)¦ FR-CV 3C/4.0㎟x1조 (대합실게시기 POWER)(기존활용)¦ J¦ TRAY (300x100)¦ OF-SM-8Core(난연)x4조(대합실게시기)(신설)¦ FR-CV 3C/4.0㎟x1조 (대합실게시기 POWER)(기존활용)¦ OF-SM-8Core(난연)x8조(대합실게시기)(신설)¦ FR-CV 3C/4.0㎟x2조 (대합실게시기 POWER)(기존활용)¦ OF-SM-8Core(난연)x8조(대합실게시기)(신설)¦ FR-CV 3C/4.0㎟x2조 (대합실게시기 POWER)(기존활용)¦ OF-SM-8Core(난연)x8조(대합실게시기)(신설)¦ FR-CV 3C/4.0㎟x2조 (대합실게시기 POWER)(기존활용)¦ UTP Cat.5E4Px10조 (CAMERA)¦ OF-SM-8C(난연)x10조(CAMERA) ¦ FR-CV 3C/4.0㎟x10조(CAMERA) ¦ OF-SM-8C(난연)x10조(CAMERA) ¦ FR-CV 3C/4.0㎟x10조(CAMERA) ¦ OF-SM-8C(난연)x10조(CAMERA) ¦ FR-CV 3C/4.0㎟x10조(CAMERA) ¦ OF-SM-8C(난연)x8조(CAMERA) ¦ FR-CV 3C/4.0㎟x8조(CAMERA) ¦ OF-SM-8C(난연)x8조(CAMERA) ¦ FR-CV 3C/4.0㎟x8조(CAMERA) ¦ (16) OF-SM-8C(난연)x1조(CAMERA) ¦ (16) FR-CV 3C/4.0㎟x1조(CAMERA) ¦ OF-SM-8C(난연)x6조(CAMERA) ¦ FR-CV 3C/4.0㎟x6조(CAMERA) ¦ OF-SM-8C(난연)x5조(CAMERA) ¦ FR-CV 3C/4.0㎟x5조(CAMERA) ¦ OF-SM-8C(난연)x1조(CAMERA) ¦ FR-CV 3C/4.0㎟x1조(CAMERA) ¦ (36) OF-SM-8C(난연)x4조(CAMERA) ¦ (36) FR-CV 3C/4.0㎟x4조(CAMERA) ¦ Q¦ (28) OF-SM-8C(난연)x3조(신설) ¦ (28) FR-CV 3C/4.0㎟x3조(신설) ¦ (16) OF-SM-8C(난연)x1조(CAMERA) ¦ (16) FR-CV 3C/4.0㎟x1조(CAMERA) ¦ (16) OF-SM-8C(난연)x1조(CAMERA) ¦ (16) FR-CV 3C/4.0㎟x1조(CAMERA) ¦ (16) OF-SM-8C(난연)x1조(CAMERA) ¦ (16) FR-CV 3C/4.0㎟x1조(CAMERA) ¦ 스피드돔¦ (16) OF-SM-8C(난연)x1조(CAMERA) ¦ (16) FR-CV 3C/4.0㎟x1조(CAMERA) ¦ (16) OF-SM-8C(난연)x1조(CAMERA) ¦ (16) FR-CV 3C/4.0㎟x1조(CAMERA) ¦ (16) OF-SM-8C(난연)x1조(CAMERA) ¦ (16) FR-CV 3C/4.0㎟x1조(CAMERA) ¦ (16) OF-SM-8C(난연)x1조(CAMERA) ¦ (16) FR-CV 3C/4.0㎟x1조(CAMERA) ¦ FR-CV 3C/4.0㎟x2조 (TDI POWER)(기존활용)¦ UL 2919-AMESB 24AWG 4Px2조 (TDI)(기존활용)¦ OF-MM-12Core(난연)x2조 (TDI)(기존활용)¦ FR-CV 3C/4.0㎟x2조 (TDI POWER)(기존활용)¦ UL 2919-AMESB 24AWG 4Px2조 (TDI)(기존활용)¦ UTP Cat.5E 4Px4조 (TDI)(기존활용)¦ H¦ TRAY (600x150)¦ FR-CV 3C/4.0㎟x2조 (TDI POWER)(기존활용)¦ UL 2919-AMESB 24AWG 4Px2조 (TDI)(기존활용)¦ OF-MM-12Core(난연)x2조 (TDI)(기존활용)¦ DOWN TO 지하 2층¦ UL 2919-AMESB 24AWG 4Px2조 (TDI)(기존활용)¦ FR-CV 3C/4.0㎟x2조 (TDI POWER)(기존활용)¦ UTP Cat.5E 4Px4조 (TDI)(기존활용)¦ TRAY (600x150)¦ DOWN TO 지하 2층¦ UTP Cat.5E 4Px4조 (TDI)(기존활용)¦ UL 2919-AMESB 24AWG 4Px2조 (TDI)(기존활용)¦ FR-CV 3C/4.0㎟x2조 (TDI POWER)(기존활용)¦ OF-MM-12Core(난연)x2조 (TDI)(기존활용)¦ TRAY (300x100)¦ OF-MM-12Core(난연)x2조 (TDI)(기존활용)¦ UTP Cat.5E 4Px4조 (TDI)(기존활용)¦ UTP Cat.5E 4Px4조 (TDI)(기존활용)¦ OF-MM-12Core(난연)x2조 (TDI)(기존활용)¦ FR-CV 3C/4.0㎟x2조 (TDI POWER)(기존활용)¦ UL 2919-AMESB 24AWG 4Px2조 (TDI)(기존활용)¦ OF-MM-12Core(난연)x2조 (TDI)(기존활용)¦ UTP Cat.5E 4Px4조 (TDI)(기존활용)¦ (16) OF-SM-8C(난연)x1조(CAMERA) ¦ (16) FR-CV 3C/4.0㎟x1조(CAMERA) ¦ (28) UTP Cat.5E4Px2조 (CAMERA)¦ (16) OF-SM-8C(난연)x1조(CAMERA) ¦ (16) FR-CV 3C/4.0㎟x1조(CAMERA) ¦ (28) UTP Cat.5E4Px1조 (CAMERA)¦ (16) OF-SM-8C(난연)x1조(CAMERA) ¦ (16) FR-CV 3C/4.0㎟x1조(CAMERA) ¦ (16) OF-SM-8C(난연)x1조(CAMERA) ¦ (16) FR-CV 3C/4.0㎟x1조(CAMERA) ¦ 지하철 917정거장¦ 샛강¦ 노량진¦ 노들¦ 1/400¦ S = 1 / 400¦ 917정거장 CCTV,TDI,시계설비 지하1층 신설평면도(2/2)¦ 917정거장 CCTV,TDI,시계설비 지하1층¦ 신설평면도(2/2)¦ T¦ 7¦ 0¦ 0¦ 5¦ 0¦ 3¦ 4¦ 0¦ 0¦ 2¦ CCTV(기존동축활용)¦ P¦
| 1단계_정거장 - 복사본 | 1단계_정거장 - 복사본 | 050. T9203038-009 서지보호기 상세도.dwg | 서지보호기 상세도¦ NONE¦ 서지보호기 상세도¦ S = NONE¦ Unregistered Version - http://www.aidecad.com¦ 1. 대상 : 전원용 서지보호기\P2. 상세성능 및 사양은 SL-2216 규격서 참조\P - 모델 : SL-2216\P - 용량 : SPD-160kVA¦ {\LNOTE}¦ 1. 대상 : 전원용 서지보호기\P2. 상세성능 및 사양은 SL-2204 규격서 참조 \P - 모델 : SL-2204\P - 용량 : SPD-40kA¦ {\LNOTE}¦ {\LNOTE}¦ 1. 대상 : RF CCTV용 서지보호기\P2. 상세성능 및 사양은 SL400-N-MF 규격서 참조\P - 모델 : SL400-N-MF\P - 용량 : SPD-20kA\P3. RF 주파수대역 및 급전선 커넥터 타입에 따라 \P RF허용 대역 및 커넥터 타입 변동 있음¦ T¦ 9¦ 2¦ 0¦ 3¦ 0¦ 3¦ 8¦ 0¦ 0¦ 9¦ 공통¦
| 1단계_정거장 - 복사본 | 1단계_정거장 - 복사본 | 048. T7009934-002 907정거장 출입통제설비 지하1층 평면도 (2_3).dwg | \A1;5,000¦ \A1;5,000¦ \A1;105,000¦ \A1;5,000¦ \A1;5,000¦ \A1;5,000¦ \A1;5,000¦ \A1;5,000¦ \A1;5,000¦ \A1;2,500¦ \A1;5,000¦ \A1;5,000¦ \A1;5,000¦ \A1;5,000¦ \A1;5,000¦ \A1;5,000¦ \A1;5,000¦ \A1;5,000¦ \A1;2,500¦ \A1;27,800¦ \A1;13,900¦ \A1;13,900¦ \A1;5,000¦ \A1;5,000¦ \A1;5,000¦ \A1;5,000¦ MATCH LINE DWG No. "S1-TA-S07-DB-019-0"¦ MATCH LINE DWG No. "S1-TA-S07-DB-021-0"¦ KEY PLAN¦ X25¦ X26¦ X27¦ X28¦ X29¦ X09¦ X10¦ X11¦ X12¦ X13¦ X14¦ X15¦ X16¦ X17¦ X18¦ X19¦ X21¦ X22¦ X23¦ X24¦ X20¦ Y00¦ Y01¦ Y02¦ 대 합 실¦ 물탱크실¦ 연결통로¦ 공조기계실¦ 창고¦ DN¦ 창고¦ 내부계단¦ 용역¦ 용역원대기실¦ 907 정거장¦ STA.9km100.167¦ UTP Cat.5E 4Px2조 (출입통제)¦ 임대상가2¦ 임대상가1¦ UTP Cat.5E 4Px2조 (출입통제)¦ 907정거장 출입통제설비 지하1층 평면도 (2/3)¦ 907정거장 출입통제설비 지하1층 평면도 (2/3)¦ S = 1 / 400¦ 1/400¦ 지하철 907정거장¦ 양천향교¦ 가양¦ 증미¦ T¦ 7¦ 0¦ 0¦ 9¦ 9¦ 3¦ 4¦ 0¦ 0¦ 2¦
| 1단계_정거장 - 복사본 | 1단계_정거장 - 복사본 | 043. T7005034-008 914정거장 CCTV,TDI,시계설비 지하3층 철거평면도 (2_2).dwg | G¦ P¦ \A1;27,000¦ \A1;7,500¦ \A1;7,500¦ \A1;7,500¦ \A1;7,500¦ \A1;7,500¦ \A1;7,500¦ \A1;8,130¦ \A1;7,500¦ \A1;7,500¦ \A1;7,500¦ \A1;7,500¦ \A1;7,500¦ \A1;7,500¦ \A1;2,000¦ \A1;10,000¦ \A1;20,980¦ \A1;5490¦ \A1;5490¦ D¦ (28) ECX 5C-2Vx4조 (CAMERA)(기존활용)¦ (22) UTP Cat.5E 4Px4조 (TDI)¦ (36) FR-CV 3C/4.0㎟x2조 (TDI POWER)¦ (28) UL 2919-AMESB 24AWG 4Px2조 (TDI)¦ A¦ (16) UTP Cat.5E 4Px2조 (TDI)¦ (16) UL 2919-AMESB 24AWG 4Px1조 (TDI)¦ (28) FR-CV 3C/4.0㎟x1조 (TDI POWER)¦ E¦ (36) ECX 5C-2Vx6조 (CAMERA)(기존활용)¦ C¦ (16) UL 2919-AMESB 24AWG 4Px1조 (TDI)¦ (28) FR-CV 3C/4.0㎟x1조 (TDI POWER)¦ (22) ECX 5C-2Vx2조 (CAMERA)(기존활용)¦ (28) OF-MM-12Core(난연)x1조 (TDI)¦ MATCH LINE DWG No. "S1-TA-S14-DB-023-0"¦ KEY PLAN¦ B¦ (22) ECX 5C-2Vx2조 (CAMERA)(기존활용)¦ (36) FR-CV 3C/4.0㎟x2조 (TDI POWER)¦ (28) UL 2919-AMESB 24AWG 4Px2조 (TDI)¦ X09¦ X10¦ X11¦ X12¦ X13¦ X14¦ X15¦ X16¦ X17¦ X18¦ X19¦ X20¦ X21¦ X22¦ Y00¦ Y01¦ Y02¦ Y03¦ 100,130¦ UP¦ 창 고 2¦ PSD기계실¦ 승강장¦ 내부엘리베이터¦ 914 정거장¦ STA.16km294.519¦ (54) FR-CV 3C/4.0㎟x4조 (TDI POWER)¦ (36) UL 2919-AMESB 24AWG 4Px4조 (TDI)¦ (28)x4 OF-MM-12Core(난연)x1조x4 (TDI)¦ (36) ECX 5C-2Vx6조 (CAMERA)(기존활용)¦ (P32:300x300x200)¦ (P34:300x300x200)¦ (P33:400x400x200)¦ (P36:200x200x100)¦ P-3¦ ELE-6¦ P-5¦ P-6¦ UL 2919-AMESB 24AWG 4Px4조 (TDI)¦ FR-CV 3C/4.0㎟x4조 (TDI POWER)¦ TRAY (900x150)¦ UP TO 지하 2층¦ UTP Cat.5E 4Px8조 (TDI)¦ (16) ECX 5C-2Vx1조 (CAMERA)(기존활용)¦ (36) FR-CV 3C/4.0㎟x2조 (TDI POWER)¦ (28) UL 2919-AMESB 24AWG 4Px2조 (TDI)¦ (22) UTP Cat.5E 4Px4조 (TDI)¦ (28) ECX 5C-2Vx3조 (CAMERA)(기존활용)¦ (28) FR-CV 3C/4.0㎟x1조 (TDI POWER)¦ (16) UL 2919-AMESB 24AWG 4Px1조 (TDI)¦ (16) UTP Cat.5E 4Px2조 (TDI)¦ (16) UL 2919-AMESB 24AWG 4Px1조 (TDI)¦ (28) FR-CV 3C/4.0㎟x1조 (TDI POWER)¦ (28) OF-MM-12Core(난연)x1조 (TDI)¦ (16) ECX 5C-2Vx1조 (CAMERA)(기존활용)¦ (16) UL 2919-AMESB 24AWG 4Px1조 (TDI)¦ (28) FR-CV 3C/4.0㎟x1조 (TDI POWER)¦ (28) OF-MM-12Core(난연)x1조 (TDI)¦ (16) ECX 5C-2Vx1조 (CAMERA)(기존활용)¦ (16) ECX 5C-2Vx1조 (CAMERA)(기존활용)¦ A¦ D¦ A¦ C¦ (22) ECX 5C-2Vx2조 (CAMERA)(기존활용)¦ (28) FR-CV 3C/4.0㎟x1조 (TDI POWER)¦ (16) UL 2919-AMESB 24AWG 4Px1조 (TDI)¦ (16) UTP Cat.5E 4Px2조 (TDI)¦ (22) ECX 5C-2Vx2조 (CAMERA)(기존활용)¦ E¦ TRAY (900x150)¦ DOWN TO 승강장 바닥¦ B¦ (P35:400x400x200)¦ F¦ (16) ECX 5C-2Vx1조 (CAMERA)(기존활용)¦ F¦ UP TO 지하 2층¦ TRAY (900x150)¦ ECX 5C-2Vx7조 (CAMERA)(기존활용)¦ (28) OF-MM-12Core(난연)x1조 (TDI)¦ (28) OF-MM-12Core(난연)x1조 (TDI)¦ (28)x2 OF-MM-12Core(난연)x1조x2 (TDI)¦ OF-MM-12Core(난연)x4조 (TDI¦ (16) UTP Cat.5E 4Px2조 (TDI)¦ (16) UTP Cat.5E 4Px2조 (TDI)¦ (36) UTP Cat.5E 4Px8조 (TDI)¦ (28) OF-MM-12Core(난연)x1조 (TDI)¦ (28)x2 OF-MM-12Core(난연)x1조x2 (TDI)¦ (22) UTP Cat.5E 4Px4조 (TDI)¦ (28)x2 OF-MM-12Core(난연)x1조x2 (TDI)¦ (16) UTP Cat.5E 4Px2조 (TDI)¦ 본선 TRAY 이용¦ OF-SM-4Cx1조 [공간화상)(철거)¦ F-CV 3C/2.5㎟x1조 (공간화상)(철거)¦ NOTE¦ 1. 광케이블, 전원/접지케이블 (OF-SM-4Core, CV 3C/2.5㎟)¦ 3. 승강장 ANT설치위치: 열차 진행방향 정거장 시종점부에 설치¦ 2. 광케이블, 전원/접지케이블 (OF-SM-8Core, CV 3C/2.5㎟)¦ 본선 TRAY 이용¦ OF-SM-4Cx1조 [공간화상)(철거)¦ F-CV 3C/2.5㎟x1조 (공간화상)(철거)¦ OF-SM-4Cx1조 [공간화상)(철거)¦ F-CV 3C/2.5㎟x1조 (공간화상)(철거)¦ OF-SM-4Cx2조 [공간화상)(철거)¦ F-CV 3C/2.5㎟x2조 (공간화상)(철거)¦ OF-SM-4Cx2조 [공간화상)(철거)¦ F-CV 3C/2.5㎟x2조 (공간화상)(철거)¦ vmh¦ vmh¦ vmh¦ vmh¦ (철거)¦ 지하철 914정거장¦ 당산¦ 국회의사당¦ 여의도¦ 1/400¦ S = 1 / 400¦ 914정거장 CCTV,TDI,시계설비 지하3층 철거평면도(2/2)¦ 914정거장 CCTV,TDI,시계설비 지하3층¦ 철거평면도(2/2)¦ T¦ 7¦ 0¦ 0¦ 5¦ 0¦ 3¦ 4¦ 0¦ 0¦ 8¦ CCTV(기존동축활용)¦ P¦
| 1단계_정거장 - 복사본 | 1단계_정거장 - 복사본 | 040. T7009934-001 911정거장 출입통제설비 지하1,2층 평면도 (1_2).dwg | C/R¦ CONSOLE¦ CCTV¦ ACU¦ P¦ \A1;7,330¦ \A1;7,330¦ \A1;500¦ \A1;3,880¦ \A1;7,830¦ \A1;3,880¦ \A1;7,830¦ \A1;23,420¦ \A1;500¦ \A1;7,500¦ \A1;7,500¦ \A1;7,500¦ \A1;3,750¦ \A1;5,000¦ \A1;5,000¦ \A1;5,000¦ \A1;5,000¦ \A1;5,000¦ \A1;7,500¦ \A1;7,500¦ \A1;28,000¦ \A1;5,630¦ \A1;8,370¦ \A1;5,630¦ \A1;28,000¦ \A1;8,370¦ DN¦ OPEN¦ OPEN¦ 상부OPEN¦ L¦ 지하1층 평면도¦ KEY PLAN¦ 22,777¦ 33,750¦ 7,500¦ 86,527¦ X10¦ X11¦ X12¦ X13¦ X14¦ X09¦ X08¦ X07¦ X06¦ X05¦ X04¦ X01¦ X02¦ X00¦ X03¦ Y00¦ Y01¦ Y03¦ Y05¦ Y06¦ DN¦ DN¦ 공조기계실1¦ 비상전원실¦ CO2실¦ 전기실¦ 창 고¦ 통신기계실¦ 안전관리실¦ 복 도¦ 화장실¦ 외부출입구1¦ 방범셔터¦ 외부엘리베이터1¦ 911 정거장¦ STA.12km615.167¦ X12¦ X13¦ X14¦ X15¦ X16¦ OPEN¦ DN¦ 내부계단¦ 홀¦ MATCH LINE DWG No. "S1-TA-S11-DB-018-0"¦ (16) UTP Cat.5E 4Px2조 (출입통제)¦ (P6:200x200x100)¦ Y-08¦ Y-07¦ Y-06¦ Y-05¦ Y-04¦ Y-03¦ 지상E/L¦ 임대상가4¦ 임대상가2¦ 임대상가1¦ UTP Cat.5E 4Px8조 (출입통제)¦ UTP Cat.5E 4Px8조 (출입통제)¦ UTP Cat.5E 4Px8조 (출입통제)¦ DOWN TO 통신기계실 ACCESS FLOOR¦ TRAY (600x150)¦ UTP Cat.5E 4Px2조 (출입통제)¦ (16) UTP Cat.5E 4Px2조 (출입통제)¦ UTP Cat.5E 4Px4조 (출입통제)¦ 1/400¦ 지하철 911정거장¦ 염창¦ 신목동¦ 선유도¦ 911정거장 출입통제설비 지하1,2층 평면도 (1/2)¦ 911정거장 출입통제설비 지하1,2층 평면도 (1/2)¦ S = 1 / 400¦ T¦ 7¦ 0¦ 0¦ 9¦ 9¦ 3¦ 4¦ 0¦ 0¦ 1¦ P¦
| 1단계_정거장 - 복사본 | 1단계_정거장 - 복사본 | 068. T9203038-026 천정형 PT BRACKET 설치 상세도.dwg | \A1;D192~D199¦ \A1;136.4¦ \A1;(85)¦ \A1;(18)¦ \A1;22.5¦ \A1;D215¦ -¦ T¦ 0¦ 0¦ 0¦ 0¦ 0¦ 0¦ 0¦ 0¦ 0¦ 0¦ ¦ PULL BOX¦ CONDUIT¦ SLAB¦ FLEXIBLE¦ Ceillirg 5~50mm이내¦ 천정형 P/T BRACKET 설치 상세도¦ 천정형 P/T BRACKET 설치 상세도¦ S = NONE¦ NONE¦ 공통¦ T¦ 9¦ 2¦ 0¦ 3¦ 0¦ 3¦ 8¦ 0¦ 2¦ 6¦
| 1단계_정거장 - 복사본 | 1단계_정거장 - 복사본 | 045. T9103075-001 905정거장 역사 L3스위치 인터페이스 구성도.dwg | 930정거장 역사 L3 스위치 인터페이스 구성도¦ NONE¦ 905(마곡나루)정거장 역사 L3 스위치 인터페이스 구성도¦ S = NONE¦ NMS¦ 시리얼 통신장치¦ 역사 L3 스위치-A¦ 역사 L3 스위치-B¦ B¦ A¦ B¦ PDP분배반¦ 전원 A¦ 전원 B¦ 10G 라인카드¦ 10G 라인카드¦ 10/ 100/ 1000Base-T¦ PDP분배반¦ 전원 A¦ 전원 B¦ 10G 라인카드¦ 10G 라인카드¦ 10/ 100/ 1000Base-T¦ 기계설비¦ CTC-1¦ VTS(대열차)¦ UPS¦ 사령전화¦ 방송설비¦ 중앙집중¦ CCTV¦ NTP¦ 교환기¦ 종합무선¦ AFC#1¦ PSD용 신호회선¦ SCADA MMI¦ 열차무선¦ 출입통제¦ PSD¦ 행선안내¦ AFC#3¦ CTC-2¦ AFC#2¦ A¦ 역사백본¦ 전송설비 과업¦ 타시스템 과업¦ 역사백본¦ -철 거-¦ 905정거장 역사 L3스위치 인터페이스 구성도¦ NONE¦ T¦ 9¦ 1¦ 0¦ 3¦ 0¦ 7¦ 5¦ 0¦ 0¦ 1¦ 905¦ 906¦ 904¦ 903¦ 902¦ 904¦
| 1단계_정거장 - 복사본 | 1단계_정거장 - 복사본 | 023. T7001034-004 902정거장 전화설비 지하2층신설평면도(1-3).dwg | 7000¦ 7000¦ 7000¦ 3600¦ 5800¦ 8840¦ 9020¦ 11790¦ 37800¦ 8150¦ 7000¦ 7500¦ 7500¦ 7500¦ 7500¦ 7500¦ 7500¦ 7500¦ 7500¦ 3430¦ 5590¦ 경사로¦ 환승통로¦ 공 조 실¦ DN¦ DS¦ DS¦ DS¦ UP¦ UP¦ DN¦ 9호선방향 및¦ 공항철도방향¦ 도심방향¦ 차량기지방향¦ 5호선 기존벽체¦ 5호선 환승통로¦ ES.DN¦ DN¦ DN¦ ES.DN¦ (급기구)¦ AUTO FILLTER실¦ 9호선방향 및¦ 공항철도방향¦ 도심방향¦ 차량기지방향¦ 5호선 기존벽체¦ -11¦ X¦ -10¦ X¦ -9¦ X¦ -8¦ X¦ -7¦ X¦ -6¦ X¦ -5¦ X¦ 04¦ Y¦ Y¦ 03¦ Y¦ 02¦ Y¦ 01¦ Y¦ 00¦ X¦ -4¦ -3¦ X¦ -2¦ X¦ -1¦ X¦ 00¦ X¦ (급기구)¦ X¦ -12¦ C¦ P¦ DOWN TO B3¦ P¦ C¦ PB(100X100X100)¦ P¦ C¦ PB(150X150X100)¦ PB(100X100X100)¦ (16)HIV1.2X2¦ (16)HIV1.2X3¦ DOWN TO B3¦ C¦ 100x100x100¦ P¦ E/S-1¦ E/V-1¦ E/V-2¦ 환승2¦ 환승1¦ 1. 음향유도기 전원은 전기콘센트를 이용한다.¦ NOTE¦ 2. 증폭기전원은 전기콘센트를 이용한다.¦ 3. 통신기계실 및 안전관리실 MAIN 분전반은 전기에서 설치한다.¦ 1. 일반교환기에 수용된 전화기는 안전관리실만 IP전화기로 교체한다.¦ NOTE¦ 2. 콜폰, E/L폰, 승강장 비상통화장치도 교체한다.¦ 3. 전화 및 인터폰 구간의 배선배관은 기존활용한다.¦ 지하철 902정거장¦ 김포공항¦ 공항시장¦ 1/400¦ 902정거장 전화설비 지하2층 신설평면도(1/3)¦ S = 1/400¦ 902정거장 전화설비 지하2층 신설평면도(1/3)¦ 개화¦ T¦ 7¦ 0¦ 0¦ 1¦ 0¦ 3¦ 4¦ 0¦ 0¦ 4¦ (기설활용)¦
| 1단계_정거장 - 복사본 | 1단계_정거장 - 복사본 | 048. T9103066-003 906정거장 AFC설비 지하1층 장비배치도.dwg | \A1;9750¦ \A1;9750¦ \A1;19500¦ \A1;6850¦ \A1;2900¦ \A1;6850¦ \A1;2900¦ \A1;9750¦ \A1;9750¦ \A1;19500¦ \A1;7850¦ \A1;7850¦ \A1;1900¦ \A1;1900¦ \A1;7500¦ \A1;7500¦ \A1;7500¦ \A1;7500¦ \A1;7500¦ \A1;7500¦ \A1;7500¦ \A1;7500¦ \A1;7500¦ \A1;7500¦ \A1;7500¦ \A1;7500¦ \A1;7500¦ \A1;7500¦ \A1;7500¦ \A1;7500¦ \A1;7500¦ \A1;7500¦ \A1;7500¦ \A1;165000¦ \A1;7500¦ \A1;7500¦ \A1;7500¦ \A1;4500¦ \A1;7500¦ \A1;7500¦ \A1;42000¦ \A1;7500¦ \A1;7500¦ \A1;7500¦ \A1;207000¦ 8형¦ 6형¦ 10형¦ 12형¦ 11형¦ \A1;600¦ \A1;600¦ \A1;600¦ \A1;600¦ \A1;600¦ \A1;150¦ \A1;150¦ \A1;150¦ \A1;150¦ \A1;150¦ \A1;150¦ \A1;600¦ \A1;150¦ \A1;150¦ \A1;1100¦ \A1;150¦ Detail "A"¦ X16¦ X17¦ X18¦ X19¦ X20¦ X21¦ X22¦ X23¦ X08¦ X09¦ X10¦ X11¦ X12¦ X13¦ X14¦ X15¦ X02¦ X03¦ X04¦ X05¦ X06¦ X07¦ X01¦ X00¦ X24¦ X25¦ X26¦ X27¦ X28¦ UP¦ DN¦ DN¦ Y03¦ Y01¦ Y05¦ DN¦ DN¦ DN¦ DN¦ DN¦ DN¦ DN¦ DN¦ DN¦ DN¦ UP¦ UP¦ UP¦ UP¦ UP¦ UP¦ UP¦ UP¦ UP¦ UP¦ UP¦ UP¦ UP¦ UP¦ 화 장 실¦ 편 의 점¦ 공조기계실1¦ 통신기계실¦ 안전관리실¦ 발매기실¦ 대 합 실¦ 보조통신실¦ 용역창고¦ 용역대기실¦ 비품창고¦ CO2실¦ 비상전원실¦ 전 기 실¦ 복 도¦ 물탱크실¦ 공조기계실2¦ 운영원대기실¦ 변 전 실¦ Y00¦ Y02¦ Y03¦ Y06¦ Y04¦ Detail "A"¦ AAM ¦ DN¦ DN¦ DN¦ 안전관리실¦ 발매기실¦ AAM ¦ 6형¦ 11형¦ 8형¦ 8형¦ 8형¦ 8형¦ 10형¦ 6/12형¦ 10형¦ 구 분¦ 당 초¦ 변 경¦ 6형¦ 8형¦ 10형¦ 6/12형¦ 10/11형¦ 11형¦ 12형¦ 1¦ 1¦ 4¦ 4¦ 1¦ 2¦ -¦ -¦ -¦ -¦ 1¦ 1¦ 1¦ 1¦ 906정거장 AFC설비 지하1층 장비배치도¦ 1/600¦ 지하철 906정거장¦ 마곡나루¦ 양천향교¦ 가양¦ 906정거장 AFC설비 지하1층 장비배치도¦ S = 1/600¦ T¦ 9¦ 1¦ 0¦ 3¦ 0¦ 6¦ 6¦ 0¦ 0¦ 3¦
| 1단계_정거장 - 복사본 | 1단계_정거장 - 복사본 | 015. T1001026-011 906정거장 출입통제설비 CABLE WIRING DIAGRAM.dwg | 통신기계실¦ ELE-2 (지상층)¦ ELE-1 (대합실)¦ ELE-5 (대합실)¦ ELE-6 (대합실)¦ ES-1(2) (외부계단출입구)¦ ES-2 (외부계단출입구)¦ ES-3 (외부계단출입구)¦ ES-4 (외부계단출입구)¦ ES-5 (외부계단출입구)¦ ES-6 (외부계단출입구)¦ ES-7 (외부계단출입구)¦ T-1 (화장실.여)¦ P-1 (승강장상선)¦ P-2 (승강장상선)¦ P-4 (승강장하선)¦ AGM-1 (대합실)¦ ATVM-1 (대합실)¦ C-1 ( (대합실)¦ COMM-1 (통신기계실)¦ 안전관리실¦ 편의점¦ 대합실¦ ELEC-1 (전기실)¦ ES-8 (대합실)¦ ELE-7 (승강장상선)¦ ELE-8 (승강장하선)¦ P-3 (승강장하선)¦ 발매기실¦ 출입¦ 통제¦ 시스템¦ (ACU)¦ C/R¦ C/R¦ C/R¦ C/R¦ UTP Cat.5E 4Px10조¦ ES-9 (대합실)¦ ES-10 (대합실)¦ ES-11 (대합실)¦ ES-12 (대합실)¦ ES-13 (대합실)¦ 운영원대기실¦ ELEC-2 (변전실)¦ 용역원대기실¦ C/R¦ 906정거장 출입통제설비 CABLE WIRING DIAGRAM¦ S = NONE¦ AGM-2 (대합실)¦ ES-14 (외부계단출입구)¦ ELE-9 (대합실)¦ ELE-10 (지상층)¦ ES-1(1) (외부계단출입구)¦ 906정거장 출입통제설비 CABLE WIRING DIAGRAM¦ NONE¦ 지하철 906정거장¦ 마곡나루¦ 양천향교¦ 가양¦ T¦ 1¦ 0¦ 0¦ 1¦ 0¦ 2¦ 6¦ 0¦ 1¦ 1¦
| 1단계_정거장 - 복사본 | 1단계_정거장 - 복사본 | 039. T5001034-001 919정거장 AFC설비 지하1층 평면도__완료(완전).dwg | GND¦ SMS¦ \A1;5,000¦ \A1;5,000¦ \A1;5,000¦ \A1;5,000¦ \A1;5,000¦ \A1;5,000¦ \A1;5,000¦ \A1;5,000¦ \A1;5,000¦ \A1;5,000¦ \A1;5,000¦ \A1;7,500¦ \A1;7,500¦ \A1;7,500¦ \A1;7,500¦ \A1;7,500¦ \A1;7,500¦ \A1;7,500¦ \A1;7,500¦ \A1;7,500¦ \A1;7,500¦ \A1;5,000¦ \A1;5,000¦ \A1;23,200¦ \A1;13,600¦ \A1;4,250¦ \A1;7,350¦ \A1;7,350¦ \A1;4,250¦ \A1;7,100¦ \A1;6,500¦ 대합실¦ 안전관리실¦ 발매기실¦ 화 장 실¦ 비상전원실¦ 복 도¦ 용역원대기실¦ 통신기계실¦ 비품창고¦ CO2실¦ 공조기계실-1¦ 물탱크실¦ 전기실¦ 공조기계실-2¦ 편의점¦ 내부계단1¦ 내부계단2¦ 내부계단3¦ 내부계단4¦ 외부출입구1¦ 외부출입구4¦ 방범셔터¦ 방범셔터¦ UP¦ UP¦ UP¦ UP¦ 내부엘리베이터1¦ 내부엘리베이터2¦ 외부엘리베이터1¦ 외부엘리베이터2¦ DN¦ DN¦ DN¦ OPEN¦ 이동통신기계실¦ 용역창고¦ 919 정거장¦ STA.21KM280.000¦ 임대상가-1¦ 임대상가-2¦ 임대상가-3¦ I¦ DOWN TO AFC 접지단함¦ F-GV 4.0㎟x6조 (발매기,정산기,환급기,게이트,SMS,S/W HUB GND)¦ J¦ DOWN TO 분전반¦ HFCO 3C/4.0㎟x7조 (발매기,정산기,환급기,게이트 POWER)¦ FTP Cat.5E 4Px1조 (통신기계실~S/W HUB)¦ H¦ Y00¦ Y01¦ Y02¦ Y03¦ Y04¦ Y05¦ Y06¦ X25¦ X24¦ X23¦ X22¦ X21¦ X20¦ X19¦ X18¦ X17¦ X16¦ X15¦ X14¦ X13¦ X12¦ X11¦ X10¦ X09¦ X08¦ X07¦ X06¦ X05¦ X04¦ 165,600¦ UP TO TRAY (통신)¦ 정산기 ¦ S/W HUB¦ 전송장비¦ TRAY (통신)¦ DOWN TO 통신기계실 ACCESS FLOOR¦ FTP Cat.5E 4Px1조 (통신기계실~S/W HUB)¦ TRAY (통신)¦ FTP Cat.5E 4Px1조 (통신기계실~S/W HUB)¦ TRAY (통신)¦ FTP Cat.5E 4Px1조 (통신기계실~S/W HUB)¦ TRAY (통신)¦ G¦ J¦ FTP Cat.5E 4Px2조 (발매기 COMMS)¦ HFCO 3C/4.0㎟x1조 (발매기 POWER)¦ F-GV 4.0㎟x1조 (발매기 GND)¦ F7 DUCT¦ UTP Cat.5E 4Px2조 (발매기 INT)¦ H¦ FTP Cat.5E 4Px1조 (통신기계실~S/W HUB)¦ (22) UTP Cat.5E 4Px1조 (EM GATE INT)¦ (28) HFCO 2C/4.0㎟x1조 (EM GATE)¦ E¦ F¦ F-GV 4.0㎟x2조 (발매기,게이트 GND)¦ HFCO 3C/4.0㎟x5조 (발매기,게이트 POWER)¦ FTP Cat.5E 4Px10조 (발매기,게이트 COMMS)¦ FR-CVVS 4C/2.5㎟x1조 (DPC)¦ UTP Cat.5E 4Px2조 (발매기 INT)¦ F7 DUCT¦ E¦ F-GV 4.0㎟x2조 (발매기,게이트 GND)¦ HFCO 3C/4.0㎟x2조 (발매기,게이트 POWER)¦ FTP Cat.5E 4Px3조 (발매기,게이트 COMMS)¦ FR-CVVS 4C/2.5㎟x1조 (DPC)¦ UTP Cat.5E 4Px2조 (발매기 INT)¦ F7 DUCT¦ A¦ B¦ 환급기¦ F-GV 4.0㎟x1조 (정산기 GND)¦ HFCO 3C/4.0㎟x1조 (정산기 POWER)¦ UTP Cat.5E 4Px1조 (정산기 INT)¦ FTP Cat.5E 4Px1조 (정산기 COMMS)¦ (28)¦ (28)¦ B¦ A¦ C¦ F-GV 4.0㎟x1조 (환급기 GND)¦ HFCO 3C/4.0㎟x1조 (환급기 POWER)¦ UTP Cat.5E 4Px1조 (환급기 INT)¦ FTP Cat.5E 4Px1조 (환급기 COMMS)¦ (28)¦ (28)¦ G¦ F-GV 4.0㎟x1조 (환급기 GND)¦ HFCO 3C/4.0㎟x1조 (환급기 POWER)¦ UTP Cat.5E 4Px1조 (환급기 INT)¦ FTP Cat.5E 4Px1조 (환급기 COMMS)¦ TRAY (통신)¦ I¦ C¦ F-GV 4.0㎟x1조 (환급기 GND)¦ HFCO 3C/4.0㎟x1조 (환급기 POWER)¦ UTP Cat.5E 4Px4조 (발매기,정산기,환급기 INT)¦ F¦ UTP Cat.5E 4Px1조 (EM GATE INT)¦ UTP Cat.5E 4Px4조 (발매기,정산기,환급기 INT)¦ UTP Cat.5E 4Px1조 (EM GATE INT)¦ UTP Cat.5E 4Px4조 (발매기,정산기,환급기 INT)¦ UTP Cat.5E 4Px1조 (EM GATE INT)¦ UTP Cat.5E 4Px3조 (발매기,정산기 INT)¦ UTP Cat.5E 4Px1조 (EM GATE INT)¦ HFCO 3C/4.0㎟x2조 (SMS,S/W HUB POWER)¦ HFCO 3C/4.0㎟x2조 (SMS,S/W HUB POWER)¦ HFCO 3C/4.0㎟x2조 (SMS,S/W HUB POWER)¦ HFCO 3C/4.0㎟x2조 (SMS,S/W HUB POWER)¦ FTP Cat.5E 4Px1조 (환급기 COMMS)¦ D¦ D¦ 919정거장 AFC설비 지하1층 평면도¦ 919정거장 AFC설비 지하1층 평면도¦ S = 1 / 400¦ 1/400¦ 지하철 919정거장¦ 노들¦ 중앙대입구¦ 동작¦ T¦ 5¦ 0¦ 0¦ 1¦ 0¦ 3¦ 4¦ 0¦ 0¦ 1¦
| 1단계_정거장 - 복사본 | 1단계_정거장 - 복사본 | 005. T1001026-001 906정거장 CIRCUIT WIRING SYSTEM DIAGRAM_신설.dwg | KT¦ IP¦ G¦ D¦ T¦ 0¦ 0¦ 0¦ 0¦ 0¦ 0¦ 0¦ 0¦ 0¦ 0¦ 통신기계실¦ 통신기계실¦ 공조기계실-1¦ 안전관리실¦ 발매기실¦ 편의점¦ 이동통신기계실-1,2¦ 보조통신실¦ 기능실복도¦ 비상전원실¦ 전기실¦ 화장실(여)¦ 공조기계실-2¦ ELEV¦ 변전실¦ 지하1층 (대합실)¦ 승강장 INT¦ 소방외부 무선통신 보조설비¦ 경찰통신설비¦ O/F(SM) FM RADIO¦ POWER DISTRIBUTION¦ O/F(SM)¦ O/F(SM)¦ UPS¦ 광화상전송장치¦ TV광전송장치¦ 부모시계¦ To: NEXT STATION¦ O/F(SM)¦ O/F(SM)¦ To: KT¦ KT¦ 전력사령¦ 운전사령¦ 방재사령¦ 통신사령¦ FAX¦ Data Line (전력)¦ Data Line¦ Data Line¦ Data Line¦ Data Line (AFC)¦ Data Line (통신)¦ Data Line (방재)¦ Data Line (운전)¦ SMS¦ AGM¦ AAM¦ ATVM¦ IP¦ 인터폰¦ 모장치¦ P.A AMP¦ x8¦ x2¦ x5¦ 지하1층 (대합실) x 47¦ 지하2층 (승강장상선) x 21¦ 지하2층 (승강장하선) x 21¦ G¦ G¦ G¦ G¦ G¦ 지하2층 (승강장상선) x 2¦ 지하2층 (승강장하선) x 2¦ CCTV¦ CONSOLE¦ 지하1층¦ (복합통신ANT)¦ 소방외부 무선통신 보조설비¦ HFC-22D-FR¦ HFC-12D-FR¦ 본선터널 (승강장) RFCL-42D-광대역¦ 본선터널 (승강장) RFCL-42D-광대역¦ D¦ POWER LINE¦ INT¦ T¦ PSD실 (상선)¦ PSD실 (하선)¦ x2¦ x2¦ x11¦ x2¦ x2¦ 장애인화장실(남,여)¦ T¦ x2¦ 8x¦ x2¦ x2¦ 용역원 대기실,창고¦ 화장실(남)¦ 운영원대기실¦ x2¦ INT¦ T¦ T¦ x2¦ x2¦ x2¦ x2¦ x6¦ 출입통제¦ C/R¦ Data Line¦ C/R¦ C/R¦ C/R¦ C/R¦ INT¦ x2¦ 906정거장 CIRCUIT WIRING SYSTEM DIAGRAM / 신설¦ S = NONE¦ 본선터널 (승강장) RFCL-42D-광대역¦ 본선터널 (승강장) RFCL-42D-광대역¦ D¦ IP¦ RACK¦ CCTV¦ MATRIX¦ 배 선 반¦ M/D¦ x2¦ 환급기¦ 통신기계실¦ 소방외부 무선통신 보조설비¦ 경찰통신설비¦ O/F(SM) FM RADIO¦ POWER DISTRIBUTION¦ O/F(SM)¦ O/F(SM)¦ UPS¦ EQUIP¦ MULTI¦ COMM¦ CCTV¦ 광화상전송장치¦ MATRIX¦ RACK¦ H/E¦ 부모시계¦ To: NEXT STATION¦ O/F(SM)¦ O/F(SM)¦ To: KT¦ 배 선 반¦ M/D¦ 전력사령¦ 운전사령¦ 방재사령¦ 통신사령¦ FAX¦ Data Line¦ P.A AMP¦ 소방 무선통신 보조설비¦ HFC-22D-FR¦ HFC-12D-FR¦ POWER LINE¦ HFC-12D-FR¦ 출입통제¦ O/F(SM) 열차무선 / DU¦ C¦ Data Line¦ 통신장치¦ IP MPLS¦ 역사백본¦ 시리얼 ¦ FXO/FXS¦ Ethernet¦ L3 Switch¦ 신설¦ O/F(SM) 인접역¦ 신설¦ 열차무선 RRU¦ LTE-R¦ FM/DMB¦ 광전송장치¦ C¦ 통신장치¦ IP MPLS¦ 역사백본¦ 시리얼 ¦ FXO/FXS¦ Ethernet¦ L3 Switch¦ 신설¦ O/F(SM) 인접역¦ O/F(SM) 열차무선 / DU¦ 열차무선 RRU¦ LTE-R¦ 신설¦ EQUIP¦ MULTI¦ COMM¦ FM/DMB¦ 광전송장치¦ O/F(SM) 인접역¦ OF-SM-8C(난연),FR-CV 3c/4.0㎟¦ UTP Cat. 5E4P¦ 승강장모니터(상선)¦ UTP Cat. 5E4P¦ OF-SM-8C(난연),FR-CV 3c/4.0㎟¦ 승강장모니터(하선)¦ OF-SM-8C(난연),FR-CV 3c/4.0㎟¦ OF-SM-8C(난연),FR-CV 3c/4.0㎟¦ 906정거장 CIRCUIT WIRING SYSTEM DIAGRAM / 신설¦ NONE¦ 마곡나루¦ 양천향교¦ 가양¦ T¦ 1¦ 0¦ 0¦ 1¦ 0¦ 2¦ 6¦ 0¦ 0¦ 1¦
| 1단계_정거장 - 복사본 | 1단계_정거장 - 복사본 | 009. T1001026-005 909정거장 CCTV,TDI,시계설비 CABLE WIRING DIAGRAM.dwg | FR-CV 3C/4.0㎟, OF-SM-8C(난연)¦ 승강장출입구 확인용모니터¦ (상선)¦ 승강장출입구 확인용모니터¦ (하선)¦ ECX 5C-2V(기존활용)¦ FR-CV 3C/4.0㎟x1조 (대합실 게시기 POWER)(기존활용), OF-SM-8Core(난연)x2조 (대합실게시기)(신설)¦ 통신기계실¦ 안전관리실¦ CONSOLE DESK¦ UTP Cat.5E 4Px4조(신설)¦ UTP Cat.5E 25Px1조(신설)¦ OF-SM-4C, OF-SM-24C, F-CV 3C/2.5㎟ (공간화상)(철거)¦ OF-SM-4C, F-CV 3C/2.5㎟ (공간화상)(철거)¦ L¦ S¦ E¦ ELE1- (대합실)¦ ELE-2 (지상층)¦ ELE-3 (대합실)¦ ELE-4 (대합실)¦ ELE-5 (승강장)¦ ELE-6 (승강장)¦ ES-1 (외부계단출입구)¦ ES-2[1] (외부계단출입구)¦ ES-3 (외부계단출입구)¦ ES-4[1] (외부계단출입구)¦ ES-5 (외부계단출입구)¦ ES-6 (외부계단출입구)¦ ES-7 (외부계단출입구)¦ ES-8 (대합실)¦ ES-9 (대합실)¦ ES-10 (대합실)¦ ES-11 (대합실)¦ ES-12 (외부계단출입구)¦ ES-13(1) (외부계단출입구)¦ P-1 (승강장)¦ P-2 (승강장)¦ P-3 (승강장)¦ P-4 (승강장)¦ P-5 (승강장)¦ P-6 (승강장)¦ AGM-1 (대합실)¦ AGM-3 (대합실)¦ ATVM-1 (대합실)¦ ATVM-2 (대합실)¦ C-1 (대합실)¦ T-1 (화장실,여)¦ COMM-1 (통신기계실)¦ ELEC-1 (전기실)¦ ELEC-2 (변전실)¦ 안전관리실¦ 발매기실¦ 용역원대기실¦ 운영원대기실¦ 대합실¦ x2¦ AGM-2 (대합실)¦ AGM-4 (대합실)¦ C¦ C¦ T¦ M¦ A¦ T¦ R¦ V¦ R¦ A¦ C¦ K¦ I¦ X¦ 공간화상¦ (차량기지방향)¦ 공간화상¦ (강남방향)¦ ES-2[2] (외부계단출입구)¦ ES-4[2] (외부계단출입구)¦ 외부추가1 (외부계단출입구)¦ 외부추가2 (외부계단출입구)¦ ES-13(2) (외부계단출입구)¦ FR-CV 3C/4.0㎟x1조 (출입구게시기 POWER), UTP Cat.5e4Px2조(출입구게시기)(철거)¦ 공간화상¦ (강남방향)¦ OF-SM-4C, F-CV 3C/2.5㎟¦ UL 2919-AMESB 24AWG 4Px1조 (TDI), FR-CV 3C/4.0㎟x1조 (TDI POWER), OF-MM-12Core(난연)x1조 (TDI), UTP Cat.5E 4Px2조 (TDI):기존활용¦ UL 2919-AMESB 24AWG 4Px1조 (TDI), FR-CV 3C/4.0㎟x1조 (TDI POWER), OF-MM-12Core(난연)x1조 (TDI), UTP Cat.5E 4Px2조 (TDI):기존활용¦ UL 2919-AMESB 24AWG 4Px1조 (TDI), FR-CV 3C/4.0㎟x1조 (TDI POWER), OF-MM-12Core(난연)x1조 (TDI), UTP Cat.5E 4Px2조 (TDI):기존활용¦ UL 2919-AMESB 24AWG 4Px1조 (TDI), FR-CV 3C/4.0㎟x1조 (TDI POWER), OF-MM-12Core(난연)x1조 (TDI), UTP Cat.5E 4Px2조 (TDI):기존활용¦ (공간화상)(철거)¦ 승강장모니터(상선)¦ 승강장모니터(하선)¦ FR-CV 3C/4.0㎟(신설), OF-SM-8C(난연)(신설)¦ FR-CV 3C/4.0㎟(신설), OF-SM-8C(난연)(신설)¦ FR-CV 3C/4.0㎟x1조 (출입구게시기 POWER), UTP Cat.5e4Px2조(출입구게시기)(철거)¦ FR-CV 3C/4.0㎟x1조 (출입구게시기 POWER), UTP Cat.5e4Px2조(출입구게시기)(철거)¦ FR-CV 3C/4.0㎟x1조 (출입구게시기 POWER), UTP Cat.5e4Px2조(출입구게시기)(철거)¦ 스위치¦ L2¦ HIV 1.5㎟x2조 (CLOCK)(철거), HIV 2.5㎟x2조 (CLOCK POWER)(철거)¦ HIV 1.5㎟x2조 (CLOCK)(철거)¦ HIV 1.5㎟x2조 (CLOCK)(철거)¦ ECX 5C-2V(기존활용)¦ ECX 5C-2V(기존활용)¦ ECX 5C-2V(기존활용)¦ ECX 5C-2V(기존활용)¦ ECX 5C-2V(기존활용)¦ ECX 5C-2V(기존활용)¦ ECX 5C-2V(기존활용)¦ ECX 5C-2V(기존활용)¦ ECX 5C-2V(기존활용)¦ ECX 5C-2V(기존활용)¦ ECX 5C-2V(기존활용)¦ ECX 5C-2V(기존활용)¦ ECX 5C-2V(기존활용)¦ ECX 5C-2V(기존활용)¦ ECX 5C-2V(기존활용)¦ ECX 5C-2V(기존활용)¦ ECX 5C-2V(기존활용)¦ ECX 5C-2V(기존활용)¦ ECX 5C-2V(기존활용)¦ ECX 5C-2V(기존활용)¦ ECX 5C-2V(기존활용)¦ ECX 5C-2V(기존활용)¦ ECX 5C-2V(기존활용)¦ ECX 5C-2V(기존활용)¦ ECX 5C-2V(기존활용)¦ ECX 5C-2V(기존활용)¦ ECX 5C-2V(기존활용)¦ ECX 5C-2V(기존활용)¦ ECX 5C-2V(기존활용)¦ ECX 5C-2V(기존활용)¦ ECX 5C-2V(기존활용)¦ ECX 5C-2V(기존활용)¦ ECX 5C-2V(기존활용)¦ ECX 5C-2V(기존활용)¦ ECX 5C-2V(기존활용)¦ ECX 5C-2V(기존활용)¦ ECX 5C-2V(기존활용)¦ ECX 5C-2V(기존활용)¦ ECX 5C-2V(기존활용)¦ ECX 5C-2V(기존활용)¦ ECX 5C-2V(기존활용)¦ FR-CV 3C/4.0㎟x1조 (대합실 게시기 POWER)(기존활용), OF-SM-8Core(난연)x2조 (대합실게시기)(신설)¦ 지하철 909정거장¦ 가양¦ 등촌¦ 염창¦ NONE¦ 909정거장 CCTV,TDI,시계설비 CABLE WIRING DIAGRAM¦ S = NONE¦ 909정거장 CCTV,TDI,시계설비 CABLE WIRING¦ DIAGRAM¦ T¦ 1¦ 0¦ 0¦ 1¦ 0¦ 2¦ 6¦ 0¦ 0¦ 5¦
| 1단계_정거장 - 복사본 | 1단계_정거장 - 복사본 | 038. T7003034-002 913정거장 방송설비 지하1층 신설평면도 (2_2).dwg | \A1;21,370¦ \A1;6,750¦ \A1;7,800¦ \A1;6,820¦ \A1;3,870¦ \A1;7,500¦ \A1;81,370¦ \A1;7,500¦ \A1;7,500¦ \A1;7,500¦ \A1;7,500¦ \A1;7,500¦ \A1;7,500¦ \A1;7,500¦ \A1;5,000¦ \A1;5,000¦ \A1;7,500¦ S = 1 / 400¦ 903정거장 방송설비 지하1층 신설평면도(2/2)¦ 1/400¦ 904정거장 방송설비 지하1층 신설평면도 (1/2)¦ 0¦ 0¦ 0¦ -¦ 0¦ 0¦ 0¦ 0¦ (기설활용)¦ -¦ T¦ 7¦ 0¦ 0¦ 3¦ 0¦ 3¦ 4¦ 0¦ 1¦ 6¦ : (16) HIV 1.5㎟x2조¦ NOTE¦ : (16) HIV 1.5㎟x5조¦ : (16) HIV 1.5㎟x6조¦ : (22) HIV 1.5㎟x7조¦ : (22) HIV 1.5㎟x8조¦ : (22) HIV 1.5㎟x10조¦ : (16) HIV 1.5㎟x4조¦ : (16) HIV 1.5㎟x3조¦ KEY PLAN¦ X13¦ X14¦ X15¦ X16¦ X17¦ X18¦ X19¦ X20¦ X21¦ X22¦ X23¦ X24¦ Y00¦ Y02¦ Y05¦ Y07¦ Y01¦ Y03¦ Y06¦ Y04¦ MATCH LINE¦ MATCH LINE DWG No. "S1-TA-S13-DB-017-0"¦ 2호선 대합실 외부출입구¦ UP¦ 이동통신기계실¦ 발매기실¦ 편 의 점¦ 대합실¦ 승무대기실(남)¦ 용역원대기실¦ 승무원 락커룸(여)¦ 승무원 락커룸(남)¦ 승무대기실(여)¦ 화장실¦ 외부출입구2¦ 내부엘리베이터1¦ 외부통로2¦ 외부출입구7¦ 외부엘리베이터4¦ 외부통로4¦ MATCH LINE¦ 용역창고¦ 임대상가¦ 천정형 3W : 45 EA¦ 지하철 913정거장¦ 선유도¦ 당산¦ 국회의사당¦ S = 1 / 400¦ 913정거장 방송설비 지하1층 신설평면도(2/2)¦ 1/400¦ 913정거장 방송설비 지하1층 신설평면도 (2/2)¦ (기설활용)¦ T¦ 7¦ 0¦ 0¦ 3¦ 0¦ 3¦ 4¦ 0¦ 0¦ 2¦
| 1단계_정거장 - 복사본 | 1단계_정거장 - 복사본 | 058. T4009934-001 913정거장 종합무선중계설비 지하1층 평면도.dwg | 2D¦ C¦ H¦ \A1;21,370¦ \A1;6,750¦ \A1;7,800¦ \A1;6,820¦ \A1;7,500¦ \A1;7,500¦ \A1;7,500¦ \A1;7,500¦ \A1;7,500¦ \A1;7,500¦ \A1;7,500¦ \A1;5,000¦ \A1;5,000¦ \A1;7,500¦ \A1;11,000¦ \A1;5,500¦ \A1;5,500¦ \A1;7,500¦ \A1;7,500¦ \A1;7,500¦ \A1;7,500¦ \A1;7,500¦ \A1;7,500¦ \A1;7,500¦ \A1;7,500¦ \A1;7,500¦ \A1;7,500¦ \A1;167,000¦ \A1;167,000¦ A¦ TRAY (600x150)¦ B¦ DOWN TO 신호통신기계실 ACCESS FLOOR¦ HFC-12D-FR (대합실 복합통신)¦ TRAY (900x150)¦ DOWN TO 지하2층¦ HFC-12D-FR (콘솔내 접속단자)¦ HFC-22D-FR (승강장 복합통신)¦ HFC-12D-FR (무선통신)¦ C¦ (28) HFC-12D-FR (대합실 복합통신)¦ X01¦ X02¦ X03¦ X04¦ X05¦ X06¦ X07¦ X08¦ X09¦ X10¦ X11¦ X12¦ X13¦ X14¦ X15¦ X16¦ X17¦ X18¦ X19¦ X20¦ X21¦ X22¦ X23¦ X24¦ Y00¦ Y02¦ Y05¦ Y07¦ Y01¦ Y03¦ Y06¦ Y04¦ 2호선 교각¦ 2호선 교각¦ 목동선 환승에스컬레이터¦ 2호선 대합실 외부출입구¦ 2호선 당산역¦ UP¦ UP¦ 이동통신기계실¦ 편 의 점¦ 대합실¦ 신호통신기계실¦ 복 도¦ 사무실¦ 작업장(건축/토목)¦ 창 고¦ 작업장(설비)¦ 작업장(신호)¦ 작업장(통신)¦ 작업장(전기)¦ 창 고¦ 창 고¦ 창 고¦ 창 고¦ 분소 락카룸(남)¦ 분소 샤워실(남)¦ 분소 탈의실(남)¦ 승무대기실(남)¦ 용역원대기실¦ 승무원 락커룸(여)¦ 분소 락카룸(여)¦ 분소 샤워실(여)¦ 분소 탈의실(여)¦ 대기실(남)¦ 대기실(여)¦ 승무원 락커룸(남)¦ 승무대기실(여)¦ 화장실¦ 외부출입구1¦ 외부출입구6¦ 외부출입구7¦ 외부출입구2¦ 외부엘리베이터4¦ 외부엘리베이터1¦ 내부엘리베이터1¦ 외부통로4¦ 외부통로3¦ 외부통로1¦ 외부통로2¦ 외부출입구5¦ (54)x2 SPARE (이동통신기계실)¦ (54) SPARE (경찰통신)¦ 종합무선중계장치¦ HFC-12D-FR (대합실 복합통신)¦ TRAY (600x150)¦ DOWN TO 지하2층¦ (54)x2 SPARE (이동통신기계실)¦ DOWN TO 기계실 바닥¦ (P10:100x100x100)¦ (P9:100x100x100)¦ (P7:300x300x200)¦ (P5:400x400x200)¦ (P4:400x400x200)¦ (P6:100x100x100)¦ (P3:100x100x100)¦ (P2:400x400x200)¦ (28) HFC-12D-FR (대합실 복합통신)¦ (28) HFC-12D-FR (대합실 복합통신)¦ (54)x2 SPARE (이동통신기계실)¦ (28) HFC-12D-FR (대합실 복합통신)¦ (54)x2 SPARE (이동통신기계실)¦ (28) HFC-12D-FR (대합실 복합통신)¦ (54)x2 SPARE (이동통신기계실)¦ (28) HFC-12D-FR (무선통신)¦ (54)x2 SPARE (이동통신기계실)¦ (54) SPARE (경찰통신)¦ (28) HFC-12D-FR (대합실 복합통신)¦ B¦ A¦ C¦ (P8:200x200x100)¦ (P1:400x400x200)¦ 수공¦ (P11:100x100x100)¦ (28) HFC-12D-FR (대합실 복합통신)¦ (28) HFC-12D-FR (대합실 복합통신)¦ HI-PVC 54㎜x4조¦ UTP Cat.5E 4Px1조 (라디오송수신제어)¦ UTP Cat.5E 4Px1조 (라디오송수신제어)¦ (54)x2 HFC-22D-FRx2조 (GPS 안테나)¦ (54)x2 HFC-22D-FRx2조 (GPS 안테나)¦ HFC-22D-FRx2조 (GPS 안테나)¦ (28) HFC-12D-FR (무선통신)¦ (28) HFC-12D-FR (무선통신)¦ 수공¦ 발매기실¦ 용역창고¦ 임대상가2¦ 임대상가1¦ GPS안테나¦ -¦ T¦ 0¦ 0¦ 0¦ 0¦ 0¦ 0¦ 0¦ 0¦ 0¦ 0¦ \A1;6,820¦ \A1;7,800¦ \A1;6,750¦ \A1;21,370¦ \A1;7,500¦ \A1;5,000¦ \A1;5,000¦ \A1;7,500¦ \A1;7,500¦ \A1;7,500¦ \A1;7,500¦ \A1;7,500¦ \A1;7,500¦ \A1;7,500¦ \A1;167,000¦ \A1;167,000¦ \A1;7,500¦ \A1;7,500¦ \A1;7,500¦ \A1;7,500¦ \A1;7,500¦ \A1;7,500¦ \A1;7,500¦ \A1;7,500¦ \A1;7,500¦ \A1;7,500¦ \A1;5,500¦ \A1;5,500¦ \A1;11,000¦ HFC-12D-FR (신설)¦ HFC-12D-FR (신설)¦ HFC-12D-FR (신설)¦ 2D¦ 2D¦ 2D¦ HFC-12D-FR (신설)¦ GPS안테나¦ 임대상가1¦ 임대상가2¦ 용역창고¦ 발매기실¦ H¦ 수공¦ (28) HFC-12D-FR (무선통신)¦ (28) HFC-12D-FR (무선통신)¦ P¦ P¦ P¦ HFC-22D-FRx2조 (GPS 안테나)¦ (54)x2 HFC-22D-FRx2조 (GPS 안테나)¦ (54)x2 HFC-22D-FRx2조 (GPS 안테나)¦ UTP Cat.5E 4Px1조 (라디오송수신제어)¦ UTP Cat.5E 4Px1조 (라디오송수신제어)¦ HI-PVC 54㎜x4조¦ C¦ (28) HFC-12D-FR (대합실 복합통신)¦ 2D¦ (28) HFC-12D-FR (대합실 복합통신)¦ (P11:100x100x100)¦ P¦ 수공¦ (P1:400x400x200)¦ P¦ (P8:200x200x100)¦ C¦ A¦ B¦ (28) HFC-12D-FR (대합실 복합통신)¦ (54) SPARE (경찰통신)¦ (54)x2 SPARE (이동통신기계실)¦ (28) HFC-12D-FR (무선통신)¦ (54)x2 SPARE (이동통신기계실)¦ (28) HFC-12D-FR (대합실 복합통신)¦ (54)x2 SPARE (이동통신기계실)¦ (28) HFC-12D-FR (대합실 복합통신)¦ (54)x2 SPARE (이동통신기계실)¦ (28) HFC-12D-FR (대합실 복합통신)¦ (28) HFC-12D-FR (대합실 복합통신)¦ (P2:400x400x200)¦ (P3:100x100x100)¦ (P6:100x100x100)¦ (P4:400x400x200)¦ (P5:400x400x200)¦ (P7:300x300x200)¦ (P9:100x100x100)¦ (P10:100x100x100)¦ DOWN TO 기계실 바닥¦ (54)x2 SPARE (이동통신기계실)¦ DOWN TO 지하2층¦ TRAY (600x150)¦ HFC-12D-FR (대합실 복합통신)¦ P¦ P¦ P¦ P¦ P¦ 2D¦ P¦ 2D¦ P¦ P¦ P¦ 2D¦ 종합무선중계장치¦ (54) SPARE (경찰통신)¦ (54)x2 SPARE (이동통신기계실)¦ 외부출입구5¦ 외부통로2¦ 외부통로1¦ 외부통로3¦ 외부통로4¦ 내부엘리베이터1¦ 외부엘리베이터1¦ 외부엘리베이터4¦ 외부출입구2¦ 외부출입구7¦ 외부출입구6¦ 외부출입구1¦ 화장실¦ 승무대기실(여)¦ 승무원 락커룸(남)¦ 대기실(여)¦ 대기실(남)¦ 분소 탈의실(여)¦ 분소 샤워실(여)¦ 분소 락카룸(여)¦ 승무원 락커룸(여)¦ 용역원대기실¦ 승무대기실(남)¦ 분소 탈의실(남)¦ 분소 샤워실(남)¦ 분소 락카룸(남)¦ 창 고¦ 창 고¦ 창 고¦ 창 고¦ 작업장(전기)¦ 작업장(통신)¦ 작업장(신호)¦ 작업장(설비)¦ 창 고¦ 작업장(건축/토목)¦ 사무실¦ 복 도¦ 신호통신기계실¦ 대합실¦ 편 의 점¦ 이동통신기계실¦ UP¦ UP¦ 2호선 당산역¦ 2호선 대합실 외부출입구¦ 목동선 환승에스컬레이터¦ 2호선 교각¦ 2호선 교각¦ Y04¦ Y06¦ Y03¦ Y01¦ Y07¦ Y05¦ Y02¦ Y00¦ X24¦ X23¦ X22¦ X21¦ X20¦ X19¦ X18¦ X17¦ X16¦ X15¦ X14¦ X13¦ X12¦ X11¦ X10¦ X09¦ X08¦ X07¦ X06¦ X05¦ X04¦ X03¦ X02¦ X01¦ (28) HFC-12D-FR (대합실 복합통신)¦ C¦ HFC-12D-FR (무선통신)¦ HFC-22D-FR (승강장 복합통신)¦ HFC-12D-FR (콘솔내 접속단자)¦ DOWN TO 지하2층¦ TRAY (900x150)¦ HFC-12D-FR (대합실 복합통신)¦ DOWN TO 신호통신기계실 ACCESS FLOOR¦ B¦ TRAY (600x150)¦ A¦ HFC-12D-FR (DU용GPS)¦ HFC-12D-FR (DU용GPS)¦ HFC-12D-FR (DU용GPS)¦ 2D¦ HFC-12D-FR (DU용GPS)¦ 2D¦ MCC실¦ 통로¦ 3D¦ 913정거장 열차무선설비 지하1층 평면도¦ 913정거장 열차무선설비 지하1층 평면도¦ S = 1 / 600¦ 1/600¦ 선유도¦ 당산¦ 국회의사당¦ T¦ 4¦ 0¦ 0¦ 9¦ 9¦ 3¦ 4¦ 0¦ 0¦ 1¦ P¦
| 1단계_정거장 - 복사본 | 1단계_정거장 - 복사본 | 040. T7009934-001 910정거장 출입통제설비 지하1층 평면도 (1_2).dwg | C/R¦ CONSOLE¦ P¦ \A1;520¦ \A1;7,711¦ \A1;7,709¦ \A1;520¦ \A1;3,730¦ \A1;3,729¦ \A1;8,231¦ \A1;8,229¦ \A1;3,730¦ \A1;11,960¦ \A1;11,959¦ \A1;23,919¦ L¦ \A1;116°¦ \A1;26°¦ X00¦ X01¦ X02¦ X03¦ X04¦ X05¦ X06¦ X07¦ X08¦ X09¦ X12¦ X10¦ X11¦ 3,750¦ 7,500¦ 7,500¦ 7,500¦ 7,500¦ 7,500¦ 7,500¦ 5,000¦ 5,000¦ 5,000¦ 5,000¦ 5,000¦ 5,573¦ 32,500¦ 20,573¦ Y-00¦ Y-01¦ Y-05¦ Y-06¦ Y-03¦ DN¦ 올라옴¦ DN¦ 올라옴¦ DN¦ 편의점¦ 발매기실¦ 안전관리실¦ 물탱크실¦ 공조기계실-1¦ 화장실¦ 외부출입구1¦ 외부출입구4¦ 외부출입구3¦ 내부계단1¦ 내부계단4¦ UTP Cat.5E 4Px2조 (출입통제)¦ (16) UTP Cat.5E 4Px2조 (출입통제)¦ MATCH LINE DWG No. "S1-TA-S10-DB-018-0"¦ 지상E/L¦ 지상E/L¦ KEY PLAN¦ 임대상가¦ UTP Cat.5E 4Px2조 (출입통제)¦ UTP Cat.5E 4Px4조 (출입통제)¦ 910정거장 출입통제설비 지하1층 평면도 (1/2)¦ S = 1 / 400¦ 910정거장 출입통제설비 지하1층 평면도 (1/2)¦ 1/400¦ 지하철 910정거장¦ 등촌¦ 염창¦ 신목동¦ T¦ 7¦ 0¦ 0¦ 9¦ 9¦ 3¦ 4¦ 0¦ 0¦ 1¦ P¦
| 1단계_정거장 - 복사본 | 1단계_정거장 - 복사본 | 066. T7003034-010 주공장 방송설비 지상1층 신설평면도 (2_2).dwg | P¦ \A1;26,000¦ \A1;20,000¦ \A1;20,000¦ \A1;20,000¦ \A1;30,000¦ \A1;116,000¦ \A1;5,000¦ \A1;15,000¦ \A1;10,000¦ \A1;10,000¦ \A1;4,000¦ \A1;26,000¦ \A1;5,150¦ \A1;1,100¦ \A1;6,000¦ \A1;3,200¦ \A1;800¦ \A1;1,000¦ \A1;1,700¦ \A1;1,200¦ \A1;1,000¦ \A1;2,000¦ \A1;700¦ \A1;350¦ \A1;8,950¦ \A1;2,600¦ \A1;450¦ \A1;13,900¦ \A1;450¦ \A1;2,600¦ \A1;5,000¦ \A1;400¦ \A1;6,600¦ \A1;1,900¦ \A1;900¦ \A1;15,200¦ \A1;7,000¦ \A1;1,900¦ \A1;350¦ \A1;1,900¦ \A1;5,500¦ \A1;10,000¦ \A1;10,000¦ \A1;18,000¦ \A1;10,000¦ \A1;10,000¦ \A1;10,000¦ \A1;10,000¦ \A1;10,000¦ \A1;50,000¦ \A1;18,000¦ \A1;20,000¦ \A1;88,000¦ \A1;9,500¦ \A1;500¦ \A1;5,000¦ \A1;8,000¦ \A1;5,000¦ \A1;5,150¦ (기설활용)¦ MATCH LINE DWG No. "S1-TA-D02-DB-006-0"¦ (16) HIV 1.5㎟x3조 (SP)¦ UP TO 지상2층¦ (42) FR-CVVSB 6C/1.5㎟x2조 (PAGING)¦ (16) HIV 1.5㎟x4조 (SP)¦ UP TO 지상2층¦ (42) FR-CVVSB 6C/1.5㎟x2조 (PAGING)¦ (16) HIV 1.5㎟x4조 (SP)¦ UP TO 지상2층¦ (28) FR-CVVSB 6C/1.5㎟x1조 (PAGING)¦ (16) HIV 1.5㎟x2조 (SP)¦ UP TO 지상2층¦ (28) FR-CVVSB 6C/1.5㎟x1조 (PAGING)¦ (16) HIV 1.5㎟x2조 (SP)¦ UP TO 지상2층¦ (28) FR-CVVSB 6C/1.5㎟x1조 (PAGING)¦ (16) HIV 1.5㎟x2조 (SP)¦ UP TO 지상2층¦ (42) FR-CVVSB 6C/1.5㎟x2조 (PAGING)¦ (16) HIV 1.5㎟x4조 (SP)¦ UP TO 지상2층¦ (42) FR-CVVSB 6C/1.5㎟x2조 (PAGING)¦ (16) HIV 1.5㎟x4조 (SP)¦ UP TO 지상2층¦ (42) FR-CVVSB 6C/1.5㎟x2조 (PAGING)¦ (16) HIV 1.5㎟x4조 (SP)¦ UP TO 지상2층¦ (42) FR-CVVSB 6C/1.5㎟x2조 (PAGING)¦ (16) HIV 1.5㎟x4조 (SP)¦ UP TO 지상2층¦ (16) HIV 1.5㎟x4조 (SP)¦ UP TO 지상2층¦ (16) HIV 1.5㎟x6조 (SP)¦ UP TO 지상2층¦ (100x100x100)¦ (MIC-SH 2C/0.75㎟x2조 (주공장 방송)¦ FR-CVVSB 20C/1.5㎟x1조 (주공장 방송)¦ MIC-SH 2C/0.75㎟x2조 (주공장 방송)¦ FR-CVVSB 20C/1.5㎟x1조 (주공장 방송)¦ 통신 TRAY 사용¦ DOWN TO PIT¦ (P3:200x200x100)¦ : (16) HIV 1.5㎟x2조¦ NOTE¦ : (16) HIV 1.5㎟x5조¦ : (16) HIV 1.5㎟x6조¦ : (22) HIV 1.5㎟x7조¦ : (22) HIV 1.5㎟x8조¦ : (22) HIV 1.5㎟x10조¦ : (16) HIV 1.5㎟x4조¦ : (16) HIV 1.5㎟x3조¦ : (28) FR-CVVSB 6C/1.5㎟x1조¦ (16) HIV 1.5㎟x2조 (SP)¦ UP TO 지상2층¦ P¦ X09¦ X10¦ X11¦ X12¦ X13¦ 탈의실2¦ 탈의실2¦ 화장실2¦ 여자¦ 남자¦ 남자¦ SLOPE¦ SLOPE¦ 밧데리실¦ 차체창고¦ 제동창고¦ 대차창고¦ 제 동 실¦ 연결기수선장¦ SLOPE¦ SLOPE¦ 온탕¦ 냉탕¦ 전기실¦ 공기압축기실¦ 남자¦ 샤워/목욕실2¦ 기 계 실¦ 온탕¦ 냉탕¦ 여자¦ 샤워/목욕실¦ 화장실2¦ 여자¦ CO2실¦ 대차수선장¦ CRANE 3TON¦ 공기/고무¦ 스프링시험장¦ 회전기수선장¦ SLOPE¦ SLOPE¦ 차축보관장¦ 윤축수선장¦ 차륜보관장¦ 화장실3¦ 남자¦ 화장실3¦ 부품도장장¦ SLOPE¦ SLOPE¦ SLOPE¦ 공기압축기/ 회전기/시험실¦ 회전기창고¦ 여자¦ CRANE 3TON¦ CRANE 7.5/3TON¦ SLOPE¦ SLOPE¦ 기계공장¦ CRANE 3TON¦ 용 접 장¦ 베어링수선장¦ 기계공장¦ Y00¦ Y01¦ Y02¦ Y03¦ Y04¦ Y05¦ Y06¦ Y07¦ Y08¦ (100x100x100)¦ (100x100x100)¦ (100x100x100)¦ (100x100x100)¦ 통신 TRAY 사용¦ 주공장 방송설비 지상1층 신설평면도 (2/2)¦ 주공장 방송설비 지상1층 신설평면도 (2/2)¦ S = 1/600¦ 1/600¦ 차량기지¦ 차량기지¦ T¦ 7¦ 0¦ 0¦ 3¦ 0¦ 3¦ 4¦ 0¦ 1¦ 0¦
| 1단계_정거장 - 복사본 | 1단계_정거장 - 복사본 | 054. T7005034-013 903정거장 CCTV,TDI,시계설비 지하3층 철거평면도-1.dwg | P¦ KEY PLAN¦ \A1;4350¦ \A1;23600¦ \A1;7450¦ \A1;7450¦ \A1;4350¦ \A1;7,500¦ \A1;7,500¦ \A1;7,500¦ \A1;7,500¦ \A1;7,500¦ \A1;7,500¦ \A1;7,500¦ \A1;5,000¦ \A1;5,000¦ \A1;5,000¦ \A1;5,000¦ \A1;5,000¦ \A1;5,000¦ \A1;{\fHYHeadLine-Medium¦b0¦i0¦c129¦p50;30,000}¦ \A1;10,5000¦ ES-7¦ ES-10¦ (16) ECX 5C-2Vx1조 (CAMERA)(기존활용)¦ (16) ECX 5C-2Vx1조 (CAMERA)(기존활용)¦ MATCH LINE DWG No. "S1-TA-S03-DB-030-1.dwg"¦ (16) ECX 5C-2Vx1조 (CAMERA)(기존활용)¦ (P13:200x200x100)¦ 대 합 실¦ DN¦ 공조기계실-1¦ DN¦ E/S¦ 본선환기실-1¦ E/S¦ X00¦ X01¦ X02¦ X03¦ X04¦ X05¦ X06¦ X07¦ X08¦ X09¦ X10¦ X11¦ X13¦ X12¦ Y03¦ Y04¦ Y02¦ Y01¦ Y00¦ 대 합 실¦ NOTE¦ 1. 광케이블, 전원/접지케이블 (OF-SM-4Core, CV 3C/2.5㎟)¦ 3. 승강장 ANT설치위치: 열차 진행방향 정거장 시종점부에서 120m에 설치¦ 2. 광케이블, 전원/접지케이블 (OF-SM-8Core, CV 3C/2.5㎟)¦ vmh¦ vmh¦ 지하철 903정거장¦ 김포공항¦ 공항시장¦ 신방화¦ 1/400¦ S = 1 / 400¦ 903정거장 CCTV,TDI,시계설비 지하3층 철거평면도(1/2)¦ 903정거장 CCTV,TDI,시계설비 지하3층¦ 철거평면도(1/2)¦ T¦ 7¦ 0¦ 0¦ 5¦ 0¦ 3¦ 4¦ 0¦ 1¦ 3¦ CCTV(기존동축활용)¦ P¦
| 1단계_정거장 - 복사본 | 1단계_정거장 - 복사본 | 011. T1001026-007 909정거장 AFC SYSTEM DIAGRAM.dwg | ATVM¦ ATVM¦ 02¦ 01¦ L-AFC-1-분전반¦ 통신기계실¦ MAIN POWER¦ 접지단자함¦ AGM8¦ AGM8¦ AGM10¦ 06¦ 05¦ CONTROL¦ EM.GATE¦ BOX¦ 안전관리실¦ BOX¦ DPC¦ COM¦ INTER¦ COMMS¦ S/W HUB¦ 화재¦ 수신반¦ 통신기계실¦ AAM¦ 01¦ D/I MUX¦ I/F¦ S/W HUB¦ SMS¦ 15¦ AGM10¦ AGM8¦ AGM8¦ AGM8¦ 11¦ 12¦ 13¦ 발매기실¦ L-AFC-2-분전반¦ MAIN POWER¦ 접지단자함¦ S/W HUB¦ ATVM¦ ATVM¦ 04¦ 03¦ AAM¦ 02¦ 접지단자함¦ MAIN¦ 변전실¦ GROUND¦ (공통)¦ AGM6¦ 03¦ AGM8¦ 14¦ 16¦ AGM11¦ 07¦ AGM12¦ 01¦ AGM12¦ AGM10/11¦ 02¦ 환급기¦ 02¦ 환급기¦ 01¦ 04¦ 분전반~AAM, AGM, SMS, ATVM, AIM¦ : IN USE¦ 접지반~AAM, AGM, SMS, ATVM¦ EM. GATE¦ MAIN GROUND¦ INTERCOM~ATVM, AAM¦ SMS(S/W HUB)~TOM, AGM, ATVM¦ D/I MUX(ROUTER)~SMS(S/W HUB)¦ NOTE¦ 화재수신반~DPC BOX¦ I/F¦ DPC¦ DPC SW~AGM(DPC)¦ : HFCO 3C/4.0㎟¦ : F-GV 4.0㎟¦ : FR-CV 2C/4.0㎟¦ : F-GV 50㎟¦ : UTP Cat.5E 4P¦ : FTP Cat.5E 4Px1조¦ : FTP Cat.5E 4Px1조¦ : UTP Cat.5E 4P¦ : Interface Unit¦ : Direct Power Control¦ : FR-CVVS 4C/2.5㎟¦ INTERCOM~EM.GATE¦ : UTP Cat.5E 4P¦ AGM6¦ 08¦ AGM6¦ AGM8¦ 09¦ 10¦ 909정거장 AFC SYSTEM DIAGRAM¦ 909정거장 AFC SYSTEM DIAGRAM¦ S = NONE¦ NONE¦ 지하철 909정거장¦ 가양¦ 등촌¦ 염창¦ T¦ 1¦ 0¦ 0¦ 1¦ 0¦ 2¦ 6¦ 0¦ 0¦ 7¦
| 1단계_정거장 - 복사본 | 1단계_정거장 - 복사본 | 086. T9203026-019 차량기지 부속동 CIRCUIT WIRING SYSTEM DIAGRAM (1_2).dwg | IP¦ C/R¦ T¦ 종합관리 및 복지후생동¦ 검사고¦ 대기실¦ 전삭고¦ 운영대기실¦ 변전실¦ 창고¦ 모터카실¦ 관리실¦ 화장실¦ 기계실¦ 사무실 (좌)¦ 신호작업실 및 교육실¦ 영선작업실 및 교육실¦ 기계창고¦ 전기창고¦ 화장실 (남,여)¦ AFC 창고¦ 영선창고¦ 통신창고¦ 신호창고¦ 복도¦ 전기능 모의운전연습기실¦ 예비품보관실¦ 교관제어실¦ 기본기능운전연습기실¦ 전자강의실¦ 종합창고¦ 차륜전삭고¦ 중정비쎈타/종합창고¦ (종합사령실기계실)¦ (통신기계실)¦ 변전소¦ 모터카고¦ 폐수처리장¦ To: 종합관리 및 복지후생동¦ To: 종합관리 및 복지후생동¦ x4¦ x4¦ x5¦ x6¦ x5¦ x8¦ (차륜전삭고 x 1)¦ (변전소 x 1)¦ (폐수처리장 x 1)¦ .¦ P¦ A¦ A¦ M¦ P¦ R¦ A¦ C¦ K¦ C¦ T¦ V¦ R¦ A¦ C¦ K¦ C¦ To: 종합관리 및 복지후생동 (전력,신호,통신, 방재사령)¦ To: 종합관리 및 복지후생동 (전력사령)¦ 유류고¦ 창고¦ 복도¦ 훈련생대기실¦ 전장품자재창고¦ 회의실¦ AFC작업실 및 교육실¦ 사무실 (우)¦ 통신작업실 및 교육실¦ x2¦ x2¦ x2¦ x4¦ x4¦ x2¦ x4¦ x6¦ x2¦ x2¦ x2¦ x3¦ x2¦ x14¦ x2¦ x4¦ To: 종합관리 및 복지후생동¦ To: 종합관리 및 복지후생동¦ To: 종합관리 및 복지후생동¦ To: 종합관리 및 복지후생동¦ TV¦ AMP¦ (2D)¦ TV¦ AMP¦ (6D)¦ R¦ To: 경비실(후문)¦ R¦ 신호창고¦ 전차선 / 전기창고¦ 기계,전기작업실¦ x2¦ x2¦ x4¦ R¦ (기설활용)¦ 차량기지 부속동 CIRCUIT WIRING SYSTEM DIAGRAM (1/2)¦ DIAGRAM (1/2)¦ S = NONE¦ 차량기지¦ 차량기지¦ NONE¦ 차량기지 부속동 CIRCUIT WIRING SYSTEM¦ T¦ 9¦ 2¦ 0¦ 3¦ 0¦ 2¦ 6¦ 0¦ 1¦ 9¦ KT¦
| 1단계_정거장 - 복사본 | 1단계_정거장 - 복사본 | 037. T7005034-004 915정거장 CCTV,TDI,시계설비 지하2층 신설평면도 (2_2).dwg | G¦ P¦ \A1;82,500¦ \A1;94,941¦ \A1;12,441¦ \A1;7,400¦ \A1;3,700¦ \A1;5,000¦ \A1;6,000¦ \A1;6,690¦ \A1;6,150¦ \A1;5,000¦ \A1;5,000¦ \A1;5,000¦ \A1;5,000¦ \A1;5,000¦ \A1;5,000¦ \A1;5,000¦ \A1;5,000¦ \A1;5,000¦ \A1;5,000¦ \A1;5,000¦ \A1;5,000¦ \A1;8,600¦ \A1;8,600¦ \A1;24,800¦ \A1;7,500¦ \A1;7,500¦ \A1;4,900¦ \A1;4,900¦ L¦ L1¦ Y¦ UTP Cat.5E 4Px2조 (대합실게시기)(신설)¦ FR-CV 3C/4.0㎟x1조 (대합실게시기 POWER)(신설)¦ TRAY (300x100)¦ UTP CAT.5E 25Px1조 (CONSOLE)¦ UTP CAT.5E 4Px4조 (CONSOLE)¦ FR-CV 3C/6.0㎟x1조 (LSE POWER)¦ UTP Cat.5E 4Px2조 (CL POWER)(신설)¦ F-CV 3C/2.5㎟x1조 (공간화상)(기존활용)¦ OF- SM-4Cx1조 (공간화상)(기존활용)¦ UTP Cat.5E4Px15조 (CAMERA)(신설)¦ OF-SM-8C(난연)x10조(신설) ¦ FR-CV 3C/4.0㎟x10조(신설) ¦ OF-SM-8C(난연)x2조(승강장모니터)(신설) ¦ FR-CV 3C/4.0㎟x2조(승강장모니터)(신설) ¦ MATCH LINE DWG No. "S1-TA-S15-DB-019-0"¦ KEY PLAN¦ X24¦ X25¦ X26¦ X27¦ X28¦ X29¦ X30¦ X31¦ X14¦ X15¦ X16¦ X17¦ X18¦ X19¦ X20¦ X21¦ X22¦ X23¦ Y06¦ Y05¦ Y03¦ Y02¦ Y01¦ Y00¦ Y04¦ DN¦ UP¦ DN¦ UP¦ UP¦ 기존5호선 연결¦ 기존5호선 연결¦ UP¦ 창 고 1¦ 승강장¦ 창고 2¦ 창 고 4¦ 승강장¦ 창 고 3¦ 9호선공사범위¦ 9호선공사범위¦ 9호선¦ 5호선¦ (신설)¦ (기존)¦ 9호선¦ (신설)¦ 915 정거장¦ 901M¦ STA.17km195.823¦ 750M¦ (P36:300x300x200)¦ (P37:300x300x200)¦ (P38:200x200x100)¦ P-2¦ P-4¦ A¦ A¦ B¦ B¦ NOTE¦ 1. 광케이블, 전원/접지케이블 (OF-SM-4Core, CV 3C/2.5㎟)¦ 3. 승강장 ANT설치위치: 열차 진행방향 정거장 시종점부에 설치¦ 2. 광케이블, 전원/접지케이블 (OF-SM-8Core, CV 3C/2.5㎟)¦ 5호선 환승통로¦ D¦ E¦ D¦ A¦ UP TO 지하1층¦ TRAY (600x150)¦ B¦ E¦ 지하1층¦ 지하1층¦ (16) OF-SM-8C(난연)x1조(CAMERA) ¦ (16) FR-CV 3C/4.0㎟x1조(CAMERA) ¦ (16) OF-SM-8C(난연)x1조(CAMERA) ¦ (16) FR-CV 3C/4.0㎟x1조(CAMERA) ¦ (16) OF-SM-8C(난연)x1조(CAMERA) ¦ (16) FR-CV 3C/4.0㎟x1조(CAMERA) ¦ (16) OF-SM-8C(난연)x1조(CAMERA) ¦ (16) FR-CV 3C/4.0㎟x1조(CAMERA) ¦ 모니터¦ 하행 승강장¦ (16) OF-SM-8Core(난연)x1조 (모니터)(신설)¦ (28) FR-CV 3C/4.0㎟x1조 (모니터POWER)(신설) ¦ (16) OF-SM-8Core(난연)x1조 (모니터)(신설)¦ (28) FR-CV 3C/4.0㎟x1조 (모니터POWER)(신설) ¦ (16) OF-SM-8Core(난연)x1조 (모니터)(신설)¦ (28) FR-CV 3C/4.0㎟x1조 (모니터POWER)(신설) ¦ (16) UL 2919-AMESB 24AWG 4Px1조 (TDI)(기존활용)¦ (28) FR-CV 3C/4.0㎟x1조 (TDI POWER)(기존활용)¦ (16) UTP Cat.5E 4Px2조 (TDI)(기존활용)¦ (28) FR-CV 3C/4.0㎟x1조 (TDI POWER)(기존활용)¦ (16) UL 2919-AMESB 24AWG 4Px1조 (TDI)(기존활용)¦ (16) UTP Cat.5E 4Px2조 (TDI)(기존활용)¦ (16) UTP Cat.5E 4Px2조 (TDI)(기존활용)¦ (28) FR-CV 3C/4.0㎟x1조 (TDI POWER)(기존활용)¦ (16) UL 2919-AMESB 24AWG 4Px1조 (TDI)(기존활용)¦ (28) FR-CV 3C/4.0㎟x1조 (TDI POWER)(기존활용)¦ (16) UL 2919-AMESB 24AWG 4Px1조 (TDI)(기존활용)¦ (16) UTP Cat.5E 4Px2조 (TDI)(기존활용)¦ (16) UL 2919-AMESB 24AWG 4Px1조 (TDI)(기존활용)¦ (28) FR-CV 3C/4.0㎟x1조 (TDI POWER)(기존활용)¦ (16) UTP Cat.5E 4Px2조 (TDI)(기존활용)¦ (16) UL 2919-AMESB 24AWG 4Px1조 (TDI)(기존활용)¦ (28) FR-CV 3C/4.0㎟x1조 (TDI POWER)(기존활용)¦ (16) UTP Cat.5E 4Px2조 (TDI)(기존활용)¦ (28) OF-MM-12Core(난연)x1조 (TDI)(기존활용)¦ (28) OF-MM-12Core(난연)x1조 (TDI)(기존활용)¦ (28) OF-MM-12Core(난연)x1조 (TDI)(기존활용)¦ (28) OF-MM-12Core(난연)x1조 (TDI)(기존활용)¦ (28) OF-MM-12Core(난연)x1조 (TDI)(기존활용)¦ (28) OF-MM-12Core(난연)x1조 (TDI)(기존활용)¦ OF-MM-12Core(난연)x2조 (TDI)(기존활용)¦ FR-CV 3C/4.0㎟x2조 (TDI POWER)(기존활용)¦ UL 2919-AMESB 24AWG 4Px2조 (TDI)(기존활용)¦ (22) UTP Cat.5E 4Px4조 (TDI)(기존활용)¦ (36) FR-CV 3C/4.0㎟x2조 (TDI POWER)(기존활용)¦ (28) UL 2919-AMESB 24AWG 4Px2조 (TDI)(기존활용)¦ (28)x2 OF-MM-12Core(난연)x1조x2 (TDI)(기존활용)¦ UTP Cat.5E 4Px4조 (TDI)(기존활용)¦ 지하철 915정거장¦ 국회의사당¦ 여의도¦ 샛강¦ 1/400¦ S = 1 / 400¦ 915정거장 CCTV,TDI,시계설비 지하2층 신설평면도(2/2)¦ 915정거장 CCTV,TDI,시계설비 지하2층¦ 신설평면도(2/2)¦ T¦ 7¦ 0¦ 0¦ 5¦ 0¦ 3¦ 4¦ 0¦ 0¦ 4¦ CCTV(기존동축활용)¦ P¦ vmh¦
| 1단계_정거장 - 복사본 | 1단계_정거장 - 복사본 | 082. T9103066-008 902정거장 AFC설비 지하3층 장비배치도 (철거).dwg | 900¦ 200¦ 600¦ 200¦ 600¦ 200¦ 200¦ 200¦ 1,100¦ 600¦ 200¦ 600¦ 200¦ 600¦ 200¦ 200¦ 200¦ 200¦ 200¦ 600¦ 600¦ 900¦ 200¦ 200¦ 200¦ 200¦ 3,750¦ 3,750¦ 850¦ ES.DN¦ ES.UP¦ ES.UP¦ ES.DN¦ ES.DN¦ ES.UP¦ ES.UP¦ ES.DN¦ ES.DN¦ ES.UP¦ ES.UP¦ ES.DN¦ ES.DN¦ ES.UP¦ ES.UP¦ ES.DN¦ DN¦ DN¦ UP¦ UP¦ UP¦ 5호선환승통로¦ UP¦ 공항철도 (상행선-도심방향)¦ UP¦ UP¦ DN¦ DN¦ 기 지 방 향¦ 9호선 (하행선-도심방향)¦ UP¦ ES.UP¦ ES.DN¦ 9호선 (하행선-도심방향)¦ 5호선환승통로¦ A¦ A'¦ 00¦ Y¦ 01¦ Y¦ 02¦ Y¦ 03¦ Y¦ Y¦ 04¦ -11¦ X¦ -10¦ X¦ -9¦ X¦ -8¦ X¦ -7¦ X¦ -6¦ X¦ -5¦ X¦ X¦ -4¦ -3¦ X¦ -2¦ X¦ -1¦ X¦ 00¦ X¦ X¦ 01¦ X¦ 02¦ X¦ 03¦ X¦ 04¦ 05¦ X¦ 06¦ X¦ 07¦ X¦ 08¦ X¦ 09¦ X¦ 10¦ X¦ 11¦ X¦ 12¦ X¦ 13¦ X¦ 14¦ X¦ X¦ 15¦ X¦ 14¦ 8150¦ 3550¦ 8240¦ 9020¦ 8840¦ 26100¦ 11700¦ X¦ -12¦ 7500¦ 7500¦ 7000¦ 7000¦ 7500¦ 7500¦ 7000¦ 7000¦ 7500¦ 7500¦ 7500¦ 7500¦ 7500¦ 7500¦ 7500¦ 7500¦ 7500¦ 7500¦ 7500¦ 7500¦ 7500¦ 7500¦ 7500¦ 7500¦ 7500¦ 7500¦ 7500¦ 환승게이트¦ 5호선¦ 9호선 도심방향(측선)¦ 9호선 도심방향(측선)¦ 9호선 도심방향¦ 9호선 도심방향(측선)¦ 9호선 도심방향¦ 공항철도도심방향¦ AAM¦ AAM¦ AAM¦ AAM¦ Group2¦ Group3¦ 환승게이트¦ 5호선¦ AAM¦ AAM¦ AAM¦ AAM¦ 6형¦ 8형¦ 10-1형¦ 12형¦ 8형¦ 8형¦ 12형¦ 6형¦ 8형¦ 8형¦ 10형¦ 10-1형¦ 건축분야 휀스¦ ¦ ¦ 장애인 유도블럭¦ 장애인 유도블럭¦ 902정거장 AFC설비 지하3층 장비배치도 (철거)¦ 902정거장 AFC설비 지하3층 장비배치도 (철거)¦ S = NONE¦ NONE¦ 지하철 902정거장¦ 개화¦ 김포공항¦ 공항시장¦ T¦ 9¦ 1¦ 0¦ 3¦ 0¦ 6¦ 6¦ 8¦ 0¦ 0¦
| 1단계_정거장 - 복사본 | 1단계_정거장 - 복사본 | 016. T1001026-012 916정거장 출입통제설비 CABLE WIRING DIAGRAM (철거).dwg | 신호통신기계실¦ ELE-4 (지상층)¦ ELE-3 (대합실)¦ ELE-2 (지상층)¦ ELE-1 (대합실)¦ ELE-5 (대합실)¦ ELE-6 (대합실)¦ ES-1 (외부계단출입구)¦ ES-2 (외부계단출입구)¦ ES-3 (외부계단출입구)¦ ES-4 (외부계단출입구)¦ ES-5 (대합실)¦ ES-6 (대합실)¦ ES-7 (대합실)¦ T-1 (화장실.여)¦ P-1 (승강장)¦ P-2 (승강장)¦ P-4 (승강장)¦ AGM-1 (대합실)¦ ATVM-1 (대합실)¦ C-1 ( (대합실)¦ COMM-1 (신호통신기계실)¦ 안전관리실¦ 대합실¦ ELEC-1 (전기실)¦ ELE-7 (승강장)¦ ELE-8 (승강장)¦ P-3 (승강장)¦ 발매기실¦ 출입¦ 통제¦ 시스템¦ (ACU)¦ UTP Cat.5E 4Px8조 (출입통제)¦ C/R¦ C/R¦ C/R¦ C/R¦ ES-8 (대합실)¦ 운전취급실¦ 용역원대기실¦ AGM-2 (대합실)¦ ELE-9 (대합실)¦ ELE-10 (대합실)¦ 916정거장 출입통제설비 CABLE WIRING DIAGRAM (철거)¦ 916정거장 출입통제설비 CABLE WIRING DIAGRAM (철거)¦ S = NONE¦ NONE¦ 지하철 916정거장¦ 여의도¦ 샛강¦ 노량진¦ T¦ 1¦ 0¦ 0¦ 1¦ 0¦ 2¦ 6¦ 2¦ 0¦ 1¦
| 1단계_정거장 - 복사본 | 1단계_정거장 - 복사본 | 021. T7001034-004 907정거장 전화설비 지하2층 신설평면도 (1_2).dwg | INT¦ \A1;5,000¦ \A1;5,000¦ \A1;85,000¦ \A1;2,500¦ \A1;5,000¦ \A1;2,500¦ \A1;5,000¦ \A1;5,000¦ \A1;5,000¦ \A1;5,000¦ \A1;5,000¦ \A1;5,000¦ \A1;5,000¦ \A1;5,000¦ \A1;5,000¦ \A1;5,000¦ \A1;5,000¦ \A1;5,000¦ \A1;5,000¦ \A1;27,800¦ \A1;13,900¦ \A1;13,900¦ 1. 일반교환기에 수용된 전화기는 IP전화기로 교체한다.¦ NOTE¦ 2. 콜폰, E/L폰, 승강장 비상통화장치도 교체한다.¦ 3. 전화 및 인터폰 구간의 배선배관은 기존활용한다.¦ MATCH LINE DWG No. "S1-TA-S07-DB-013-0"¦ 1. 음향유도기 전원은 전기콘센트를 이용한다.¦ NOTE¦ 2. 증폭기전원은 전기콘센트를 이용한다.¦ 3. 통신기계실 및 안전관리실 MAIN 분전반은 전기에서 설치한다.¦ KEY PLAN¦ X01¦ X02¦ X03¦ X04¦ X05¦ X06¦ X07¦ X09¦ X10¦ X11¦ X12¦ X08¦ X13¦ X14¦ X15¦ X16¦ X17¦ X00¦ Y00¦ Y01¦ Y02¦ 승 강 장¦ UP¦ UP¦ UP¦ UP¦ UP¦ UP¦ 내부계단¦ 내부계단¦ 907 정거장¦ STA.9km100.167¦ UP TO 지하1층¦ TRAY (900x150)¦ UTP Cat.5E 4Px3조 (승강장 INT)¦ (P6:500x500x300)¦ (P8:500x500x300)¦ (22) UTP Cat.5 4Px3조 (승강장 공중전화)¦ (22) UTP Cat.5 4Px3조 (승강장 공중전화)¦ UTP Cat.5 4Px3조 (승강장 공중전화)¦ UP TO 지하 1층¦ (P7:500x500x300)¦ (22) UTP Cat.5 4Px3조 (승강장 공중전화)¦ TRAY (600x150)¦ DOWN TO 승강장 PIT¦ UTP Cat.5 4Px3조 (승강장 공중전화)¦ TRAY (200x100)¦ UTP Cat.5E 4Px3조 (승강장 INT)¦ UTP Cat.5 4Px3조 (승강장 공중전화)¦ (16) UTP Cat.5E 4Px2조 (승강장 INT)¦ (16) UTP Cat.5E 4Px2조 (승강장 INT)¦ (16) UTP Cat.5E 4Px2조 (승강장 INT)¦ (P31:300x300x200)¦ (500x500x300)¦ (500x500x300)¦ (22) UTP Cat.5 4Px3조 (승강장 공중전화)¦ (16) UTP Cat.5E 4Px2조 (승강장 INT)¦ (16) UTP Cat.5E 4Px1조 (승강장 INT)¦ (22) UTP Cat.5 4Px3조 (승강장 공중전화)¦ (16) UTP Cat.5E 4Px2조 (승강장 INT)¦ (22) UTP Cat.5 4Px3조 (승강장 공중전화)¦ (16) UTP Cat.5E 4Px2조 (승강장 INT)¦ (16) UTP Cat.5E 4Px1조 (승강장 INT)¦ UTP Cat.5E 4Px3조 (승강장 INT)¦ 접지단자함¦ 접지¦ 1. 일반교환기에 수용된 전화기는 안전관리실만 IP전화기로 교체한다.¦ NOTE¦ 2. 콜폰, E/L폰, 승강장 비상통화장치도 교체한다.¦ 3. 전화 및 인터폰 구간의 배선배관은 기존활용한다.¦ 907정거장 전화설비 지하2층 신설평면도 (1/2)¦ S = 1 / 400¦ 지하철 907정거장¦ 양천향교¦ 가양¦ 증미¦ 1/400¦ 907정거장 전화설비 지하2층 신설평면도(1/2)¦ T¦ 7¦ 0¦ 0¦ 1¦ 0¦ 3¦ 4¦ 0¦ 0¦ 4¦ (기설활용)¦ P¦
| 1단계_정거장 - 복사본 | 1단계_정거장 - 복사본 | 047. T9103066-002 911정거장 안전관리실 기기배치도 및 바닥 TRAY 설치도.dwg | \A1;7,500¦ \A1;7,500¦ \A1;4,385¦ \A1;1,083¦ \A1;900¦ \A1;4,303¦ (LSE 2)¦ (LSE 1)¦ TRAY 설치도¦ 906정거장 통신기계실 기기배치도 및 바닥¦ -¦ T¦ 0¦ 0¦ 0¦ 0¦ 0¦ 0¦ 0¦ 0¦ 0¦ 0¦ TRAY 설치도¦ 906정거장 안전관리실 기기배치도 및 바닥¦ -¦ T¦ 0¦ 0¦ 0¦ 0¦ 0¦ 0¦ 0¦ 0¦ 0¦ 0¦ \A1;1,800¦ 안전관리실¦ X11¦ X12¦ X13¦ Y01¦ 행선안내¦ 행선안내¦ SMS¦ PSD 제어반¦ 설비자동제어반¦ 화재탐지반¦ 조명제어반¦ CCTV 및 통신¦ 종합집중관리¦ 설비 콘솔1¦ 종합집중관리¦ 설비 콘솔2¦ \A1;850¦ TRAY (W300xH100)¦ \pi49.321;{\C0;접지단자함}¦ \pi163;{\C0;UTP 50P}¦ \pi163;{\C0;UTP 25P}¦ \pi255.87;{\C0;L-AFC}¦ \pi34.647;{\C0;AFC GATE용}¦ (28)x6¦ (28)x3¦ (28)x6¦ (54)x1¦ Equipment Schedule¦ 1¦ 번 호¦ 장 비 명¦ 규 격 (W x D x H)¦ 행선안내¦ 1200x750x1000¦ 설비자동제어반¦ 화재탐지반¦ 조명제어반¦ CCTV 및 통신종합집중관리반¦ PSD 제어반¦ SMS¦ PRINTER¦ 종합집중관리 설비 콘솔1¦ 종합집중관리 설비 콘솔2¦ 1000x600x1600¦ 1800x600x1800¦ 864x600x2304¦ 1768x600x1600¦ 800x800x2000¦ 650x800x1000¦ 700x800x750¦ 600x600x1600¦ 600x600x1600¦ 6¦ 5¦ 4¦ 3¦ 2¦ 10¦ 9¦ 8¦ 7¦ 종합집중관리반¦ 축척 - 2배확대¦ \A1;1,000¦ (LSE 2)¦ (LSE 1)¦ 911정거장 안전관리실 기기배치도 및 바닥 TRAY 설치도¦ S = 1/50¦ 1/50¦ 지하철 911정거장¦ 염창¦ 신목동¦ 선유도¦ TRAY 설치도¦ 911정거장 안전관리실 기기배치도 및 바닥¦ 9¦ 1¦ 0¦ 3¦ 0¦ 6¦ 6¦ 0¦ 0¦ 2¦ T¦
| 1단계_정거장 - 복사본 | 1단계_정거장 - 복사본 | 009. T1001026-005 903정거장 CCTV,TDI,시계설비 CABLE WIRING DIAGRAM.dwg | 승강장출입구 확인용모니터¦ (상선)¦ 승강장출입구 확인용모니터¦ (하선)¦ FR-CV 3C/4.0㎟, OF-SM-8C(난연)¦ ECX 5C-2V(기존활용)¦ FR-CV 3C/4.0㎟x1조 (대합실 게시기 POWER)(기존활용), OF-SM-8Core(난연)x2조 (대합실게시기)(신설)¦ 통신기계실¦ ELE-4 (대합실)¦ 안전관리실¦ CONSOLE DESK¦ ELE-3 (대합실)¦ ELE-2 (지상층)¦ ELE-1 (대합실)¦ ELE-5 (승강장)¦ ELE-6 (승강장)¦ ES-1 (외부계단출입구)¦ ES-2 (외부계단출입구)¦ ES-3 (외부계단출입구)¦ ES-4 (외부계단출입구)¦ ES-5 (지하1층)¦ ES-6 (지하1층)¦ ES-7 (지하3층)¦ T-1 (화장실.여)¦ P-1 (승강장)¦ P-2 (승강장)¦ P-4 (승강장)¦ P-5 (승강장)¦ AGM-1 (대합실)¦ C-1 ( (대합실)¦ COMM-1 (통신기계실)¦ 편의점¦ 대합실¦ ELEC-2 (전기실)¦ UTP Cat.5E 4Px4조(신설)¦ UTP Cat.5E 25Px1조(신설)¦ (차량기지방향)¦ (강남방향)¦ ES-8 (지하3층)¦ x2¦ P-3 (승강장)¦ P-6 (승강장)¦ OF-SM-4C, F-CV 3C/2.5㎟ (공간화상)(철거)¦ OF-SM-4C, F-CV 3C/2.5㎟ (공간화상)(철거) ¦ 용역원대기실¦ L¦ S¦ E¦ C¦ C¦ T¦ M¦ A¦ T¦ R¦ V¦ A¦ C¦ K¦ I¦ X¦ ES-9 (대합실 지하3층)¦ ES-10 (대합실 지하3층)¦ ES-11 (대합실 지하3층)¦ ES-12 (대합실 지하3층)¦ ELEC-1(변전실)¦ 운영원대기실¦ 발매기실¦ 공간화상¦ 공간화상¦ ATVM-1 (대합실)¦ ATUM-2 (대합실)¦ R¦ UL 2919-AMESB 24AWG 4Px1조, FR-CV 3C/4.0㎟x1조 (TDI POWER), OF-MM-12Core(난연)x1조(TDI),UTP Cat.5E 4Px2조 (TDI):기존활용¦ UL 2919-AMESB 24AWG 4Px1조, FR-CV 3C/4.0㎟x1조 (TDI POWER), OF-MM-12Core(난연)x1조(TDI),UTP Cat.5E 4Px2조 (TDI):기존활용¦ UL 2919-AMESB 24AWG 4Px1조, FR-CV 3C/4.0㎟x1조 (TDI POWER), OF-MM-12Core(난연)x1조(TDI),UTP Cat.5E 4Px2조 (TDI):기존활용¦ UL 2919-AMESB 24AWG 4Px1조, FR-CV 3C/4.0㎟x1조 (TDI POWER), OF-MM-12Core(난연)x1조(TDI),UTP Cat.5E 4Px2조 (TDI):기존활용¦ 승강장모니터(상선)¦ 승강장모니터(하선)¦ FR-CV 3C/4.0㎟(신설), OF-SM-8C(난연)(신설)¦ FR-CV 3C/4.0㎟(신설), OF-SM-8C(난연)(신설)¦ FR-CV 3C/4.0㎟x1조 (출입구 게시기 POWER), UTP Cat.5E4Px2조 (출입구게시기)(철거)¦ FR-CV 3C/4.0㎟x1조 (출입구 게시기 POWER), UTP Cat.5E4Px2조 (출입구게시기)(철거)¦ 스위치¦ L2¦ HIV 1.5㎟x2조 (CLOCK)(철거), HIV 2.5㎟x2조 (CLOCK POWER)(철거)¦ HIV 1.5㎟x2조 (CLOCK)(철거)¦ ECX 5C-2V(기존활용)¦ ECX 5C-2V(기존활용)¦ ECX 5C-2V(기존활용)¦ ECX 5C-2V(기존활용)¦ ECX 5C-2V(기존활용)¦ ECX 5C-2V(기존활용)¦ ECX 5C-2V(기존활용)¦ ECX 5C-2V(기존활용)¦ ECX 5C-2V(기존활용)¦ ECX 5C-2V(기존활용)¦ ECX 5C-2V(기존활용)¦ ECX 5C-2V(기존활용)¦ ECX 5C-2V(기존활용)¦ ECX 5C-2V(기존활용)¦ ECX 5C-2V(기존활용)¦ ECX 5C-2V(기존활용)¦ ECX 5C-2V(기존활용)¦ ECX 5C-2V(기존활용)¦ ECX 5C-2V(기존활용)¦ ECX 5C-2V(기존활용)¦ ECX 5C-2V(기존활용)¦ ECX 5C-2V(기존활용)¦ ECX 5C-2V(기존활용)¦ ECX 5C-2V(기존활용)¦ ECX 5C-2V(기존활용)¦ ECX 5C-2V(기존활용)¦ ECX 5C-2V(기존활용)¦ ECX 5C-2V(기존활용)¦ ECX 5C-2V(기존활용)¦ ECX 5C-2V(기존활용)¦ ECX 5C-2V(기존활용)¦ ECX 5C-2V(기존활용)¦ 지하철 903정거장¦ 김포공항¦ 공항시장¦ 신방화¦ NONE¦ 903정거장 CCTV,TDI,시계설비 CABLE WIRING DIAGRAM¦ S = NONE¦ 903정거장 CCTV,TDI,시계설비 CABLE WIRING¦ DIAGRAM¦ T¦ 1¦ 0¦ 0¦ 1¦ 0¦ 2¦ 6¦ 0¦ 0¦ 5¦
| 1단계_정거장 - 복사본 | 1단계_정거장 - 복사본 | 032. T7005034-003 905정거장 CCTV,TDI,시계설비 지하2층 신설평면도(1_2).dwg | P¦ G¦ KEY PLAN¦ \A1;4400¦ \A1;4400¦ \A1;7500¦ \A1;7500¦ \A1;7500¦ \A1;7500¦ \A1;7500¦ \A1;7500¦ \A1;7500¦ \A1;7500¦ \A1;7500¦ \A1;7500¦ \A1;7880¦ \A1;8000¦ \A1;8000¦ \A1;7880¦ \A1;31760¦ \A1;4400¦ \A1;83800¦ A¦ MATCH LINE DWG No. "S1-TA-S05-DB-020-1.dwg"¦ ELE-8¦ ELE-7¦ (P20:200x200x100)¦ (P21:400x400x200)¦ (P23:400x400x200)¦ P-1¦ P-3¦ P-5¦ P-7¦ (P22:300x300x200)¦ UP¦ UP¦ UP¦ UP¦ 창 고¦ 창 고¦ 창 고¦ 승 강 장¦ X08¦ X09¦ X10¦ X11¦ X12¦ X00¦ X01¦ X02¦ X03¦ X04¦ X05¦ X06¦ X07¦ Y00¦ Y01¦ Y02¦ Y03¦ Y04¦ 창 고¦ A¦ vmh¦ vmh¦ vmh¦ vmh¦ vmh¦ vmh¦ B¦ B¦ (28) UTP Cat.5E 4Px3조 (CAMERA) ¦ UTP Cat.5E 4Px1조 (CAMERA) ¦ UP TO 지하1층¦ TRAY (900x150)¦ UTP Cat.5E 4Px3조 (CAMERA) ¦ UP TO 지하1층¦ TRAY (900x150) ¦ (16) UTP Cat.5E 4Px1조 (CAMERA) ¦ (16) UTP Cat.5E 4Px1조 (CAMERA) ¦ (16) UTP Cat.5E 4Px1조 (CAMERA) ¦ (16) UTP Cat.5E 4Px1조 (CAMERA) ¦ 모니터¦ 상행 승강장¦ (16) OF-SM-8Core(난연)x1조 (모니터)(신설)¦ (28) FR-CV 3C/4.0㎟x1조 (모니터POWER)(신설) ¦ (16) OF-SM-8Core(난연)x1조 (모니터)(신설)¦ (28) FR-CV 3C/4.0㎟x1조 (모니터POWER)(신설) ¦ (16) OF-SM-8Core(난연)x1조 (모니터)(신설)¦ (28) FR-CV 3C/4.0㎟x1조 (모니터POWER)(신설) ¦ OF-SM-8Core(난연)x1조 (모니터)(신설)¦ FR-CV 3C/4.0㎟x1조 (모니터POWER)(신설) ¦ OF-SM-8Core(난연)x1조 (모니터)(신설)¦ FR-CV 3C/4.0㎟x1조 (모니터POWER)(신설) ¦ (16) OF-SM-8Core(난연)x1조 (모니터)(신설)¦ (28) FR-CV 3C/4.0㎟x1조 (모니터POWER)(신설) ¦ (28) UL 2919-AMESB 24AWG 4Px2조 (TDI)(기존활용) ¦ (36) FR-CV 3C/4.0㎟x2조 (TDI POWER)(기존활용) ¦ UL 2919-AMESB 24AWG 4Px2조 (TDI)(기존활용) ¦ FR-CV 3C/4.0㎟x2조 (TDI POWER)(기존활용) ¦ FR-CV 3C/4.0㎟x2조 (TDI POWER)(기존활용) ¦ UL 2919-AMESB 24AWG 4x2조 (TDI)(기존활용) ¦ (28) UL 2919-AMESB 24AWG 4Px2조 (TDI)(기존활용) ¦ (36) FR-CV 3C/4.0㎟x2조 (TDI POWER)(기존활용) ¦ (28) UL 2919-AMESB 24AWG 4x2조 (TDI)(기존활용) ¦ (36) FR-CV 3C/4.0㎟x2조 (TDI POWER)(기존활용) ¦ (16) UTP Cat.5E 4Px2조 (TDI)(기존활용) ¦ (16) UL 2919-AMESB 24AWG 4Px1조 (TDI)(기존활용) ¦ (28) FR-CV 3C/4.0㎟x1조 (TDI POWER)(기존활용) ¦ (28) FR-CVVSB 6C/1.5㎟x2조 (TDI)(기존활용) ¦ (36) FR-CV 3C/4.0㎟x2조 (TDI POWER)(기존활용) ¦ (28) OF-MM-12Core(난연) x1조(TDI)(기존활용) ¦ (22) UTP Cat.5E 4Px4조 (TDI)(기존활용) ¦ (28)x2 OF-MM-12Core(난연) x1조x2 (TDI)(기존활용) ¦ (22) UTP Cat.5E 4Px4조 (TDI)(기존활용) ¦ (28)x2 OF-MM-12Core(난연) x1조x2 (TDI)(기존활용) ¦ UTP Cat.5E 4Px4조 (TDI)(기존활용) ¦ OF-MM-12Core(난연) x2조(TDI)(기존활용) ¦ (22) UTP Cat.5E 4Px4조 (TDI)(기존활용) ¦ (28)x2 OF-MM-12Core(난연) x1조x2 (TDI)(기존활용) ¦ (22) UTP Cat.5E 4Px4조 (TDI)(기존활용) ¦ (28)x2 OF-MM-12Core(난연) x1조x2 (TDI)(기존활용) ¦ UTP Cat.5E 4Px4조 (TDI)(기존활용) ¦ OF-MM-12Core(난연) x2조(TDI)(기존활용) ¦ (28) FR-CV 3C/4.0㎟x1조 (TDI POWER)(기존활용) ¦ (16) UL 2919-AMESB 24AWG 4Px1조 (TDI)(기존활용) ¦ (16) UTP Cat.5E 4Px2조 (TDI)(기존활용) ¦ (28) OF-MM-12Core(난연) x1조(TDI)(기존활용) ¦ B¦ (28) FR-CV 3C/4.0㎟x1조 (TDI POWER)(기존활용) ¦ (16) UL 2919-AMESB 24AWG 4Px1조 (TDI)(기존활용) ¦ (16) UTP Cat.5E 4Px2조 (TDI)(기존활용) ¦ (28) OF-MM-12Core(난연) x1조(TDI)(기존활용) ¦ (16) OF-SM-8C(난연)x1조(CAMERA) ¦ (16) FR-CV 3C/4.0㎟x2조(CAMERA) ¦ OF-SM-8C(난연)x1조(CAMERA) ¦ FR-CV 3C/4.0㎟x2조(CAMERA) ¦ (16) OF-SM-8C(난연)x1조(CAMERA) ¦ (16) FR-CV 3C/4.0㎟x1조(CAMERA) ¦ (16) OF-SM-8C(난연)x1조(CAMERA) ¦ (16) FR-CV 3C/4.0㎟x2조(CAMERA) ¦ 지하철 905정거장¦ 신방화¦ 마곡나루¦ 양천향교¦ 1/400¦ S = 1 / 400¦ 905정거장 CCTV,TDI,시계설비 지하2층 신설평면도(1/2)¦ 905정거장 CCTV,TDI,시계설비 지하2층¦ 신설평면도(1/2)¦ T¦ 7¦ 0¦ 0¦ 5¦ 0¦ 3¦ 4¦ 0¦ 0¦ 3¦ CCTV(기존동축활용)¦ P¦
| 1단계_정거장 - 복사본 | 1단계_정거장 - 복사본 | 025. T7001034-008 907정거장 전화설비 지하1층 철거평면도 (3_3).dwg | INT¦ \A1;5,000¦ \A1;5,000¦ \A1;5,000¦ \A1;87,500¦ \A1;2,500¦ \A1;2,500¦ \A1;2,500¦ \A1;5,000¦ \A1;5,000¦ \A1;5,000¦ \A1;5,000¦ \A1;5,000¦ \A1;5,000¦ \A1;5,000¦ \A1;5,000¦ \A1;5,000¦ \A1;5,000¦ \A1;5,000¦ \A1;5,000¦ \A1;5,000¦ \A1;27,800¦ \A1;13,900¦ \A1;13,900¦ E/V¦ E/V¦ 1. 음향유도기 전원은 전기콘센트를 이용한다.¦ NOTE¦ 2. 증폭기전원은 전기콘센트를 이용한다.¦ 3. 통신기계실 및 안전관리실 MAIN 분전반은 전기에서 설치한다.¦ MATCH LINE¦ KEY PLAN¦ X31¦ X32¦ X33¦ X30¦ X35¦ X36¦ X37¦ X38¦ X39¦ X40¦ X41¦ X42¦ X44¦ X45¦ X46¦ X47¦ X43¦ X48¦ X34¦ Y00¦ Y01¦ Y02¦ 발매기실¦ 편 의 점 ¦ 대 합 실¦ DN¦ DN¦ DN ¦ DN¦ UP¦ UP¦ UP¦ UP¦ UP¦ UP¦ UP¦ UP¦ UP¦ UP¦ UP¦ UP¦ UP¦ UP¦ 외부출입구¦ 외부출입구¦ 내부계단¦ 화 장 실¦ 내부계단¦ 외부출입구¦ 외부출입구¦ UP¦ UP¦ UP¦ 외부출입구¦ 외부출입구¦ 외부출입구¦ 외부출입구¦ MATCH LINE¦ MATCH LINE¦ MATCH LINE DWG No. "S1-TA-S07-DB-010-0"¦ MATCH LINE¦ UTP 25P¦ [TB No.6]¦ x2¦ 지상E/L¦ 지상E/L¦ (16) 인터폰선 0.6x2Px4조 (INT)¦ DOWN TO CP PANEL¦ (16) 인터폰선 0.6x2Px4조 (INT)¦ 인터폰선 0.6x2Px6조 (INT)¦ UTP Cat.5E 4Px5조 (편의점,임대상가-3)¦ TRAY (300x100)¦ (28) UTP Cat.5E 25Px1조(콜폰)¦ (P4:200x200x100)¦ (P3:200x200x100)¦ (16) 인터폰선 0.6x2Px4조 (INT)¦ 공중전화¦ (22) 인터폰선 0.6x2Px8조 (INT)¦ (16) 인터폰선 0.6x2Px4조 (INT)¦ (28) UTP Cat.5E 25Px1조 (임대상가-2)¦ (28) UTP Cat.5E 25Px1조 (임대상가-1)¦ UTP 25P¦ [TB No.4]¦ 5C-HFBTx1조 (TV)¦ UTP Cat.5E 25Px1조(콜폰)¦ F-GV 4.0㎟x1조 (GND)¦ UTP Cat.5E 4Px3조 (대합실 공중전화)¦ UTP Cat.5E 4Px5조 (편의점,임대상가-3)¦ TRAY (300x100)¦ F-GV 50㎟x1조 (MGB)¦ UTP 25P¦ [TB No.5]¦ (16) UTP Cat.5E 4Px2조 (임대상가-3)¦ x2¦ (P5:100x100x100)¦ A¦ (22) UTP Cat.5E 4Px4조 (편의점,임대상가-3)¦ A¦ (16) 인터폰선 0.6x2Px4조 (INT)¦ (기계설비 인터폰모장치)¦ (16) 인터폰선 0.6x2Px각1조 (콜폰)¦ (16) 인터폰선 0.6x2Px4조 (INT)¦ DOWN TO CP PANEL¦ 인터폰선 0.6x2Px4조 (INT)¦ DOWN TO CP PANEL¦ 인터폰선 0.6x2Px4조 (INT)¦ DOWN TO CP PANEL¦ (22) UTP Cat.5E 4Px3조 (대합실 공중전화)¦ 인터폰선 0.6x2Px8조 (INT)¦ (28) UTP Cat.5E 25Px1조 (임대상가-2)¦ UTP Cat.5E 25Px1조(콜폰)¦ UTP Cat.5E 4Px3조 (대합실 공중전화)¦ UTP Cat.5E 4Px5조 (편의점,임대상가-3)¦ TRAY (300x100)¦ 인터폰선 0.6x2Px12조 (INT)¦ UTP Cat.5E 25Px2조 (임대상가-1,2)¦ B¦ B¦ 천정형UTP25P¦ 4-11~14¦ 4-15~18¦ 4-1~4¦ 4-5~8¦ 1¦ 2¦ 3¦ 4¦ 5¦ 6¦ 8¦ 7¦ 9¦ 11¦ 10¦ 12¦ 13¦ (16) UTP Cat.5E 4Px1조 (편의점)¦ (16) 인터폰선 0.6x2Px4조 (INT)¦ 임대상가2¦ 임대상가1¦ 임대상가3¦ 907정거장 전화설비 지하1층 철거평면도 (3/3)¦ S = 1 / 400¦ 지하철 907정거장¦ 양천향교¦ 가양¦ 증미¦ 1/400¦ 907정거장 전화설비 지하1층 철거평면도(3/3)¦ T¦ 7¦ 0¦ 0¦ 1¦ 0¦ 3¦ 4¦ 0¦ 0¦ 8¦ (기설활용)¦ P¦
| 1단계_정거장 - 복사본 | 1단계_정거장 - 복사본 | 009. T1001026-005 901정거장 CCTV,TDI,시계설비 CABLE WIRING DIAGRAM.dwg | ECX 5C-2V¦ 통신기계실¦ 안전관리실¦ CONSOLE DESK¦ ELE-1 (대합실)¦ UTP Cat.5E 4P(신설)x4조¦ UTP Cat.5E 25Px1조¦ ELE-2 (대합실)¦ ELE-3 (승강장)¦ ELE-4 (대합실)¦ ES-1 (대합실)¦ ES-2 (대합실)¦ T-1 (화장실.여)¦ P-1 (승강장)¦ P-2 (승강장)¦ P-3 (승강장)¦ P-4 (승강장)¦ AGM-1 (대합실)¦ AGM-2 (대합실)¦ ATVM-1 (대합실)¦ C-1 (대합실)¦ 용역원대기실¦ 공간화상¦ (강남방향)¦ L¦ S¦ E¦ 스위치¦ L2¦ x2¦ 시설작업실¦ 설비작업실¦ 침실¦ OF-SM-8C, F-CV 3C/2.5㎟ (공간화상)(철거)¦ OF-SM-4C, F-CV 3C/2.5㎟ (공간화상)(철거)¦ AGM-3 (대합실)¦ AGM-4 (대합실)¦ C¦ C¦ T¦ M¦ A¦ T¦ R¦ V¦ R¦ A¦ C¦ K¦ I¦ X¦ 공간화상¦ (강남방향)¦ OF-SM-4C, F-CV 3C/2.5㎟ (공간화상)(철거)¦ 공간화상¦ (차량기지방향)¦ UTP Cat.5E 4Px1조 (대열차 공간화상)(철거)¦ 주전송¦ 포트¦ FR-CV 3C/4.0㎟x1조 (대합실 게시기 POWER)(기존활용), OF-SM-8Core(난연)x2조 (대합실게시기)(신설)¦ 승강장모니터(상선)¦ 승강장모니터(하선)¦ FR-CV 3C/4.0㎟(신설), OF-SM-8C(난연)(신설)¦ x6¦ UL 2919-AMESB 24AWG 4Px1조 (TDI), FR-CV 3C/4.0㎟x1조 (TDI POWER), OF-MM-12Core(난연)x1조 (TDI), UTP Cat.5E 4Px2조 (TDI):기존활용¦ UL 2919-AMESB 24AWG 4Px1조 (TDI), FR-CV 3C/4.0㎟x1조 (TDI POWER), OF-MM-12Core(난연)x1조 (TDI), UTP Cat.5E 4Px2조 (TDI):기존활용¦ UL 2919-AMESB 24AWG 4Px1조 (TDI), FR-CV 3C/4.0㎟x1조 (TDI POWER), OF-MM-12Core(난연)x1조 (TDI), UTP Cat.5E 4Px2조 (TDI):기존활용¦ UL 2919-AMESB 24AWG 4Px1조 (TDI), FR-CV 3C/4.0㎟x1조 (TDI POWER), OF-MM-12Core(난연)x1조 (TDI), UTP Cat.5E 4Px2조 (TDI):기존활용¦ FR-CV 3C/4.0㎟(신설), OF-SM-8C(난연)(신설)¦ HIV 1.5㎟x2조 (CLOCK)(철거), HIV 2.5㎟x2조 (CLOCK POWER)(철거)¦ HIV 1.5㎟x2조 (CLOCK)(철거)¦ HIV 1.5㎟x2조 (CLOCK)(철거)¦ ECX 5C-2V(기존활용)¦ COMM-1 (통신기계실)¦ ELEC-1 (전기실)¦ 통신작업실¦ 안전관리실¦ 신호작업실¦ 발매기실¦ 승무대기실¦ 전기작업실¦ 대합실¦ 통합분소¦ ECX 5C-2V(기존활용)¦ ECX 5C-2V(기존활용)¦ ECX 5C-2V(기존활용)¦ ECX 5C-2V(기존활용)¦ ECX 5C-2V(기존활용)¦ ECX 5C-2V(기존활용)¦ ECX 5C-2V(기존활용)¦ ECX 5C-2V(기존활용)¦ ECX 5C-2V(기존활용)¦ ECX 5C-2V(기존활용)¦ ECX 5C-2V(기존활용)¦ ECX 5C-2V(기존활용)¦ ECX 5C-2V(기존활용)¦ ECX 5C-2V(기존활용)¦ ECX 5C-2V(기존활용)¦ ECX 5C-2V(기존활용)¦ ECX 5C-2V(기존활용)¦ ECX 5C-2V(기존활용)¦ 지하철 901정거장¦ 개화¦ NONE¦ 901정거장 CCTV,TDI,시계설비 CABLE WIRING DIAGRAM¦ S = NONE¦ 901정거장 CCTV,TDI,시계설비 CABLE WIRING DIAGRAM¦ T¦ 1¦ 0¦ 0¦ 1¦ 0¦ 2¦ 6¦ 0¦ 0¦ 5¦ 김포공항¦
| 1단계_정거장 - 복사본 | 1단계_정거장 - 복사본 | 022. T7001034-006 901정거장 전화설비 지상1층 철거평면도 (2_2).dwg | INT¦ H¦ \A1;6,000¦ \A1;4,500¦ \A1;12,200¦ \A1;25,000¦ \A1;5,000¦ \A1;10,000¦ \A1;10,000¦ \A1;10,000¦ \A1;8,000¦ \A1;8,000¦ \A1;6,980¦ \A1;5,200¦ \A1;26,000¦ \A1;9,060¦ \A1;10,580¦ \A1;6,360¦ \A1;8,000¦ \A1;8,000¦ \A1;8,000¦ \A1;8,000¦ \A1;8,000¦ \A1;8,000¦ \A1;8,000¦ \A1;8,000¦ \A1;8,000¦ \A1;90,200¦ \A1;7,800¦ \A1;3,200¦ \A1;5,000¦ \A1;7,800¦ \A1;3,200¦ \A1;5,000¦ \A1;200¦ \A1;200¦ \A1;4,000¦ \A1;4,000¦ \A1;4,000¦ \A1;4,000¦ \A1;4,000¦ \A1;4,000¦ \A1;4,000¦ \A1;4,000¦ \A1;4,000¦ \A1;4,000¦ \A1;4,000¦ \A1;3,800¦ 1. 음향유도기 전원은 전기콘센트를 이용한다.¦ NOTE¦ 2. 증폭기전원은 전기콘센트를 이용한다.¦ 3. 통신기계실 및 안전관리실 MAIN 분전반은 전기에서 설치한다.¦ DN¦ UP¦ DN¦ SLOPE¦ KEY PLAN¦ MATCH LINE DWG No. "S1-TA-S01-DB-008-0"¦ Y00¦ Y01¦ Y02¦ Y03¦ Y04¦ X14¦ X15¦ X16¦ X17¦ X18¦ X19¦ X20¦ X21¦ X22¦ X23¦ 정거장¦ 승강장¦ Y01a¦ 승강장¦ UP¦ UP¦ 복 도¦ 비품창고¦ 휴게공간¦ 방범셔터설치¦ 내부계단 1¦ UP¦ 물탱크실¦ 상부벽체선¦ 지정형 휀스선¦ DN¦ UP¦ UP¦ 내부계단 2¦ VOID¦ 창 고¦ 방범 셔터 설치¦ 부 출입구¦ 상부 캐노피¦ DN¦ SST PIPE¦ Φ-100X100X3.2T¦ 방청/ 조합페인트3회¦ 상부 벽체선¦ X12¦ X13¦ UP¦ UP¦ UP¦ 홀¦ 주 출입구¦ 방범셔터설치¦ 상부 연결통로선¦ 상부 벽체선¦ DN¦ 지정형 휀스선¦ DN¦ DN¦ UP¦ DN¦ SLOPE¦ X23¦ X24¦ X25¦ 캐노피형 자전거 보관소(30대)¦ DN¦ DN¦ (P8:400x400x200)¦ 인터폰선 0.6x2Px3조 (INT)¦ DOWN TO CP PANEL¦ 인터폰선 0.6x2Px3조 (INT)¦ DOWN TO CP PANEL¦ UTP Cat.5E 4Px3조 (승강장 INT)¦ UTP Cat.5E 4Px3조 (승강장 공중전화)¦ TRAY (300x100)¦ UP TO 지상 2층¦ (22) UTP Cat.5E 4Px3조 (승강장 INT)¦ (22) UTP Cat.5E 4Px3조 (승강장 공중전화)¦ (16) UTP Cat.5E 4Px1조 (승강장 INT)¦ UTP Cat.5E 4Px2조 (승강장 INT)¦ UTP Cat.5E 4Px3조 (승강장 공중전화)¦ To: 공동구¦ (54)x2 SPARE (KT.LINE)¦ (P11:200x200x100)¦ (P9:200x200x100)¦ (P10:100x100x100)¦ (36) UTP Cat.5E 25Px1조 (임대상가)¦ UTP 25P¦ [TB No.6]¦ (P7:400x400x200)¦ UTP Cat.5E 4Px3조 (승강장 INT)¦ UTP Cat.5E 4Px3조 (승강장 공중전화)¦ TRAY (200x100)¦ TRAY (200x100)¦ UP TO 통신기계실¦ TRAY (200x100)¦ UTP Cat.5E 4Px3조 (승강장 INT)¦ UTP Cat.5E 4Px3조 (승강장 공중전화)¦ TRAY (300x100)¦ (36) UTP Cat.5E 25Px1조 (임대상가)¦ 1.1¦ 임대상가¦ 임대상가¦ 임대상가¦ 임대상가¦ 901정거장 전화설비 지상1층 철거평면도 (2/2)¦ S = 1 / 400¦ 지하철 901정거장¦ 개화¦ 김포공항¦ 1/400¦ 901정거장 전화설비 지상1층 철거평면도(2/2)¦ T¦ 7¦ 0¦ 0¦ 1¦ 0¦ 3¦ 4¦ 0¦ 0¦ 6¦ (기설활용)¦ P¦
| 1단계_정거장 - 복사본 | 1단계_정거장 - 복사본 | 111. T9203075-002 차량기지 L3스위치 인터페이스 구성도.dwg | 930정거장 역사 L3 스위치 인터페이스 구성도¦ NONE¦ 차량기지 L3 스위치 인터페이스 구성도¦ S = NONE¦ NMS¦ 시리얼 통신장치¦ 역사 L3 스위치-A¦ 역사 L3 스위치-B¦ B¦ A¦ B¦ PDP분배반¦ 전원 A¦ 전원 B¦ 10G 라인카드¦ 10G 라인카드¦ 10/ 100/ 1000Base-T¦ PDP분배반¦ 전원 A¦ 전원 B¦ 10G 라인카드¦ 10G 라인카드¦ 10/ 100/ 1000Base-T¦ A¦ 역사백본 (CCC)¦ 전송설비 과업¦ 타시스템 과업¦ 역사백본 (CCC)¦ 기계설비¦ CTC-1¦ VTS(대열차)¦ UPS¦ 사령전화¦ 방송설비¦ 중앙집중¦ CCTV¦ NTP¦ 교환기¦ 종합무선¦ AFC#1¦ PSD용 신호회선¦ SCADA MMI¦ 열차무선¦ 출입통제¦ PSD¦ 행선안내¦ AFC#3¦ CTC-2¦ AFC#2¦ -철 거-¦ 차량기지 L3스위치 인터페이스 구성도¦ NONE¦ T¦ 9¦ 2¦ 0¦ 3¦ 0¦ 7¦ 5¦ 0¦ 0¦ 2¦ 차량기지¦ 901¦ 901¦ CCC¦ 902¦
| 1단계_정거장 - 복사본 | 1단계_정거장 - 복사본 | 057. T7005034-014 902정거장 CCTV,TDI,시계설비 지하1층철거평면도(2-3).dwg | ES.UP¦ ES.DN¦ ES.UP¦ ES.DN¦ DN¦ DN¦ OPEN¦ 상부OPEN¦ 15¦ X¦ X¦ 14¦ X¦ 13¦ X¦ 12¦ X¦ 11¦ X¦ 10¦ X¦ 09¦ X¦ 08¦ X¦ 07¦ X¦ 06¦ X¦ 05¦ 00¦ Y¦ 01¦ Y¦ 02¦ Y¦ 03¦ Y¦ Y¦ 04¦ OPEN¦ 상부OPEN¦ 운전취급실¦ 통신,신호기계실¦ 신호주재소¦ 내부계단-1¦ 에스칼레이터-1¦ 내부계단-2¦ A¦ P¦ PB(300X300X200)¦ T¦ T¦ B¦ P¦ P¦ PB(300X300X200)¦ DOWN TO B2¦ DOWN TO B2¦ P¦ DOWN TO B2¦ P¦ DOWN TO B2¦ PB(100X100X100)¦ PB(150X150X100)¦ 25P¦ PB(300X300X200)¦ C¦ (16)5C-HFBT(TV)¦ (16)IV 1.2X2(CL)(철거)¦ (28)UTP CAT.5 25P(예비실)¦ (16)HIV1.2X2¦ (16)HIV1.2X3¦ (16)HIV1.2X5¦ 7500¦ 9020¦ 8840¦ 8150¦ 37800¦ 11790¦ 7500¦ 7500¦ 7500¦ 7500¦ 7500¦ 7500¦ 7500¦ 7500¦ 7500¦ 5C-2V (16C)¦ CV 3.5 /3C(22C)¦ UTP CAT.5 4Px2조(16C)¦ 스피드돔¦ 통신실¦ VMT¦ VMT¦ (22)5C-2VX2(CCTV)¦ (22)CV3.5 /2C(C.POW)(철거)¦ (22)CV3.5 /2C(C.POW)(철거)¦ (16)5C-2VX2(CCTV)¦ (22)CV3.5 /2C(C.POW)(철거)¦ (16)5C-2V(CCTV)¦ (22)CV 3.5 /2C(C.POW)(철거)¦ (16)5C-2V(CCTV)¦ (36)CV 3.5 /2CX2(C.POW)(철거)¦ (16)5C-2V(CCTV)¦ (36)UTP CAT.5 25PX2(예비실,운전취급실)¦ A¦ (16)5C-HFBT(TV)¦ (28)UTP CAT.5 25P(예비실)¦ (16)IV1.2X2(CL)(철거)¦ B¦ (16)5C-HFBT(TV)¦ (28)UTP CAT.5 25P(예비실)¦ (16)IV1.2X2(CL)(철거)¦ C¦ (철거)¦ (철거)¦ 지하철 902정거장¦ 김포공항¦ 공항시장¦ 1/400¦ S = 1/400¦ 개화¦ 902정거장 CCTV,TDI,시계설비 지하1층 철거평면도(2/3)¦ 902정거장 CCTV,TDI,시계설비 지하1층 ¦ 철거평면도(2/3)¦ T¦ 7¦ 0¦ 0¦ 5¦ 0¦ 3¦ 4¦ 0¦ 1¦ 4¦ CCTV(기존동축활용)¦
| 1단계_정거장 - 복사본 | 1단계_정거장 - 복사본 | 079. T9203038-029 토공안테나폴(5m) 기초상세도.dwg | 토공 안테나폴(5M) 콘크리트 기초 상세도¦ NONE¦ 토공 안테나폴(5M) 콘크리트 기초 상세도¦ S = NONE¦ Unregistered Version - http://www.aidecad.com¦ D16@200 [16ea]¦ D16@200 [5ea]¦ D16@200 [36ea]¦ D16 [24ea]¦ [1200]¦ D10 [5ea]¦ [2200]¦ D16 [36ea]¦ [1700]¦ 소요 철근량 (주각부,기초)¦ NO.¦ SIZE\P\P(MM)¦ Q'TY\P\P(EA)¦ LENGTH\P\P(M)¦ TOTAL\PLENGTH\P(M)¦ WEIGHT\P\P(KG)¦ LOSE\P\P(3%)¦ 1¦ 2¦ 3¦ HD16 24 1.20 28.80 44.93¦ HD10 5 2.20 11.00 6.16¦ HD16 36 1.70 61.20 95.47¦ TOTAL WEIGHT¦ 146.56 150.96¦ 공통¦ T¦ 9¦ 2¦ 0¦ 3¦ 0¦ 3¦ 8¦ 0¦ 2¦ 9¦
| 1단계_정거장 - 복사본 | 1단계_정거장 - 복사본 | 046. T5001034-002 907정거장 AFC설비 지하1층 평면도 (2_2)__완료(완전).dwg | GND¦ HUB¦ \A1;5,000¦ \A1;5,000¦ \A1;5,000¦ \A1;132,501¦ \A1;2,500¦ \A1;2,500¦ \A1;5,000¦ \A1;5,000¦ \A1;5,000¦ \A1;5,000¦ \A1;5,000¦ \A1;5,000¦ \A1;5,000¦ \A1;5,000¦ \A1;5,000¦ \A1;5,000¦ \A1;5,000¦ \A1;5,000¦ \A1;5,000¦ \A1;5,000¦ \A1;5,000¦ \A1;5,000¦ \A1;5,000¦ \A1;5,000¦ \A1;5,000¦ \A1;5,000¦ \A1;5,000¦ \A1;27,800¦ \A1;13,900¦ \A1;13,900¦ \A1;2,501¦ \A1;5,000¦ Q¦ DOWN TO 분전반¦ P¦ DOWN TO AFC 접지단자함¦ F-GV 4.0㎟x5조 (발매기,정산기,환급기,게이트,S/W HUB GND)¦ X25¦ X26¦ X27¦ X28¦ X29¦ X31¦ X32¦ X33¦ X30¦ X35¦ X36¦ X37¦ X38¦ X39¦ X40¦ X41¦ X42¦ X44¦ X45¦ X46¦ X47¦ X43¦ X48¦ X21¦ X22¦ X23¦ X24¦ X34¦ Y00¦ Y01¦ Y02¦ 편 의 점 ¦ 대 합 실¦ 창고¦ 대 합 실¦ 임대상가-3¦ DN¦ DN¦ DN¦ DN ¦ DN¦ DN¦ UP¦ UP¦ UP¦ UP¦ UP¦ UP¦ UP¦ UP¦ UP¦ UP¦ UP¦ UP¦ UP¦ UP¦ UP¦ UP¦ UP¦ 외부출입구¦ 외부출입구¦ 내부계단¦ 내부계단¦ 창고¦ 내부계단¦ 용역¦ 용역원대기실¦ 화 장 실¦ 외부출입구¦ 내부계단¦ 외부출입구¦ 외부출입구¦ 외부출입구¦ 대합실¦ PAID AREA¦ 대합실¦ FREE AREA¦ MATCH LINE DWG No. "S1-TA-C07-DB-024-1"¦ F¦ Q¦ P¦ A¦ DOWN TO S/W HUB¦ OF-MM-4Cx1조 (SMS~S/W HUB)¦ DOWN TO 발매기실¦ 정산기 ¦ (28) HFCO 2C/4.0㎟x1조 (EM GATE#2)¦ (22) UTP Cat.5E 4Px1조 (EM GATE#2 INT)¦ F-GV 4.0㎟x1조 (정산기 GND)¦ HFCO 3C/4.0㎟x1조 (정산기 POWER)¦ UTP Cat.5E 4Px1조 (정산기 INT)¦ FTP Cat.5E 4Px1조 (정산기 COMMS)¦ (28)¦ (28)¦ A¦ F7-DUCT¦ UTP Cat.5E 4Px2조 (발매기 INT)¦ HFCO 3C/4.0㎟x1조 (발매기 POWER)¦ F-GV 4.0㎟x1조 (발매기 GND)¦ FTP Cat.5E 4Px2조 (발매기 COMMS)¦ D¦ D¦ O¦ O¦ TRAY (통신)¦ H¦ F-GV 4.0㎟x3조 (발매기,정산기,게이트 GND)¦ HFCO 3C/4.0㎟x5조 (발매기,정산기,게이트 POWER)¦ FTP Cat.5E 4Px9조 (발매기,정산기,게이트 COMMS)¦ FR-CVVS 4C/2.5㎟x1조 (DPC)¦ F7 DUCT¦ HFCO 2C/4.0㎟x1조 (EM GATE#2)¦ UTP Cat.5E 4Px1조 (EM GATE#2 INT)¦ UTP Cat.5E 4Px3조 (발매기,정산기 INT)¦ HFCO 3C/4.0㎟x7조 (발매기,정산기,환급기, 게이트,¦ F¦ F¦ F-GV 4.0㎟x1조 (게이트 GND)¦ HFCO 3C/4.0㎟x3조 (게이트 POWER)¦ FTP Cat.5E 4Px6조 (게이트 COMMS)¦ FR-CVVS 4C/2.5㎟x1조 (DPC)¦ F7 DUCT¦ F-GV 4.0㎟x1조 (S/W HUB GND)¦ HFCO 3C/4.0㎟x1조 (S/W HUB POWER)¦ FTP Cat.5E 4Px10조 (환급기, 발매기,정산기,게이트 COMMS)¦ S/W HUB POWER)¦ UTP Cat.5E 4Px4조 (발매기,정산기,환급기 INT)¦ OF-MM-4Cx1조 (SMS~S/W HUB)¦ UTP Cat.5E 4Px1조 (EM GATE#2 INT)¦ FR-CVVS 4C/2.5㎟x1조 (DPC)¦ 환급기¦ 발매기실¦ C¦ F-GV 4.0㎟x1조 (환급기 GND)¦ HFCO 3C/4.0㎟x1조 (환급기 POWER)¦ UTP Cat.5E 4Px1조 (환급기 INT)¦ FTP Cat.5E 4Px1조 (환급기 COMMS)¦ (28)¦ (28)¦ C¦ N¦ N¦ TRAY (통신)¦ UTP Cat.5E 4Px3조 (발매기,정산기 INT)¦ OF-MM-4Cx1조 (SMS~S/W HUB)¦ UTP Cat.5E 4Px1조 (EM GATE#2 INT)¦ FR-CVVS 4C/2.5㎟x1조 (DPC)¦ F-GV 4.0㎟x1조 (환급기 GND)¦ HFCO 3C/4.0㎟x1조 (환급기 POWER)¦ FTP Cat.5E 4Px1조 (환급기 COMMS)¦ M¦ M¦ 임대상가2¦ 임대상가1¦ TRAY (통신)¦ UTP Cat.5E 4Px4조 (발매기,정산기,환급기 INT)¦ OF-MM-4Cx1조 (SMS~S/W HUB)¦ UTP Cat.5E 4Px1조 (EM GATE#2 INT)¦ FR-CVVS 4C/2.5㎟x1조 (DPC)¦ TRAY (통신)¦ UTP Cat.5E 4Px4조 (발매기,정산기,환급기 INT)¦ OF-MM-4Cx1조 (SMS~S/W HUB)¦ UTP Cat.5E 4Px1조 (EM GATE#2 INT)¦ FR-CVVS 4C/2.5㎟x1조 (DPC)¦ E¦ E¦ F-GV 4.0㎟x1조 (게이트 GND)¦ HFCO 3C/4.0㎟x1조 (게이트 POWER)¦ FTP Cat.5E 4Px1조 (게이트 COMMS)¦ FR-CVVS 4C/2.5㎟x1조 (DPC)¦ F7 DUCT¦ UTP Cat.5E 4Px3조 (발매기,정산기 INT)¦ OF-MM-4Cx1조 (SMS~S/W HUB)¦ UTP Cat.5E 4Px1조 (EM GATE#2 INT)¦ FR-CVVS 4C/2.5㎟x1조 (DPC)¦ F-GV 4.0㎟x1조 (환급기 GND)¦ HFCO 3C/4.0㎟x1조 (환급기 POWER)¦ FTP Cat.5E 4Px1조 (환급기 COMMS)¦ B¦ B¦ H¦ 907정거장 AFC설비 지하1층 평면도 [2/2]¦ 907정거장 AFC설비 지하1층 평면도 (2/2)¦ S = 1 / 400¦ 1/400¦ 지하철 907정거장¦ 양천향교¦ 가양¦ 증미¦ T¦ 5¦ 0¦ 0¦ 1¦ 0¦ 3¦ 4¦ 0¦ 0¦ 2¦
| 1단계_정거장 - 복사본 | 1단계_정거장 - 복사본 | 013. T1001026-009 903정거장 AFC CABLE WIRING DIAGRAM.dwg | D/I MUX (ROUTER)¦ (통신기계실)¦ 분전반 (전기시설분)¦ (안전관리실)¦ AFC 접지단자함 (전기설비)¦ (안전관리실)¦ DPC BOX¦ SMS (S/W HUB)¦ (안전관리실)¦ EM GATE¦ CONTROL BOX¦ AGM 6형 (No.1)¦ AGM 8형 (No.3)¦ AGM 8형 (No.4)¦ AGM 8형 (No.5)¦ AGM 10형 (No.6)¦ AGM 11형 (No.7)¦ AGM 12형 (No.8)¦ ATVM (No.1~2)¦ 환급기 (No.1)¦ FTP Cat.5E 4Px1조¦ UTP Cat.5E 4Px1조¦ FTP Cat.5E 4Px1조¦ F-GV 4.0㎟x2조¦ F-GV 4.0㎟x1조¦ F-GV 4.0㎟x1조¦ HFCO 2C/4.0㎟x1조¦ FTP Cat.5E 4Px2조¦ FR-CVVS 4C/2.5㎟x1조 (DPC)¦ HFCO 3C/4.0㎟x2조¦ HFCO 3C/4.0㎟x2조¦ HFCO 3C/4.0㎟x1조¦ HFCO 3C/4.0㎟x1조¦ HFCO 3C/4.0㎟x1조¦ HFCO 3C/4.0㎟x1조¦ AAM (No.1)¦ FTP Cat.5E 4Px1조¦ F-GV 4.0㎟x1조¦ UTP Cat.5E 4Px1조(INT)¦ FTP Cat.5E 4Px1조¦ (안전관리실)¦ HFCO 3C/4.0㎟x1조¦ UTP Cat.5E 4Px1조(INT)¦ 화재수신반¦ FTP Cat.5E 4Px1조¦ F-GV 4.0㎟x1조¦ HFCO 3C/4.0㎟x1조¦ 통신UPS¦ (통신기계실)¦ 통합교환설비¦ (통신기계실)¦ FTP Cat.5E 4Px1조¦ FTP Cat.5E 4Px1조¦ FTP Cat.5E 4Px1조¦ FTP Cat.5E 4Px1조¦ FTP Cat.5E 4Px1조¦ FTP Cat.5E 4Px1조¦ UTP Cat.5E 4Px2조(INT)¦ UTP Cat.5E 4Px2조(INT)¦ AGM 8형 (No.2)¦ FTP Cat.5E 4Px1조¦ HFCO 3C/4.0㎟x1조¦ 903정거장 AFC CABLE WIRING DIAGRAM¦ NONE¦ 지하철 903정거장¦ 김포공항¦ 공항시장¦ 신방화¦ 903정거장 AFC CABLE WIRING DIAGRAM¦ S = NONE¦ T¦ 1¦ 0¦ 0¦ 1¦ 0¦ 2¦ 6¦ 0¦ 0¦ 9¦
| 1단계_정거장 - 복사본 | 1단계_정거장 - 복사본 | 015. T1001026-011 909정거장 출입통제설비 CABLE WIRING DIAGRAM.dwg | 통신기계실¦ UTP Cat.5E 4Px12조 (출입통제)¦ 출입¦ 통제¦ 시스템¦ (ACU)¦ ELE1- (대합실)¦ ELE-2 (지상층)¦ ELE-3 (대합실)¦ ELE-4 (대합실)¦ ELE-5 (승강장)¦ ELE-6 (승강장)¦ ES-1 (외부계단출입구)¦ ES-2[1] (외부계단출입구)¦ ES-3 (외부계단출입구)¦ ES-4[1] (외부계단출입구)¦ ES-5 (외부계단출입구)¦ ES-6 (외부계단출입구)¦ ES-7 (외부계단출입구)¦ ES-8 (대합실)¦ ES-9 (대합실)¦ ES-10 (대합실)¦ ES-11 (대합실)¦ ES-12 (외부계단출입구)¦ ES-13(1) (외부계단출입구)¦ P-1 (승강장)¦ P-2 (승강장)¦ P-3 (승강장)¦ P-4 (승강장)¦ P-5 (승강장)¦ P-6 (승강장)¦ AGM-1 (대합실)¦ AGM-3 (대합실)¦ ATVM-1 (대합실)¦ ATVM-2 (대합실)¦ C-1 (대합실)¦ T-1 (화장실,여)¦ COMM-1 (통신기계실)¦ ELEC-1 (전기실)¦ ELEC-2 (변전실)¦ 안전관리실¦ 발매기실¦ 용역원대기실¦ 운영원대기실¦ 대합실¦ C/R¦ C/R¦ C/R¦ C/R¦ C/R¦ x2¦ AGM-2 (대합실)¦ AGM-4 (대합실)¦ ES-2[2] (외부계단출입구)¦ ES-4[2] (외부계단출입구)¦ 외부추가1 (외부계단출입구)¦ 외부추가2 (외부계단출입구)¦ ES-13(2) (외부계단출입구)¦ 909정거장 출입통제설비 CABLE WIRING DIAGRAM¦ 909정거장 출입통제설비 CABLE WIRING DIAGRAM¦ S = NONE¦ NONE¦ 지하철 909정거장¦ 가양¦ 등촌¦ 염창¦ T¦ 1¦ 0¦ 0¦ 1¦ 0¦ 2¦ 6¦ 0¦ 1¦ 1¦
| 1단계_정거장 - 복사본 | 1단계_정거장 - 복사본 | 017. T1001026-013 914정거장 통신기계실 & 안전관리실 CABLE WIRING DIAGRAM.dwg | 공통접지 단자함¦ FR-CVVSB 4P/1.5㎟ (연선전화)¦ FR-CVVSB 4P/1.5㎟ (연선전화)¦ From: 913 ¦ To: 915 ¦ 발매기실 접지단자함 (AFC)¦ F-GV 50㎟x1조¦ F/S(J.F) 0.65x25P (50%%%차폐) 직통전화¦ F/S(J.F) 0.65x25P (50%%%차폐) 직통전화¦ From: 913 ¦ To: 915 ¦ From: 913 ¦ To: 915 ¦ From: 913 ¦ To: 915 ¦ F-GV 6.0㎟x5조¦ F-GV 6.0㎟x6조¦ F-GV 6.0㎟x8조¦ F-GV 6.0㎟x9조¦ F-GV 6.0㎟x10조¦ F-GV 6.0㎟x7조¦ OF-SM 46Core (상선)¦ OF-SM 46Core (상선)¦ OF-SM 46Core (하선)¦ OF-SM 46Core (하선)¦ OFD¦ 배선반¦ ADM¦ CCTV MATRIX RACK¦ 부모시계¦ 열차무선 장치¦ 종합무선 중계장치¦ UPS¦ 분전반¦ 종합집중관리 콘솔¦ 화재수신반¦ 광점퍼코드 (FC-PC)x4조¦ 광점퍼코드 (FC-PC)x4조¦ UTP Cat.5E 25Px10조¦ UTP Cat.5E 4Px1조 (DATA)¦ UL 2464-AMESB 24AWGx16Cx3조(방송)¦ P.A AMP RACK¦ FR-CV 4C/25㎟x2조¦ FR-CV 3C/4.0㎟¦ FR-CV 3C/4.0㎟¦ FR-CV 3C/6.0㎟¦ FR-CV 3C/4.0㎟¦ FR-CV 3C/6.0㎟¦ F-GV 6.0㎟x1조¦ F-GV 6.0㎟x2조¦ 통신기계실¦ UTP Cat.5E 4Px4조 (영상)¦ UTP Cat.5E 25Px2조 (CONSOLE)¦ FR-CV 3C/4.0㎟¦ 접지단자함 (AFC)¦ F-GV 50㎟x1조¦ 접지단자함 (통신)¦ UTP Cat.5E 25Px1조 (CCTV)¦ F-GV 6㎟x1조¦ F-GV 50㎟x1조¦ F-GV 50㎟x1조¦ 분전반¦ 출입통제 (ACU)¦ UTP Cat.5E 4Px1조 (DATA)¦ FR-CV 3C/4.0㎟¦ 행선안내게시기 (LSE)¦ 안전관리실¦ UTP Cat.5E 25Px1조 (LSE)¦ FR-CV 3C/6.0㎟¦ UTP Cat.5E 4Px1조 (화재탐지용)¦ UL 2464-AMESB 24AWG 16Cx2조 (방송), CPEV 0.9 5Px1조, UL 2464-AMESB 24AWG 4Cx1조¦ UTP Cat.5E 4Px1조 (자동방송)¦ 사령전화 역장치¦ 종합집중관리 장치¦ CCTV 콘솔¦ 방송원격조정기¦ UTP Cat.5E 4Px1조¦ UTP Cat.5E 4Px1조¦ UTP Cat.5E 4Px1조¦ CPEV 0.9 5Px1조¦ UTP Cat.5E 4Px1조¦ UTP Cat.5E 4Px1조¦ HFC-12Dx1조¦ F-GV 16㎟x1조¦ 광점퍼코드 (FC-PC)x2조¦ F-GV 6.0㎟x2조¦ F-GV 6.0㎟x1조¦ FR-CV 3C/6.0㎟¦ UTP Cat.5E 4Px1조 (UPS NMS)¦ F-GV 6㎟x1조¦ 역단위 전산기 (SMS)¦ L-M 분전반¦ FR-CV 3C/2.5㎟¦ FR-CV 3C/4㎟¦ UTP Cat.5E 25Px1조¦ UTP Cat.5E 25Px1조¦ UTP Cat.5E 4Px1조¦ FR-CV 3C/4.0㎟¦ OF-SM 48Core (상선)¦ From: 913정거장 ¦ OF-SM 48Core (하선)¦ OF-SM 48Core (상선)¦ OF-SM 48Core (하선)¦ To: 915정거장 ¦ *전송(IP-MPLS) 및 열차무선(LTE-R)의 전원 및 신호계통은 별도 도면 참조¦ *점선( ) : 철거, 실선( ) : 신설¦ UTP Cat.5E 25Px2조¦ 단자함, OFD¦ OF-SM-24CORE X1조¦ From: 913정거장 ¦ 914정거장 통신기계실 & 안전관리실 CABLE WIRING DIAGRAM¦ 914정거장 통신기계실 & 안전관리실 CABLE WIRING DIAGRAM¦ S = NONE¦ NONE¦ 당산¦ 국회의사당¦ 여의도¦ T¦ 1¦ 0¦ 0¦ 1¦ 0¦ 2¦ 6¦ 0¦ 1¦ 3¦ T¦ 0¦ 0¦ 0¦ 0¦ 0¦ 0¦ 0¦ 0¦ 0¦ 0¦ OFD¦ 배선반¦ 전송설비¦ CCTV MATRIX RACK¦ 사령전화(역장치)¦ 열차무선 중계장치(SOR)¦ UPS¦ 분전반¦ 종합집중관리 콘솔¦ 화재수신반¦ 광점퍼코드x4¦ 광점퍼코드x2¦ UTP Cat.5E 25Px10¦ UL 2464-AMESB 24AWGx16Cx3(방송) , CPEV 0.65/5Px1 (Rail Condition)¦ CPEV 0.65/5Px1(Rail Condition)¦ P.A AMP RACK¦ F-CV 4C/25㎟¦ F-CV 3C/4.0㎟¦ F-CV 3C/4.0㎟¦ F-CV 3C/4.0㎟¦ F-CV 3C/4.0㎟¦ 전기공통접지 단자함¦ UTP Cat.5E 4Px1 (화재수신)¦ UL 2464-AMESB 24AWG 16Cx1 (방송)¦ F-GV 6.0㎟x1¦ F-GV 6.0㎟x2¦ F-GV 6.0㎟x4¦ F-GV 6.0㎟x5¦ F-GV 6.0㎟x7¦ F-GV 6.0㎟x8¦ 통신기계실¦ UTP Cat.5E 4Px4 (영상), UTP Cat.5E 25Px1 (제어)¦ UTP Cat.5E 25Px1 (CONSOLE)¦ F-CV 3C/4.0㎟¦ 접지단자함 (AFC)¦ F-GV 50㎟x1¦ 접지단자함 (통신)¦ UTP Cat.5E 25Px1 (CCTV)¦ F-GV 50㎟x1¦ 분전반((AFC)¦ OF-SM 72Core (상선)¦ Fom: 930정거장 ¦ OF-SM 72Core (하선)¦ To: 932정거장 ¦ 출입통제 (ACU)¦ UTP Cat.5E 4Px1 (DATA)¦ F-CV 3C/4.0㎟¦ F-GV 6.0㎟x6¦ F-GV 6.0㎟x3¦ 행선안내게시기 (LSE)¦ 역무관리실¦ UTP Cat.5E 25Px1 (LSE)¦ Fom: 930정거장 ¦ To: 932정거장 ¦ F-CV 2C/10㎟¦ UTP Cat.5E 4Px1 (화재수신)¦ UTP Cat.5E 4Px1 (화재수신)¦ 지하재방송(역장치)¦ 광점퍼코드x4(FM, TV, 예비)¦ M I S(역장치)¦ 광점퍼코드x12(상위망, 하위망)¦ F-CV 3C/4.0㎟¦ F-CV 3C/4.0㎟¦ F-GV 6.0㎟x9¦ F-GV 6.0㎟x10¦ F-GV 6.0㎟x11¦ 광점퍼코드x2¦ CPEV-S 0.9x10Px2조 직통전화, 연선전화¦ CPEV-S 0.9x10Px2조 직통전화, 연선전화¦ F-GV 6.0㎟x1¦ F-GV 6.0㎟x2¦ *전송(IP-MPLS) 및 열차무선(LTE-R)의 전원 및 신호계통은 별도 도면 참조¦ *점선( ) : 철거, 실선( ) : 신설¦ OF-SM 48Core (상선)¦ From: 930정거장 ¦ OF-SM 48Core (하선)¦ OF-SM 48Core (상선)¦ OF-SM 48Core (하선)¦ To: 932정거장 ¦
| 1단계_정거장 - 복사본 | 1단계_정거장 - 복사본 | 036. T7005034-007 911정거장 CCTV,TDI,시계설비 지하3층 철거평면도 (1_2).dwg | G¦ P¦ \A1;7,330¦ \A1;7,330¦ \A1;500¦ \A1;3,880¦ \A1;7,830¦ \A1;3,880¦ \A1;7,830¦ \A1;23,420¦ \A1;500¦ \A1;7,777¦ \A1;7,500¦ \A1;7,500¦ \A1;7,500¦ \A1;3,750¦ \A1;30,000¦ \A1;5,000¦ \A1;5,000¦ \A1;5,000¦ \A1;5,000¦ \A1;5,000¦ \A1;5,000¦ \A1;5,000¦ \A1;5,000¦ \A1;5,000¦ MATCH LINE DWG No. "S1-TA-S11-DB-020-0"¦ (28) UL 2919-AMESB 24AWG 4Px2조 (TDI)¦ (36) FR-CV 3C/4.0㎟x2조 (TDI POWER)¦ (28) ECX 5C-2Vx4조 (CAMERA)(기존활용)¦ F¦ (16) ECX 5C-2Vx1조 (CAMERA)(기존활용)¦ G¦ (22) ECX 5C-2Vx2조 (CAMERA)(기존활용)¦ D¦ (16) UL 2919-AMESB 24AWG 4Px1조 (TDI)¦ (28) FR-CV 3C/4.0㎟x1조 (TDI POWER)¦ (28) UL 2919-AMESB 24AWG 4Px2조 (TDI)¦ (36) FR-CV 3C/4.0㎟x2조 (TDI POWER)¦ (28) ECX 5C-2x4조 (CAMERA)(기존활용)¦ B¦ 본선 TRAY 이용¦ A¦ 본선 TRAY 이용¦ E¦ KEY PLAN¦ C¦ Y00¦ Y01¦ Y03¦ Y05¦ Y06¦ 22,777¦ 33,750¦ 7,500¦ 86,527¦ X10¦ X11¦ X12¦ X13¦ X14¦ X09¦ X08¦ X07¦ X06¦ X05¦ X04¦ X01¦ X02¦ X00¦ X03¦ UP¦ UP¦ 창고1¦ 창고2¦ 승강장¦ 911 정거장¦ STA.12km615.167¦ ELE-4¦ TRAY (900x150)¦ UP TO 지하2층¦ ECX 5C-2Vx4조 (CAMERA)(기존활용)¦ (28) ECX 5C-2x3조 (CAMERA)(기존활용)¦ (16) UL 2919-AMESB 24AWG 4Px1조 (TDI)¦ (28) FR-CV 3C/4.0㎟x1조 (TDI POWER)¦ (P21:400x400x200)¦ P-1¦ ECX 5C-2Vx4조 (CAMERA)(기존활용)¦ TRAY (900x150)¦ UP TO 지하2층¦ ELE-2¦ P-2¦ (16) ECX 5C-2Vx1조 (CAMERA)(기존활용)¦ (16) ECX 5C-2Vx1조 (CAMERA)(기존활용)¦ (16) ECX 5C-2Vx1조 (CAMERA)(기존활용)¦ (P19:200x200x100)¦ (P20:300x300x200)¦ D¦ G¦ E¦ P-4¦ UL 2919-AMESB 24AWG 4Px2조 (TDI)¦ FR-CV 3C/4.0㎟x2조 (TDI POWER)¦ UL 2919-AMESB 24AWG 4Px2조 (TDI)¦ FR-CV 3C/4.0㎟x2조 (TDI POWER)¦ (16) ECX 5C-2Vx1조 (CAMERA)(기존활용)¦ B¦ G¦ A¦ F¦ C¦ UTP Cat.5E 4Px4조 (TDI)¦ OF-MM-12Core(난연)x2조 (TDI)¦ UTP Cat.5E 4Px4조 (TDI)¦ OF-MM-12Core(난연)x2조 (TDI)¦ (16) UTP Cat.5E 4Px2조 (TDI)¦ (28) OF-MM-12Core(난연)x1조 (TDI)¦ (22) UTP Cat.5E 4Px4조 (TDI)¦ (28)x2 OF-MM-12Core(난연)x1조x2 (TDI)¦ (22) UTP Cat.5E 4Px4조 (TDI)¦ (28)x2 OF-MM-12Core(난연)x1조x2 (TDI)¦ (16) UTP Cat.5E 4Px2조 (TDI)¦ (28) OF-MM-12Core(난연)x1조 (TDI)¦ 본선 TRAY 이용¦ OF-SM-4Cx1조 [공간화상)(철거)¦ F-CV 3C/2.5㎟x1조 (공간화상)(철거)¦ OF-SM-4Cx1조 [공간화상)(철거)¦ F-CV 3C/2.5㎟x1조 (공간화상)(철거)¦ OF-SM-4Cx1조 [공간화상)(철거)¦ F-CV 3C/2.5㎟x1조 (공간화상)(철거)¦ OF-SM-4Cx1조 [공간화상)(철거)¦ F-CV 3C/2.5㎟x1조 (공간화상)(철거)¦ NOTE¦ 1. 광케이블, 전원/접지케이블 (OF-SM-4Core, CV 3C/2.5㎟)¦ 3. 승강장 ANT설치위치: 열차 진행방향 정거장 시종점부에 설치¦ 2. 광케이블, 전원/접지케이블 (OF-SM-8Core, CV 3C/2.5㎟)¦ OF-SM-4Cx1조 [공간화상)(철거)¦ F-CV 3C/2.5㎟x1조 (공간화상)(철거)¦ OF-SM-4Cx1조 [공간화상)(철거)¦ F-CV 3C/2.5㎟x1조 (공간화상)(철거)¦ 본선 TRAY 이용¦ (16) UL 2919-AMESB 24AWG 4Px1조 (TDI)¦ (28) FR-CV 3C/4.0㎟x1조 (TDI POWER)¦ (16) ECX 5C 2Vx1조 (CAMERA)(기존활용)¦ (16) UTP Cat.5E 4Px2조 (TDI)¦ (28) OF-MM-12Core(난연)x1조 (TDI)¦ (22) ECX 5C-2Vx2조 (CAMERA)(기존활용)¦ (16) UL 2919-AMESB 24AWG 4Px1조 (TDI)¦ (28) FR-CV 3C/4.0㎟x1조 (TDI POWER)¦ (16) UTP Cat.5E 4Px2조 (TDI)¦ (28) OF-MM-12Core(난연)x1조 (TDI)¦ vmh¦ vmh¦ vmh¦ vmh¦ vmh¦ (철거)¦ 지하철 911정거장¦ 염창¦ 신목동¦ 선유도¦ 1/400¦ S = 1 / 400¦ 911정거장 CCTV,TDI,시계설비 지하3층 철거평면도(1/2)¦ 911정거장 CCTV,TDI,시계설비 지하3층¦ 철거평면도(1/2)¦ T¦ 7¦ 0¦ 0¦ 5¦ 0¦ 3¦ 4¦ 0¦ 0¦ 7¦ CCTV(기존동축활용)¦ P¦
| 1단계_정거장 - 복사본 | 1단계_정거장 - 복사본 | 045. T7009934-003 909정거장 출입통제설비 지하1층 철거 평면도 (1_2).dwg | C/R¦ ACU¦ P¦ \A1;7,900¦ \A1;28,000¦ \A1;7,600¦ \A1;7,900¦ \A1;6,100¦ \A1;6,100¦ \A1;7,500¦ \A1;7,500¦ \A1;7,500¦ \A1;7,500¦ \A1;7,500¦ \A1;7,500¦ \A1;7,500¦ \A1;7,500¦ \A1;7,500¦ \A1;7,500¦ \A1;7,500¦ \A1;7,500¦ \A1;7,500¦ \A1;5,000¦ \A1;5,000¦ \A1;5,000¦ \A1;5,000¦ \A1;5,000¦ \A1;2,024¦ \A1;30,000¦ \A1;27,023¦ \A1;124,523¦ \A1;67,500¦ \A1;57,023¦ L¦ MATCH LINE DWG No. "S1-TA-S09-DB-018-0"¦ 지상E/L¦ X-09¦ X-07¦ X-05¦ X-03¦ X-01¦ X00¦ X01¦ X02¦ X03¦ X04¦ X06¦ X08¦ Y04¦ Y03¦ Y02¦ Y01¦ Y00¦ 발매기실 1¦ 편의점¦ DN¦ DN¦ 통신기계실¦ 복 도¦ 공조기계실¦ 물탱크실¦ 외부계단 1¦ 내부계단 1¦ 내부계단 2¦ 화장실¦ MATCH LINE DWG No. "S1-TA-S09-DB-019-0"¦ (16) UTP Cat.5E 4Px2조 (출입통제)¦ (16) UTP Cat.5E 4Px2조 (출입통제)¦ MATCH LINE DWG No. "S1-TA-S09-DB-019-0"¦ UTP Cat.5E 4Px8조 (출입통제)¦ 임대상가¦ KEY PLAN¦ UTP Cat.5E 4Px2조 (출입통제)¦ UTP Cat.5E 4Px2조 (출입통제)¦ UTP Cat.5E 4Px12조 (출입통제)¦ DOWN TO 통신기계실 ACCESS FLOOR¦ UTP Cat.5E 4Px12조 (출입통제)¦ TRAY (600x150)¦ 909정거장 출입통제설비 지하1층 철거 평면도 (1/2)¦ 909정거장 출입통제설비 지하1층 철거 평면도 (1/2)¦ S = 1 / 400¦ 1/400¦ 지하철 909정거장¦ 가양¦ 등촌¦ 염창¦ T¦ 7¦ 0¦ 0¦ 9¦ 9¦ 3¦ 4¦ 3¦ 0¦ 0¦ P¦
| 1단계_정거장 - 복사본 | 1단계_정거장 - 복사본 | 054. T9103066-001 912정거장 신호통신기계실 기기배치도 및 바닥 TRAY 설치도.dwg | \A1;7,500¦ \A1;26,250¦ \A1;10,450¦ \A1;2,200¦ \A1;2,100¦ \A1;6,150¦ \A1;500¦ \A1;800¦ \A1;1,000¦ \A1;500¦ \A1;1,200¦ \A1;500¦ \A1;10,311¦ \A1;4,600¦ \A1;7,781¦ \A1;800¦ \A1;1,014¦ \A1;1,000¦ \A1;800¦ TRAY 설치도¦ 906정거장 통신기계실 기기배치도 및 바닥¦ -¦ T¦ 0¦ 0¦ 0¦ 0¦ 0¦ 0¦ 0¦ 0¦ 0¦ 0¦ : 철거¦ OFD 랙¦ 기지국¦ 역사노드¦ 스위치 ¦ MDF 랙¦ 장치 랙¦ 백본 랙¦ 랙¦ OFD 랙¦ 기지국장치 랙¦ 역사노드백본 랙¦ 스위치 랙¦ MDF 랙¦ 600x600x2200¦ 600x600x2200¦ 600x600x2200¦ 600x600x2200¦ 600x600x2200¦ 22¦ 23¦ 24¦ 25¦ 26¦ 신호통신기계실¦ X27¦ X28¦ X29¦ X30¦ Y04¦ 장 비 명¦ 규 격 (W x D)¦ 발매기실¦ UPS(15KVA)¦ 800 x 950 x 1800¦ ATS&AVR&DIST¦ 1000 x 950 x 1800¦ BATTERY¦ 1600 x 950 x 1800¦ 사령전화역장치¦ 대열차공간화상설비(지상)¦ 600 x 600 x 800¦ 600 x 750 x 2200¦ 1,272 x 500 x 2200¦ 600 x 300 x 2200¦ 화상설비(CCTV) ¦ 701.5 x 750 x 2200¦ 배선반(MDF)¦ 전송장비(ADM+MUX) ¦ 방송설비(PA)¦ 575 x 600 x 1920¦ 전기시계설비(CLOCK) ¦ 600 x 750 x 1800¦ 종합무선 중계설비(복합통신)¦ 570 x 650 x 1913¦ 열차무선설비(SOR) ¦ 600 x 750 x 1800¦ 냉난방기 (기계설비)¦ 1,100 x 500¦ MDF¦ ADM¦ MUX¦ CLOCK¦ 복합¦ SOR¦ 통신¦ 사령¦ 전화¦ PA¦ PA¦ UPS¦ ATS&AVR&DIST¦ BATT¦ 냉난방기¦ 대열차¦ 전송¦ CCTV¦ CCTV¦ G¦ T¦ B¦ DUCT (150x100)¦ Equipment Schedule¦ NO.¦ 1¦ 2¦ 3¦ 4¦ 5¦ 6¦ 7¦ 8¦ 9¦ 10¦ 11¦ 12¦ 13¦ OFD 랙¦ 기지국¦ 역사노드¦ 장치 랙¦ 백본 랙¦ OFD 랙¦ 기지국장치 랙¦ 역사노드백본 랙¦ 600x600x2200¦ 600x600x2200¦ 600x600x2200¦ 14¦ 15¦ 16¦ 신설 TRAY (150x100)¦ 912정거장 신호통신기계실 기기배치도 및 바닥 TRAY 설치도¦ S = 1 / 100¦ 1/100¦ 신목동¦ 선유도¦ 당산¦ 바닥 TRAY 설치도¦ 912정거장 신호통신기계실 기기배치도 및 ¦ 9¦ 1¦ 0¦ 3¦ 0¦ 6¦ 6¦ 0¦ 0¦ 1¦ T¦ \A1;3,750¦ \A1;7,500¦ \A1;7,500¦
| 1단계_정거장 - 복사본 | 1단계_정거장 - 복사본 | 037. T7005034-009 909정거장 CCTV,TDI,시계설비 지하2층 철거평면도 (1_2).dwg | G¦ P¦ \A1;30,000¦ \A1;64,959¦ \A1;94,959¦ \A1;7,500¦ \A1;7,500¦ \A1;7,500¦ \A1;5,000¦ \A1;5,000¦ \A1;5,000¦ \A1;5,000¦ \A1;5,000¦ \A1;5,000¦ \A1;5,000¦ \A1;5,000¦ \A1;5,000¦ \A1;5,000¦ \A1;5,000¦ \A1;2,460¦ \A1;7,500¦ \A1;7,500¦ \A1;7,900¦ \A1;7,900¦ \A1;28,000¦ \A1;6,100¦ \A1;6,100¦ B¦ (22) ECX 5C-2Vx2조 (CAMERA)(기존활용)¦ C¦ (16) ECX 5C-2Vx1조 (CAMERA)(기존활용)¦ A¦ (28) ECX 5C-2Vx4조 (CAMERA)(기존활용)¦ MATCH LINE DWG No. "S1-TA-S09-DB-021-0"¦ KEY PLAN¦ OF-SM-24Cx1조 [공간화상)(철거)¦ 본선 TRAY 이용¦ Y04¦ Y03¦ Y02¦ Y01¦ Y00¦ X00¦ X01¦ X02¦ X03¦ X04¦ X06¦ X08¦ X10¦ X12¦ X14¦ X-01¦ UP¦ UP¦ PSD기계실1¦ 승강장¦ PSD기계실2¦ 승강장¦ 909 정거장¦ STA.10km845.167¦ (P26:200x200x100)¦ (P27:200x200x100)¦ (16) UL 2919-AMESB 24AWG 4Px1조 (TDI)¦ (28) FR-CV 3C/4.0㎟x1조 (TDI POWER)¦ (16) UTP Cat.5E 4Px2조 (TDI)¦ (16) ECX 5C-2Vx1조 (CAMERA)(기존활용)¦ (16) UL 2919-AMESB 24AWG 4Px1조 (TDI)¦ (28) FR-CV 3C/4.0㎟x1조 (TDI POWER)¦ (16) UTP Cat.5E 4Px2조 (TDI)¦ (22) ECX 5C-2Vx2조 (CAMERA)(기존활용)¦ (28) ECX 5C-2Vx3조 (CAMERA)(기존활용)¦ ECX 5C-2Vx4조 (CAMERA)(기존활용)¦ TRAY (900x150)¦ UP TO 지하 1층¦ (16) ECX 5C-2Vx1조 (CAMERA)(기존활용)¦ ECX 5C-2Vx4조 (CAMERA)(기존활용)¦ TRAY (900x150)¦ UP TO 지하 1층¦ (22) ECX 5C-2Vx2조 (CAMERA)(기존활용)¦ A¦ C¦ B¦ A¦ P-1¦ ELE-5¦ P-2¦ P-4¦ (P29:200x200x100)¦ (P34:200x200x100)¦ ELE-6¦ (P35:400x400x200)¦ (28) OF-MM-12Core(난연)x1조 (TDI)¦ (28) OF-MM-12Core(난연)x1조 (TDI)¦ NOTE¦ 1. 광케이블, 전원/접지케이블 (OF-SM-4Core, CV 3C/2.5㎟)¦ 3. 승강장 ANT설치위치: 열차 진행방향 정거장 시종점부에 설치¦ 2. 광케이블, 전원/접지케이블 (OF-SM-8Core, CV 3C/2.5㎟)¦ F-CV 3C/2.5㎟x1조 (공간화상)(철거)¦ OF-SM-24Cx1조 [공간화상)(철거)¦ 본선 TRAY 이용¦ F-CV 3C/2.5㎟x1조 (공간화상)(철거)¦ OF-SM-4Cx1조 [공간화상)(철거)¦ F-CV 3C/2.5㎟x1조 (공간화상)(철거)¦ OF-SM-4Cx1조 [공간화상)(철거)¦ F-CV 3C/2.5㎟x1조 (공간화상)(철거)¦ OF-SM-4Cx1조 [공간화상)(철거)¦ 본선 TRAY 이용¦ F-CV 3C/2.5㎟x1조 (공간화상)(철거)¦ (22) ECX 5C-2Vx2조 (CAMERA)(기존활용)¦ vmh¦ vmh¦ vmh¦ vmh¦ vmh¦ OF-SM-4Cx1조 [공간화상)(철거)¦ 본선 TRAY 이용¦ F-CV 3C/2.5㎟x1조 (공간화상)(철거)¦ D¦ D¦ OF-SM-4Cx1조 [공간화상)(철거)¦ OF-SM-4Cx1조 [공간화상)(철거)¦ OF-SM-24Cx1조 [공간화상)(철거)¦ (철거)¦ (철거)¦ 지하철 909정거장¦ 가양¦ 등촌¦ 염창¦ 1/400¦ S = 1 / 400¦ 909정거장 CCTV,TDI,시계설비 지하2층 철거평면도(1/2)¦ 909정거장 CCTV,TDI,시계설비 지하2층¦ 철거평면도(1/2)¦ T¦ 7¦ 0¦ 0¦ 5¦ 0¦ 3¦ 4¦ 0¦ 0¦ 9¦ CCTV(기존동축활용)¦ P¦
| 1단계_정거장 - 복사본 | 1단계_정거장 - 복사본 | 030. T7005034-001 904정거장 CCTV,TDI,시계설비 지하1층 신설평면도(1_2).dwg | P¦ P¦ ACU¦ CCTV¦ CONSOLE¦ KEY PLAN¦ \A1;7500¦ \A1;10681¦ \A1;11638¦ \A1;10681¦ \A1;5680¦ \A1;12600¦ \A1;11400¦ \A1;22800¦ \A1;11400¦ \A1;12600¦ \A1;48000¦ \A1;1061¦ \A1;9620¦ L¦ L1¦ TRAY (300x100)¦ UTP CAT.5E 25Px1조 (CONSOLE)¦ UTP CAT.5E 4Px4조 (CONSOLE)¦ FR-CV 3C/6.0㎟x1조 (LSE POWER)¦ UTP Cat.5E 4Px2조 (CL POWER)(신설)¦ F-CV 3C/2.5㎟x1조 (공간화상)(기존활용)¦ OF- SM-4Cx1조 (공간화상)(기존활용)¦ UTP Cat.5E4Px15조 (CAMERA)(신설)¦ OF-SM-8C(난연)x10조(신설) ¦ FR-CV 3C/4.0㎟x10조(신설) ¦ OF-SM-8C(난연)x2조(승강장모니터)(신설) ¦ FR-CV 3C/4.0㎟x2조(승강장모니터)(신설) ¦ CCTV¦ RACK¦ ES-12¦ AGM-4¦ ES-11¦ ELE-7¦ ELE-5¦ AGM-1¦ ES-10¦ ES-9¦ T-1¦ F¦ D¦ B¦ C¦ UTP CAT.5E 4Px4조 (CONSOLE)¦ UTP CAT.5E 25Px1조 (CONSOLE)¦ TRAY (300x100)¦ ATVM-1¦ B¦ ELE-3¦ C-1¦ ES-4¦ ES-6¦ ELE-4¦ DOWN TO 지하1층 E/L¦ 지상E/L¦ UP TO 지상 E/L¦ ELE-2¦ DOWN TO 지하1층 E/L¦ 지상E/L¦ ES-2¦ ES-1¦ A¦ C¦ D¦ F¦ ES-5¦ ELE-1¦ F¦ MATCH LINE DWG No. "S1-TA-S04-DB-018-1.dwg"¦ ES-3¦ (P4:200x200x100)¦ (P6:200x200X100)¦ (P3:300x300x200)¦ (P1:200x200X100)¦ (P8:200x200x100)¦ (P10:200x200x100)¦ H¦ (P11:200x200x100)¦ (P7:200x200x100)¦ G-1¦ COMM-1¦ A¦ G¦ (P5:200x200x100)¦ (P2:200x200x100)¦ I¦ (P9:300x300x200)¦ AGM-2¦ AGM-3¦ I¦ DN¦ DN¦ X-03¦ X-02¦ X-01¦ X00¦ X01¦ X02¦ X03¦ X04¦ X05¦ X06¦ X07¦ X08¦ X09¦ X10¦ X11¦ Y-01¦ Y00¦ UP¦ UP¦ 7,200¦ 7,500¦ 7,500¦ 7,500¦ 7,500¦ 7,500¦ 7,500¦ 7,500¦ 7,500¦ Y02¦ Y04¦ Y01¦ Y03¦ Y05¦ DN¦ DN¦ DN¦ DN¦ DN¦ DN¦ UP¦ UP¦ UP¦ UP¦ UP¦ UP¦ UP¦ UP¦ UP¦ UP¦ 통신기계실¦ 안전관리실¦ 편 의 점 ¦ 이동통신¦ 기계실¦ 발매기실1¦ 화 장 실¦ 용역창고¦ 용역원대기실¦ 대 합 실¦ 비품창고¦ NOTE¦ 1. 광케이블, 전원/접지케이블 (OF-SM-4Core, CV 3C/2.5㎟)¦ 2. 승강장 ANT설치위치: 열차 진행방향 정거장 시종점부에 설치¦ 2. 광케이블, 전원/접지케이블 (OF-SM-8Core, CV 3C/2.5㎟)¦ A¦ H¦ vmh¦ vmh¦ vmh¦ vmh¦ vmh¦ vmh¦ vmh¦ vmh¦ VMT¦ vmh¦ vmh¦ vmh¦ vmh¦ vmh¦ vmh¦ vmh¦ vmh¦ vmh¦ vmh¦ vmh¦ vmh¦ vmh¦ vmh¦ 임대상가1¦ 임대상가4¦ 임대상가2¦ 임대상가3¦ (16) UTP Cat.5E4Px1조 (CAMERA)¦ (16) UTP Cat.5E4Px1조 (CAMERA)¦ (22) UTP Cat.5E4Px2조 (CAMERA)¦ (16) UTP Cat.5E4Px1조 (CAMERA)¦ TRAY (600x150)¦ UTP Cat.5E4Px3조 (CAMERA)¦ DOWN TO 지하2층¦ DOWN TO 지하2층¦ TRAY (600x150)¦ UTP Cat.5E4Px2조 (CAMERA)¦ (36) UTP Cat.5E4Px6조 (CAMERA)¦ TRAY (900x150)¦ DOWN TO 통신기계실 ACCESS FLOOR¦ (16) UTP Cat.5E4Px1조 (CAMERA)¦ (22) UTP Cat.5E4Px2조 (CAMERA)¦ (16) UTP Cat.5E4Px1조 (CAMERA)¦ (22) UTP Cat.5E4Px2조 (CAMERA)¦ (16) UTP Cat.5E4Px1조 (CAMERA)¦ (42) UTP Cat.5E4Px7조 (CAMERA)¦ (36) UTP Cat.5E4Px5조 (CAMERA)¦ (16) UTP Cat.5E4Px1조 (CAMERA)¦ UP TO 지상 E/L¦ (28) UTP Cat.5E4Px4조 (CAMERA)¦ (22) UTP Cat.5E4Px2조 (CAMERA)¦ FR-CV 3C/6.0㎟x1조 (LSE POWER)¦ (28) UTP Cat.5E4Px4조 (CAMERA)¦ (42) UTP Cat.5E4Px8조 (CAMERA)¦ (36) UTP Cat.5E4Px5조 (CAMERA)¦ TRAY (900x150)¦ DOWN TO 안전관리실 ACCESS FLOOR¦ J¦ J¦ J¦ (16) OF-SM-8Core(난연)x1조(대합실게시기)(신설)¦ (28) FR-CV 3C/4.0㎟x1조 (대합실게시기 POWER)(기존활용)¦ OF-SM-8Core(난연)x2조(대합실게시기)(신설)¦ FR-CV 3C/4.0㎟x2조 (대합실게시기 POWER)(기존활용)¦ OF-SM-8Core(난연)x2조(대합실게시기)(신설)¦ FR-CV 3C/4.0㎟x2조 (대합실게시기 POWER)(기존활용)¦ (16) OF-SM-8Core(난연)x2조(대합실게시기)(신설)¦ (28) FR-CV 3C/4.0㎟x2조 (대합실게시기 POWER)(기존활용)¦ (16) OF-SM-8Core(난연)x1조(대합실게시기)(신설)¦ (28) FR-CV 3C/4.0㎟x1조 (대합실게시기 POWER)(기존활용)¦ G-1¦ G¦ (28) UTP Cat.5E4Px4조 (CAMERA)¦ OF-SM-8Core(난연)x1조(대합실게시기)(신설)¦ FR-CV 3C/4.0㎟x1조 (대합실게시기 POWER)(기존활용)¦ UTP Cat.5E4Px23조 (CAMERA)¦ OF-SM-8C(난연)x4조(신설) ¦ FR-CV 3C/4.0㎟x4조(신설) ¦ (36) UTP Cat.5E4Px4조 (CAMERA)¦ (36) OF-SM-8C(난연)x4조(신설) ¦ (36) FR-CV 3C/4.0㎟x4조(신설) ¦ 스피드돔¦ 스피드돔¦ UTP Cat.5E4Px30조 (CAMERA)¦ OF-SM-8C(난연)x4조(신설) ¦ FR-CV 3C/4.0㎟x4조(신설) ¦ (36) UTP Cat.5E4Px8조 (CAMERA)¦ UTP Cat.5E4Px4조 (CAMERA)¦ (36) UTP Cat.5E4Px4조 (CAMERA)¦ VMT¦ OF-SM-8Core(난연)x1조 (모니터)(신설)¦ FR-CV 3C/4.0㎟x1조 (모니터POWER)(신설) ¦ OF-SM-8Core(난연)x1조 (모니터)(신설)¦ FR-CV 3C/4.0㎟x1조 (모니터POWER)(신설) ¦ UL 2919-AMESB 24AWG 4Px2조 (TDI)(기존활용)¦ FR-CV 3C/4.0㎟x2조 (TDI POWER)(기존활용)¦ FR-CV 3C/4.0㎟x2조 (TDI POWER)(기존활용)¦ FR-CVVSB 6C/1.5㎟x2조 (TDI)(기존활용)¦ FR-CV 3C/4.0㎟x4조 (TDI POWER)(기존활용)¦ UL 2919-AMESB 24AWG 4Px4조 (TDI)(기존활용)¦ (28)x2 UL 2919-AMESB 24AWG 4Px4조 (TDI)(기존활용)¦ (36)x2 FR-CV 3C/4.0㎟x4조 (TDI POWER)(기존활용)¦ (28) UL 2919-AMESB 24AWG 4Px2조 (TDI)(기존활용)¦ (36) FR-CV 3C/4.0㎟x2조 (TDI POWER)(기존활용)¦ OF-MM-12Core(난연)x4조 (TDI)(기존활용)¦ UTP Cat.5E 4Px8조 (TDI)(기존활용)¦ UTP Cat.5E 2Px4조 (TDI)(기존활용)¦ OF-MM-12Core(난연)x2조 (TDI)(기존활용)¦ (28)x2 OF-MM-12Core(난연)x2조 (TDI)(기존활용)¦ (36) UTP Cat.5E 4Px8조 (TDI)(기존활용)¦ UTP Cat.5E 4Px4조 (TDI)(기존활용)¦ OF-MM-12Core(난연)x2조 (TDI)(기존활용)¦ (28)x2 OF-MM-12Core(난연)x2조 (TDI)(기존활용)¦ (22) UTP Cat.5E 4Px4조 (TDI)(기존활용)¦ (28) UL 2919-AMESB 24AWG 4Px2조 (TDI)(기존활용)¦ (36) FR-CV 3C/4.0㎟x2조 (TDI POWER)(기존활용)¦ (28)x2 OF-MM-12Core(난연)x2조 (TDI)(기존활용)¦ (22) UTP Cat.5E 4Px4조 (TDI)(기존활용)¦ (28)x2 UL 2919-AMESB 24AWG 4Px4조 (TDI)(기존활용)¦ (36)x2 FR-CV 3C/4.0㎟x4조 (TDI POWER)(기존활용)¦ (28)x2 OF-MM-12Core(난연)x2조 (TDI)(기존활용)¦ (36) UTP Cat.5E 4Px8조 (TDI)(기존활용)¦ UL 2919-AMESB 24AWG 4Px4조 (TDI)(기존활용)¦ FR-CV 3C/4.0㎟x4조 (TDI POWER)(기존활용)¦ OF-MM-12Core(난연)x4조 (TDI)(기존활용)¦ UTP Cat.5E 4Px8조 (TDI)(기존활용)¦ (28) UL 2919-AMESB 24AWG 4Px2조 (TDI)(기존활용)¦ (36) FR-CV 3C/4.0㎟x2조 (TDI POWER)(기존활용)¦ (28)x2 OF-MM-12Core(난연)x2조 (TDI)(기존활용)¦ (22) UTP Cat.5E 4Px4조 (TDI)(기존활용)¦ (16) OF-SM-8C(난연)x1조(CAMERA) ¦ (16) FR-CV 3C/4.0㎟x1조(CAMERA) ¦ (16) OF-SM-8C(난연)x1조(CAMERA) ¦ (16) FR-CV 3C/4.0㎟x1조(CAMERA) ¦ (16) OF-SM-8C(난연)x1조(CAMERA) ¦ (16) FR-CV 3C/4.0㎟x1조(CAMERA) ¦ (16) OF-SM-8C(난연)x1조(CAMERA) ¦ (16) FR-CV 3C/4.0㎟x1조(CAMERA) ¦ (16) OF-SM-8C(난연)x1조(CAMERA) ¦ (16) FR-CV 3C/4.0㎟x1조(CAMERA) ¦ (16) OF-SM-8C(난연)x1조(CAMERA) ¦ (16) FR-CV 3C/4.0㎟x2조(CAMERA) ¦ (16) OF-SM-8C(난연)x1조(CAMERA) ¦ (16) FR-CV 3C/4.0㎟x4조(CAMERA) ¦ (16) OF-SM-8C(난연)x1조(CAMERA) ¦ (16) FR-CV 3C/4.0㎟x1조(CAMERA) ¦ (16) OF-SM-8C(난연)x1조(CAMERA) ¦ (16) FR-CV 3C/4.0㎟x1조(CAMERA) ¦ (16) OF-SM-8C(난연)x1조(CAMERA) ¦ (16) FR-CV 3C/4.0㎟x6조(CAMERA) ¦ (16) OF-SM-8C(난연)x1조(CAMERA) ¦ (16) FR-CV 3C/4.0㎟x1조(CAMERA) ¦ OF-SM-8C(난연)x1조(CAMERA) ¦ FR-CV 3C/4.0㎟x1조(CAMERA) ¦ (16) OF-SM-8C(난연)x1조(CAMERA) ¦ (16) FR-CV 3C/4.0㎟x1조(CAMERA) ¦ 지하철 904정거장¦ 공항시장¦ 신방화¦ 마곡나루¦ 1/400¦ S = 1 / 400¦ 904정거장 CCTV,TDI,시계설비 지하1층 신설평면도(1/2)¦ 904정거장 CCTV,TDI,시계설비 지하1층¦ 신설평면도(1/2)¦ T¦ 7¦ 0¦ 0¦ 5¦ 0¦ 3¦ 4¦ 0¦ 0¦ 1¦ CCTV(기존동축활용)¦
| 1단계_정거장 - 복사본 | 1단계_정거장 - 복사본 | 036. T7003034-004 종합관리 및 복지후생동 방송설비 지상2층 신설평면도.dwg | \A1;7,700¦ \A1;67,100¦ \A1;6,600¦ \A1;6,600¦ \A1;6,600¦ \A1;6,600¦ \A1;6,600¦ \A1;6,600¦ \A1;6,600¦ \A1;6,600¦ \A1;6,600¦ \A1;2,100¦ \A1;10,800¦ \A1;2,500¦ \A1;5,000¦ \A1;7,500¦ \A1;27,900¦ \A1;3,200¦ \A1;3,400¦ \A1;3,200¦ \A1;3,400¦ \A1;1,800¦ \A1;3,000¦ \A1;3,600¦ \A1;3,000¦ \A1;3,600¦ \A1;600¦ \A1;600¦ \A1;2,200¦ \A1;4,400¦ (기설활용)¦ OPEN¦ DN¦ UP¦ DN¦ UP¦ RA/SA¦ 투시형난간¦ 연결통로¦ P¦ D¦ P¦ D¦ A¦ D¦ C¦ H¦ 17인승¦ 17인승¦ 장애우¦ 겸 용¦ X01¦ X02¦ X03¦ X04¦ X05¦ X06¦ X07¦ X08¦ X09¦ X10¦ X11¦ Y01¦ Y02¦ Y04¦ Y05¦ Y06¦ Y03¦ 화장실(남)¦ 화장실(여)¦ 계단실-2¦ 계단실-1¦ HALL/복도¦ 공조실¦ 갱의실(남)¦ 갱의실(여)¦ 발코니¦ SLOPE¦ 장애우¦ 장애우¦ -100¦ SLOPE¦ SLOPE¦ F.D 0 75(2개소)¦ /¦ SLOPE¦ EPS¦ (16) HIV 1.5㎟x5조 (지상1층 SP)¦ (16) HIV 1.5㎟x5조 (지하1.2층 SP)¦ (54) FR-CVVSB 20C/1.5㎟x1조 (준비실)¦ (28) MIC-SH 2C/0.75㎟x2조 (준비실)¦ (16) HIV 1.5㎟x5조 (지하1,2층 SP)¦ (22) HIV 1.5㎟x10조 (지상1,2층 SP)¦ UP TO 지상3층 EPS실¦ (P5:400x400X200)¦ DOWN TO 지상1층 EPS실¦ (54) FR-CVVSB 20C/1.5㎟x1조 (준비실)¦ (28) MIC-SH 2C/0.75㎟x2조 (준비실)¦ NOTE¦ (16) UTP Cat.5E 4Px1조 (화재탐지용)¦ (16) UTP Cat.5E 4Px1조 (화재탐지용)¦ 901정거장방향¦ (28) UTP Cat.5E 25Px1조 (화재탐지용)¦ (28) UTP Cat.5E 25Px1조 (화재탐지용)¦ 재경본부장¦ 문서실1¦ 문서실2¦ 인사팀¦ 보건/안전/보안¦ 현금취급실¦ 예비실1¦ 예비실2¦ 공조실¦ 인사임원실¦ 총무팀¦ 회의실¦ 재무ㆍ회계팀¦ 강의실1¦ 강의실2¦ 강의실3¦ : (16) HIV 1.5㎟x2조¦ : (16) HIV 1.5㎟x5조¦ : (16) HIV 1.5㎟x6조¦ : (22) HIV 1.5㎟x7조¦ : (22) HIV 1.5㎟x8조¦ : (22) HIV 1.5㎟x10조¦ : (16) HIV 1.5㎟x4조¦ : (16) HIV 1.5㎟x3조¦ 종합관리 및 복지후생동 방송설비 지상2층¦ 종합관리 및 복지후생동 방송설비 지상2층 신설평면도¦ S = 1/300¦ 1/300¦ 차량기지¦ 차량기지¦ 신설평면도¦ T¦ 7¦ 0¦ 0¦ 3¦ 0¦ 3¦ 4¦ 0¦ 0¦ 4¦ P¦
| 1단계_정거장 - 복사본 | 1단계_정거장 - 복사본 | 037. T7003034-005 종합관리 및 복지후생동 방송설비 지상3층 신설평면도.dwg | PA AMP¦ \A1;7,700¦ \A1;67,100¦ \A1;6,600¦ \A1;6,600¦ \A1;6,600¦ \A1;6,600¦ \A1;6,600¦ \A1;6,600¦ \A1;6,600¦ \A1;6,600¦ \A1;6,600¦ \A1;2,100¦ \A1;7,500¦ \A1;7,500¦ \A1;27,900¦ \A1;3,300¦ \A1;2,500¦ \A1;5,000¦ \A1;7,500¦ \A1;3,300¦ \A1;4,200¦ \A1;3,200¦ \A1;3,400¦ \A1;3,200¦ \A1;3,400¦ \A1;5,700¦ \A1;1,800¦ \A1;600¦ \A1;3,100¦ \A1;3,000¦ \A1;500¦ (기설활용)¦ MTG. room¦ 회의실¦ 갱의실¦ (남)¦ 기술본부장¦ 비서실¦ 기술본부장실¦ 기술본부 사무실¦ 전산운영실¦ MIS/AFC실¦ 종합사령실/기계실¦ 공조실¦ 유지보수실¦ 통합전원실¦ 기술부¦ 본부장실¦ 갱의실¦ (여)¦ 기술본부 사무실¦ 기술본부 사무실¦ : (16) HIV 1.5㎟x2조¦ NOTE¦ : (16) HIV 1.5㎟x5조¦ : (16) HIV 1.5㎟x6조¦ : (22) HIV 1.5㎟x7조¦ : (22) HIV 1.5㎟x8조¦ : (22) HIV 1.5㎟x10조¦ : (16) HIV 1.5㎟x4조¦ : (16) HIV 1.5㎟x3조¦ X01¦ X02¦ X03¦ X04¦ X05¦ X06¦ X07¦ X08¦ X09¦ X10¦ X11¦ Y01¦ Y02¦ Y04¦ Y05¦ Y06¦ Y03¦ (P8:400x400x200)¦ 방송단자함¦ [30P]¦ (P6:400x400x200)¦ (P7:400x400x200)¦ (54) FR-CVVSB 20C/1.5㎟x1조 (준비실)¦ (28) MIC-SH 2C/0.75㎟x2조 (준비실)¦ (36) FR-CVVS 2C/1.5㎟x2조 (외부 SP)¦ (28) HIV 1.5㎟x15조 (지상1,2층 및 지하1,2층 SP)¦ (22) HIV 1.5㎟x10조 (지상4,5층 SP)¦ (16) UTP Cat.5E 4Px1조 (화재탐지용)¦ (28) UTP Cat.5E 25Px1조 (화재탐지용)¦ (54) FR-CVVSB 20C/1.5㎟x1조 (준비실)¦ (28) MIC-SH 2C/0.75㎟x2조 (준비실)¦ (36) FR-CVVS 2C/1.5㎟x2조 (외부 SP)¦ (28) HIV 1.5㎟x15조 (지상1,2층 및 지하1,2층 SP)¦ (22) HIV 1.5㎟x10조 (지상4,5층 SP)¦ (16) UTP Cat.5E 4Px1조 (화재탐지용)¦ (28) UTP Cat.5E 25Px1조 (화재탐지용)¦ (22) HIV 1.5㎟x10조 (지상1,2층 SP)¦ (16) HIV 1.5㎟x5조 (지하1,2층 SP)¦ (36) FR-CVVS 2C/1.5㎟x2조 (외부 SP)¦ (22) HIV 1.5㎟x10조 (지상4,5층 SP)¦ UP TO 지상4층 EPS실¦ (16) UTP Cat.5E 4Px1조 (화재탐지용)¦ (54) FR-CVVSB 20C/1.5㎟x1조 (준비실)¦ (28) MIC-SH 2C/0.75㎟x2조 (준비실)¦ DOWN TO 지상2층 EPS실¦ (28) UTP Cat.5E 25Px1조 (화재탐지용)¦ 종합관리 및 복지후생동 방송설비 지상3층¦ 종합관리 및 복지후생동 방송설비 지상3층 신설평면도¦ S = 1/300¦ 1/300¦ 차량기지¦ 차량기지¦ 신설평면도¦ T¦ 7¦ 0¦ 0¦ 3¦ 0¦ 3¦ 4¦ 0¦ 0¦ 5¦ P¦
| 1단계_정거장 - 복사본 | 1단계_정거장 - 복사본 | 063. T9103038-016 접지함 상세도.dwg | \A1;400¦ \A1;200¦ \A1;400¦ \A1;200¦ \A1;400¦ \A1;400¦ \A1;200¦ \A1;200¦ \A1;200¦ 100¦ 40¦ 100¦ 40¦ 45¦ -¦ T¦ 0¦ 0¦ 0¦ 0¦ 0¦ 0¦ 0¦ 0¦ 0¦ 0¦ 공통¦ 안전관리실,발매기실 접지함 상세도(400x200x150)¦ 통신(공용접지)¦ A¦ 예비(공용접지)¦ BAKELITE¦ (150x60x6t)¦ 동대¦ A'¦ Φ42x4¦ 150¦ Φ42x4¦ 통신기계실 접지함 상세도(400x200x150)¦ (철제 2.0t)¦ 함체¦ 스텐레스 1.5t¦ 카바¦ Φ42x2¦ 접 지 단 자 함¦ Φ42x2¦ (철제 2.0t)¦ 함체¦ 스텐레스 1.5t¦ 카바¦ (150x60x6t)¦ AFC접지(공용접지)¦ BAKELITE¦ 동대¦ 150¦ A-A' 단면 상세도¦ BOLT(M10)¦ WELDING 하여 고정할 것.¦ 소형 ㄷ형강(25x12x3t)¦ 부싱(10)¦ (철제 2.0t)¦ 함체¦ 볼트너트(M10)¦ 동대(150x60x6t)¦ BAKELITE¦ (380x180x12t)¦ ( ) CCT¦ 접 지 단 자 함¦ ( ) CCT¦ 문자색상 - 푸른색¦ 열쇠구멍¦ 버튼손잡이¦ 접지함 상세도¦ 접지함 상세도¦ S = NONE¦ NONE¦ 공통¦ T¦ 9¦ 1¦ 0¦ 3¦ 0¦ 3¦ 8¦ 0¦ 1¦ 6¦ \A1;200¦ \A1;400¦ \A1;400¦
| 1단계_정거장 - 복사본 | 1단계_정거장 - 복사본 | 053. T9103038-007 옴니 안테나 상세도.dwg | 옴니 안테나 상세도¦ NONE¦ 옴니 안테나 상세도¦ S = NONE¦ Unregistered Version - http://www.aidecad.com¦ N Female Connector¦ T¦ 9¦ 1¦ 0¦ 3¦ 0¦ 3¦ 8¦ 0¦ 0¦ 7¦ 공통¦
| 1단계_정거장 - 복사본 | 1단계_정거장 - 복사본 | 050. T7005034-009 903정거장 CCTV,TDI,시계설비 지하1층 철거평면도-1.dwg | KEY PLAN¦ \A1;5,000¦ \A1;5,000¦ \A1;5,000¦ \A1;5,000¦ \A1;5,000¦ \A1;5,000¦ \A1;4350¦ \A1;4350¦ \A1;7450¦ \A1;23600¦ \A1;7450¦ \A1;7,500¦ \A1;7,500¦ \A1;7,500¦ \A1;7,500¦ \A1;7,500¦ \A1;7,500¦ \A1;7,500¦ L¦ T-1¦ (16) ECX 5C-2Vx1조 (CAMERA)(기존활용)¦ (P1:200x200x100)¦ (16) ECX 5C-2Vx1조 (CAMERA)(기존활용)¦ ECX 5C-2Vx3조 (CAMERA)(기존활용)¦ ES-1¦ (16) ECX 5C-2Vx1조 (CAMERA)(기존활용)¦ (P4:200x200x100)¦ ELE-2¦ (16) ECX 5C-2Vx1조 (CAMERA)(기존활용)¦ DOWN TO 지하 1층 E/L¦ ES-3¦ ELE-1¦ MATCH LINE DWG No. "S1-TA-S03-DB-026-1.dwg"¦ (P3:200x200x100)¦ Y03¦ Y04¦ Y02¦ Y01¦ Y00¦ X00¦ X01¦ X02¦ X03¦ X04¦ X05¦ X06¦ X07¦ X08¦ X09¦ X10¦ X11¦ X13¦ X12¦ E/V¦ UP¦ UP¦ UP¦ UP¦ 화 장 실¦ 대 합 실¦ ECX 5C-2Vx1조 (CAMERA)(기존활용)¦ (P2:300x300x200)¦ C-1¦ (16) ECX 5C-2Vx1조 (CAMERA)(기존활용)¦ FR-CVVSB 10C/1.5㎟x1조[PAN/TILT](철거)¦ (36) FR-CVVSB 10C/1.5㎟x1조[PAN/TILT](철거)¦ FR-CV 3C/4.0㎟x1조[CA POWER]¦ TRAY (300x100)¦ TRAY (300x100)¦ (28) FR-CV 3C/4.0㎟x1조 [CA POWER]¦ vmh¦ vmh¦ vmh¦ vmh¦ vmh¦ (28) FR-CV 3C/4.0㎟x1조 (출입구게시기)(철거)¦ (16) UTP Cat 5E 4Px1조 (출입구게시기)(철거)¦ (28) FR-CV 3C/4.0㎟x1조 (출입구게시기)(철거)¦ (16) UTP Cat 5E 4Px1조 (출입구게시기)(철거)¦ FR-CV 3C/4.0㎟x1조 (출입구게시기)(철거)¦ UTP Cat 5E 4Px1조 (출입구게시기)(철거)¦ NOTE¦ 1. 광케이블, 전원/접지케이블 (OF-SM-4Core, CV 3C/2.5㎟)¦ 2. 승강장 ANT설치위치: 열차 진행방향 정거장 시종점부에 설치¦ 2. 광케이블, 전원/접지케이블 (OF-SM-8Core, CV 3C/2.5㎟)¦ 임대상가¦ 임대상가¦ (철거)¦ (철거)¦ 지하철 903정거장¦ 김포공항¦ 공항시장¦ 신방화¦ 1/400¦ S = 1 / 400¦ 903정거장 CCTV,TDI,시계설비 지하1층 철거평면도(1/2)¦ 903정거장 CCTV,TDI,시계설비 지하1층¦ 철거평면도(1/2)¦ T¦ 7¦ 0¦ 0¦ 5¦ 0¦ 3¦ 4¦ 0¦ 0¦ 9¦ CCTV(기존동축활용)¦ P¦
| 1단계_정거장 - 복사본 | 1단계_정거장 - 복사본 | 005. T1001026-001 905정거장 CIRCUIT WIRING SYSTEM DIAGRAM_신설.dwg | KT¦ IP¦ G¦ D¦ 신호통신기계실¦ 신호통신기계실¦ 공조기계실-1¦ 안전관리실¦ 공조기계실-2¦ 전기실¦ 이동통신기계실¦ 화장실(남)¦ 장애인화장실(남,여)¦ 용역원대기실, 창고¦ ELEV¦ 임대상가¦ 지하1층 (대합실)¦ 승강장 INT¦ 소방외부 무선통신 보조설비¦ 경찰통신설비¦ O/F(SM) FM RADIO¦ POWER DISTRIBUTION¦ O/F(SM)¦ O/F(SM)¦ CCTV¦ 광화상전송장치¦ MATRIX¦ RACK¦ 부모시계¦ To: NEXT STATION¦ O/F(SM)¦ O/F(SM)¦ To: KT¦ KT¦ 전력사령¦ 운전사령¦ 방재사령¦ 통신사령¦ FAX¦ Data Line (전력)¦ Data Line¦ Data Line¦ Data Line¦ Data Line (AFC)¦ Data Line (통신)¦ Data Line (방재)¦ Data Line (운전)¦ SMS¦ AGM¦ AAM¦ ATVM¦ IP¦ 인터폰¦ 모장치¦ P.A AMP¦ x8¦ x2¦ x2¦ 지하1층 (대합실) x 39¦ 지하2층 (승강장상선) x 42¦ 지하2층 (승강장하선) x 42¦ G¦ G¦ G¦ G¦ G¦ 지하2층 (승강장상선) x 2 x 2¦ 지하2층 (승강장하선) x 2 x 2¦ CCTV¦ CONSOLE¦ 지하1층¦ (복합통신ANT)¦ 소방외부 무선통신 보조설비¦ HFC-22D-FR¦ HFC-12D-FR¦ 본선터널 (승강장) RFCL-42D-광대역¦ 본선터널 (승강장) RFCL-42D-광대역¦ D¦ POWER LINE¦ x2¦ INT¦ T¦ T¦ PSD실 (상선)¦ PSD실 (하선)¦ x3¦ x11¦ x2¦ x2¦ 편의점¦ x2¦ 비상전원실¦ T¦ T¦ 운전취급실¦ 화장실(여)¦ 발매기실¦ x2¦ 신호사령¦ Data Line (신호)¦ x2¦ 8x¦ x2¦ INT¦ x6¦ x3¦ x2¦ x2¦ x2¦ x2¦ TV광전송장치¦ 출입통제¦ C/R¦ Data Line¦ C/R¦ C/R¦ C/R¦ UPS¦ INT¦ 기능실 통로¦ 예 비 실¦ x2¦ 905정거장 CIRCUIT WIRING SYSTEM DIAGRAM / 신설¦ S = NONE¦ IP¦ 본선터널 (승강장) RFCL-42D-광대역¦ 본선터널 (승강장) RFCL-42D-광대역¦ D¦ 배 선 반¦ M/D¦ x2¦ 환급기¦ 통신기계실¦ 소방외부 무선통신 보조설비¦ 경찰통신설비¦ O/F(SM) FM RADIO¦ POWER DISTRIBUTION¦ O/F(SM)¦ O/F(SM)¦ UPS¦ CCTV¦ 광화상전송장치¦ MATRIX¦ RACK¦ TV 광전송장치¦ 부모시계¦ To: NEXT STATION¦ O/F(SM)¦ O/F(SM)¦ To: KT¦ M/D¦ FAX¦ P.A AMP¦ 배 선 반¦ 출입통제¦ 통신장치¦ IP MPLS¦ 역사백본¦ 시리얼 ¦ FXO/FXS¦ Ethernet¦ L3 Switch¦ 신설¦ O/F(SM) 인접역¦ O/F(SM) 열차무선 / DU¦ 신설¦ 열차무선 RRU¦ LTE-R¦ EQUIP¦ MULTI¦ COMM¦ FM/DMB¦ 광전송장치¦ C¦ 통신장치¦ IP MPLS¦ 역사백본¦ 시리얼 ¦ FXO/FXS¦ Ethernet¦ L3 Switch¦ 신설¦ O/F(SM) 인접역¦ O/F(SM) 열차무선 / DU¦ EQUIP¦ MULTI¦ COMM¦ FM/DMB¦ 광전송장치¦ 신설¦ 열차무선 RRU¦ LTE-R¦ O/F(SM) 인접역¦ OF-SM-8C(난연),FR-CV 3c/4.0㎟¦ UTP Cat. 5E4P¦ 승강장모니터(상선)¦ UTP Cat. 5E4P¦ OF-SM-8C(난연),FR-CV 3c/4.0㎟¦ 승강장모니터(하선)¦ OF-SM-8C(난연),FR-CV 3c/4.0㎟¦ OF-SM-8C(난연),FR-CV 3c/4.0㎟¦ 905정거장 CIRCUIT WIRING SYSTEM DIAGRAM / 신설¦ NONE¦ 지하철 905정거장¦ 신방화¦ 마곡나루¦ 양천향교¦ T¦ 1¦ 0¦ 0¦ 1¦ 0¦ 2¦ 6¦ 0¦ 0¦ 1¦
| 1단계_정거장 - 복사본 | 1단계_정거장 - 복사본 | 016. T1001026-012 911정거장 출입통제설비 CABLE WIRING DIAGRAM (철거).dwg | 통신기계실¦ ELE-4 (승강장)¦ ELE-3 (대합실)¦ ELE-2 (승강장)¦ ELE-1 (대합실)¦ ELE-5 (대합실)¦ ELE-6 (예비실)¦ ES-1 (대합실)¦ ES-2 (대합실)¦ ES-3[1] (외부계단출입구)¦ ES-5 (대합실)¦ ES-6 (대합실)¦ ES-7[1] (대합실)¦ T-1 (화장실.여)¦ P-1 (승강장)¦ P-2 (승강장)¦ P-4 (승강장)¦ P-5 (승강장)¦ AGM-1 (대합실)¦ AGM-4 (대합실)¦ ATVM-1 (대합실)¦ C-1 ( (대합실)¦ COMM-1 (통신기계실)¦ 안전관리실¦ 대합실¦ ELEC-1 (전기실)¦ ELE-7 (대합실)¦ ELE-8 (지상층)¦ P-3 (승강장)¦ P-6 (승강장)¦ 발매기실¦ 출입¦ 통제¦ 시스템¦ (ACU)¦ UTP Cat.5E 4Px8조 (출입통제)¦ 용역원대기실¦ C/R¦ C/R¦ C/R¦ C/R¦ AGM-3 (대합실)¦ AGM-2 (대합실)¦ ES-3[2] (외부계단출입구)¦ ES-7[2] (대합실)¦ ELE-추가 (지상층)¦ 911정거장 출입통제설비 CABLE WIRING DIAGRAM (철거)¦ 911정거장 출입통제설비 CABLE WIRING DIAGRAM (철거)¦ S = NONE¦ NONE¦ 지하철 911정거장¦ 염창¦ 신목동¦ 선유도¦ T¦ 1¦ 0¦ 0¦ 1¦ 0¦ 2¦ 6¦ 2¦ 0¦ 1¦
| 1단계_정거장 - 복사본 | 1단계_정거장 - 복사본 | 076. T9103038-027 AFC PIPING DETAIL.dwg | -¦ T¦ 0¦ 0¦ 0¦ 0¦ 0¦ 0¦ 0¦ 0¦ 0¦ 0¦ 공통¦ ¦ ¦ ¦ ¦ ¦ ¦ ¦ 비상게이트 인터컴 및 락 설치 상세도¦ ¦ ¦ ¦ ¦ ¦ ¦ ¦ ¦ ¦ ¦ ¦ 매표창구(대리석 타일)¦ 콘센트 위치는 매표창구 아래¦ (현장여건에 맞추어 높이 및 간격 조정)¦ (접지2구)¦ 콘센트¦ 후강전선관¦ ACCESS FLOOR¦ FR-CV 3C/4.0㎟x1조¦ FR-CV 3C/4.0㎟x2조¦ FR-CV 3C/4.0㎟x3조¦ 콘센트 설치 상세도(안전관리실)¦ (전기시설분)¦ (접지2구)¦ 콘센트¦ (전기시설분)¦ (접지2구)¦ 콘센트¦ (전기시설분)¦ 전기콘센트 설치는 전기분야에서 시공한다.¦ NOTE¦ \A1;300¦ DETAIL A¦ 호출¦ DETAIL A¦ 100¦ 90¦ 120¦ 90¦ DETAIL B¦ 문열림 방향¦ 고정¦ 프레임 폭변경 : 50mm ->100mm¦ 45¦ 190¦ 760¦ 1,100¦ 60¦ 45¦ F.L¦ 60¦ 60¦ \A1;180¦ \A1;300¦ DETAIL B¦ 축척 : 1/50¦ 축척 : 1/50¦ DETAIL A¦ 인터컴 매입¦ 락매입¦ (프레임 중앙부 취부)¦ 타공 SIZE : 37mm x 192mm(WxH)¦ 간격 : 10mm¦ 인터컴 매입¦ 타공 SIZE : 80mm x 100mm(WxH)¦ 6¦ 6¦ 37¦ 1,150¦ \A1; 25¦ 25¦ 25¦ \A1;1,100¦ 222¦ 25¦ 30타공(케이블인입용)-전후관통¦ ∅¦ 30타공(케이블인입용)-전후관통¦ ∅¦ AFC PIPING DETAIL¦ AFC PIPING DETAIL¦ S = NONE¦ NONE¦ 공통¦ T¦ 9¦ 1¦ 0¦ 3¦ 0¦ 3¦ 8¦ 0¦ 2¦ 7¦ \A1;1.0~2.0¦ \A1;1.0~2.0¦
| 1단계_정거장 - 복사본 | 1단계_정거장 - 복사본 | 049. T7009934-003 907정거장 출입통제설비 지하1층 평면도 (3_3).dwg | C/R¦ P¦ \A1;5,000¦ \A1;5,000¦ \A1;5,000¦ \A1;87,500¦ \A1;2,500¦ \A1;2,500¦ \A1;2,500¦ \A1;5,000¦ \A1;5,000¦ \A1;5,000¦ \A1;5,000¦ \A1;5,000¦ \A1;5,000¦ \A1;5,000¦ \A1;5,000¦ \A1;5,000¦ \A1;5,000¦ \A1;5,000¦ \A1;5,000¦ \A1;5,000¦ \A1;27,800¦ \A1;13,900¦ \A1;13,900¦ L¦ E/V¦ MATCH LINE DWG No. "S1-TA-S07-DB-020-0"¦ MATCH LINE¦ MATCH LINE¦ KEY PLAN¦ X31¦ X32¦ X33¦ X30¦ X35¦ X36¦ X37¦ X38¦ X39¦ X40¦ X41¦ X42¦ X44¦ X45¦ X46¦ X47¦ X43¦ X48¦ X34¦ Y00¦ Y01¦ Y02¦ 발매기실¦ 편 의 점 ¦ 대 합 실¦ DN¦ UP¦ UP¦ UP¦ UP¦ UP¦ UP¦ UP¦ UP¦ UP¦ 외부출입구¦ 화 장 실¦ 내부계단¦ 외부출입구¦ 외부출입구¦ UP¦ UP¦ UP¦ 외부출입구¦ 외부출입구¦ 외부출입구¦ MATCH LINE¦ MATCH LINE¦ 지상E/L¦ 지상E/L¦ UTP Cat.5E 4Px2조 (출입통제)¦ 임대상가3¦ UTP Cat.5E 4Px2조 (출입통제)¦ UTP Cat.5E 4Px2조 (출입통제)¦ 907정거장 출입통제설비 지하1층 평면도 (3/3)¦ 907정거장 출입통제설비 지하1층 평면도 (3/3)¦ S = 1 / 400¦ 1/400¦ 지하철 907정거장¦ 양천향교¦ 가양¦ 증미¦ T¦ 7¦ 0¦ 0¦ 9¦ 9¦ 3¦ 4¦ 0¦ 0¦ 3¦ P¦
| 1단계_정거장 - 복사본 | 1단계_정거장 - 복사본 | 069. T9103038-018 자시계 외형도.dwg | 공통¦ FRONT VIEW¦ SIDE VIEW¦ 천 정 형¦ FRONT VIEW¦ SIDE VIEW¦ 벽 부 형¦ \A1;288¦ \A1;144¦ \A1;60¦ \A1;137¦ \A1;500¦ \A1;500¦ \A1;25¦ \A1;25¦ \A1;30¦ \A1;58¦ 길이는 현장여건에 맞게¦ Φ40 Steel Pipe¦ 고정 고리(2EA)¦ 내부 고정용¦ 100 X 450¦ 판 넬¦ 볼트 3부 조임¦ 9¦ 6¦ 3¦ 12¦ {\fArial¦b1¦i1¦c0¦p32;\C5;METRO 9}¦ \A1;137¦ 경 첩¦ 고리¦ \A1;25¦ \A1;45¦ \A1;45¦ \A1;20¦ \A1;288¦ 200¦ 문 자 판 (아크릴2t)¦ Movement¦ Steel 1.2T¦ 지정색 소부도장¦ 지 침¦ 알루미늄 가공¦ 유 리 3t¦ 내 부 태¦ 볼트 3부 조임¦ 경 첩¦ 문자판 고정판¦ 내부태¦ 유리3t¦ 비스¦ 용 접¦ 경 첩¦ 내부 조명¦ 문자판¦ 아크릴 4t¦ {\C1;45}¦ 도광판 5t¦ 6¦ 3¦ 9¦ 12¦ {\fArial¦b1¦i1¦c0¦p32;\C5;METRO 9}¦ 4¦ 7¦ 5¦ 8¦ 10¦ 11¦ 1¦ 2¦ \A1;{\Fromans,ghs¦c129;400}¦ \A1;{\Fromans,ghs¦c129;400}¦ \A1;400¦ \A1;400¦ \A1;25¦ 자시계 외형도¦ 자시계 외형도¦ S = NONE¦ NONE¦ 공통¦ T¦ 9¦ 1¦ 0¦ 3¦ 0¦ 3¦ 8¦ 0¦ 1¦ 8¦ -¦ T¦ 0¦ 0¦ 0¦ 0¦ 0¦ 0¦ 0¦ 0¦ 0¦ 0¦
| 1단계_정거장 - 복사본 | 1단계_정거장 - 복사본 | 074. T9103038-025 종합무선중계설비 상세도.dwg | \A1;200¦ \A1;140¦ \A1;70¦ \A1;21¦ \A1;16¦ \A1;70¦ \A1;3000¦ \A1;2350¦ \A1;75¦ \A1;Φ75¦ ¦ ¦ ¦ ¦ ¦ ¦ ¦ ¦ ¦ ¦ ¦ ¦ ¦ ¦ ¦ ¦ ¦ ¦ ¦ ¦ ¦ ¦ ¦ ¦ ¦ ¦ ¦ ¦ ¦ ¦ CLAMP¦ N-J-22¦ CONNECTOR¦ 통신기계실¦ DETAIL "B"¦ (DUMMY LOAD)¦ ECX 10D-2V¦ FEEDER CABLE¦ HFC-12D-FR¦ FEEDER CABLE¦ ECX 10D-2V¦ FEEDER CABLE¦ ECX 10D-2V¦ (N-P-10)¦ CONNECTOR¦ CONNECTOR¦ (N-P-10)¦ CONNECTOR¦ (N-P-10)¦ CONNECTOR(N-J-42)¦ 열수축 슬리브¦ DUMMY LOAD¦ N-P-10 CONECTOR¦ FEEDER CABLE¦ (CONNECTOR 취부 상세도)¦ DETAIL "A"¦ DISTRIBUTER¦ 1 ¦ 2 ¦ (N-P-12)¦ CONNECTOR¦ S¦ CONNECTOR¦ (N-P-10)¦ DETAIL "B"¦ BRACKET¦ N-J-42 CONNECTOR¦ DEAD END BRACKET¦ LEG-7/20 (EH4729195)¦ ECX 10D-2V¦ N-P-10¦ RFCL 42D¦ 승 강 장 층¦ 대합실 B2¦ 대합실 B1¦ HFC-12D-FR¦ HFC-12D-FR¦ BUTOR¦ HFC-22D-FR¦ DISTRI-¦ RFCL 42D¦ PREFOMED GRIPS¦ GG-20 (EH4730299)¦ ECX 10D-2V¦ DISTRIBUTOR¦ CONNECTOR¦ N-J-42¦ N-P-10¦ 본선공사 한계¦ N-P-10¦ N-P-10¦ BINDWG¦ DUMMY LOAD¦ 종합무선중계장치¦ CONNECTOR¦ NER¦ DETAIL "A"¦ CONNECTOR¦ N-P-10¦ ECX 10D-2V¦ DISTRI-¦ BUTOR¦ HFC-12D-FR¦ COMBI-¦ HFC-12D-FR¦ MC¦ 중계장치¦ FM¦ 광전변환기¦ 광커플러 및¦ 단자함¦ 내부무통¦ 단자함¦ 외부무통¦ 이동통신¦ 경찰통신망¦ HFC-12D-FR¦ 종합무선중계설비 상세도¦ 종합무선중계설비 상세도¦ S = NONE¦ NONE¦ 공통¦ T¦ 9¦ 1¦ 0¦ 3¦ 0¦ 3¦ 8¦ 0¦ 2¦ 5¦ -¦ T¦ 0¦ 0¦ 0¦ 0¦ 0¦ 0¦ 0¦ 0¦ 0¦ 0¦ 공통¦
| 1단계_정거장 - 복사본 | 1단계_정거장 - 복사본 | 071. T9103038-022 행선안내 표시기 현장 설치도.dwg | \A1;478¦ \A1;340¦ \A1;660¦ \A1;660¦ \A1;2,120¦ -¦ T¦ 0¦ 0¦ 0¦ 0¦ 0¦ 0¦ 0¦ 0¦ 0¦ 0¦ 공통¦ FRONT VIEW¦ SIDE VIEW¦ 1. 도장 색상 : Dark Gray¦ 2. 표시기 Weight : 약 200 Kg¦ NOTE¦ \A1;200¦ \A1;500¦ 3.2¦ t¦ 84 X ¦ \A1;500¦ t5¦ M10(W3/8) 전장:80Cm¦ %%c¦ 나사길이:40Cm¦ 인장강도:2,160Kg¦ 적합드릴:14.4¦ 40" LCD¦ 행선안내 표시기 현장 설치도¦ 행선안내 표시기 현장 설치도¦ S = NONE¦ NONE¦ 공통¦ T¦ 9¦ 1¦ 0¦ 3¦ 0¦ 3¦ 8¦ 0¦ 2¦ 2¦ \A1;3,000¦
| 1단계_정거장 - 복사본 | 1단계_정거장 - 복사본 | 044. T7009934-003 908정거장 출입통제설비 지하1층 철거 평면도.dwg | C/R¦ ACU¦ \A1;1,100¦ \A1;1,100¦ \A1;22,500¦ \A1;22,500¦ \A1;37,500¦ \A1;22,500¦ \A1;7,500¦ \A1;7,500¦ \A1;7,500¦ \A1;7,500¦ \A1;7,500¦ \A1;7,500¦ \A1;7,500¦ \A1;7,500¦ \A1;7,500¦ \A1;7,500¦ \A1;7,500¦ \A1;7,500¦ \A1;7,500¦ \A1;105,000¦ \A1;7,500¦ \A1;7,150¦ \A1;7,150¦ \A1;22,700¦ \A1;3,100¦ \A1;3,100¦ \A1;3,500¦ \A1;3,500¦ \A1;11,788¦ \A1;15,288¦ \A1;60,334¦ UTP Cat.5E 4Px2조 (출입통제)¦ UTP Cat.5E 4Px4조 (출입통제)¦ DOWN TO 지하 2층¦ TRAY (900x150)¦ UTP Cat.5E 4Px4조 (출입통제)¦ DOWN TO 통신기계실 ACCESS FLOOR¦ TRAY (600x150)¦ UTP Cat.5E 4Px8조 (출입통제)¦ Y00¦ Y04¦ Y08¦ Y03¦ Y05¦ X12¦ X13¦ X14¦ X15¦ X16¦ X17¦ X18¦ X19¦ X20¦ X21¦ X22¦ X23¦ X24¦ X25¦ X26¦ DN¦ DN¦ 공조기계실¦ 전기실¦ CO2 실¦ 비상전원실¦ 통신기계실¦ 복 도¦ 용역원대기실¦ 대합실¦ 통 로¦ 내부계단1¦ 외부출입구1¦ 외부출입구2¦ UP¦ DN¦ 908 정거장¦ STA.9km840.167¦ C/R¦ 지상E/L¦ (16) UTP Cat.5E 4Px2조 (출입통제)¦ 이동통신기계실¦ MATCH LINE¦ UP¦ X26¦ MATCH LINE¦ 908정거장 출입통제설비 지하1층 철거 평면도¦ 908정거장 출입통제설비 지하1층 철거 평면도¦ S = 1 / 400¦ 1/400¦ 지하철 908정거장¦ 가양¦ 증미¦ 등촌¦ T¦ 7¦ 0¦ 0¦ 9¦ 9¦ 5¦ 1¦ 3¦ 0¦ 0¦ P¦
| 1단계_정거장 - 복사본 | 1단계_정거장 - 복사본 | 030. T7005034-001 905정거장 CCTV,TDI,시계설비 지하1층 신설평면도(1_2).dwg | P¦ P¦ CCTV¦ CONSOLE¦ A¦ KEY PLAN¦ \A1;83800¦ \A1;4400¦ \A1;4400¦ \A1;7500¦ \A1;7500¦ \A1;7500¦ \A1;7500¦ \A1;7500¦ \A1;7500¦ \A1;7500¦ \A1;7500¦ \A1;7500¦ \A1;7500¦ \A1;7880¦ \A1;8000¦ \A1;8000¦ \A1;7880¦ \A1;31760¦ \A1;5930¦ \A1;3900¦ \A1;12100¦ \A1;3900¦ \A1;5930¦ L¦ L1¦ ELE-3¦ ATVM-1¦ C-1¦ T-1¦ ELE-1¦ B¦ AGM-1¦ D¦ C¦ ES-8¦ F¦ G¦ ELE-5¦ H¦ ES-1¦ ELE-6¦ ES-6¦ (16) ECX 5C-2Vx1조 (CAMERA) ¦ ES-9¦ ELE-4¦ 지상E/L¦ I¦ ELE-2¦ 지상E/L¦ A¦ B¦ C¦ D¦ F¦ G¦ H¦ I¦ MATCH LINE DWG No. "S1-TA-S05-DB-018-1.dwg"¦ (P1:200x200x100)¦ (P3:300x300x200)¦ (P8:300x300x200) ¦ (P9:300x300x200)¦ (P16:400x400x200)¦ (P15:400x400x200)¦ (P5:200x200x100)¦ (P6:200x200x100)¦ (P12:200x200x100)¦ (P14:200x200x100)¦ AGM-2¦ X08¦ X09¦ X10¦ X11¦ X12¦ X00¦ X01¦ X02¦ X03¦ X04¦ X05¦ X06¦ X07¦ Y00¦ Y01¦ Y02¦ Y03¦ Y04¦ E/V¦ E/V¦ UP¦ UP¦ UP¦ UP¦ UP¦ UP¦ 공조기계실1¦ 대 합 실¦ 운전취급실¦ 비상전원실¦ 화 장 실¦ E/V¦ E/V¦ E/V¦ DN¦ DN¦ DN¦ DN¦ DN¦ DN¦ DN¦ DN¦ UP¦ UP¦ UP¦ UP¦ 편 의 점¦ 발매기실¦ 비상전원실¦ CO2 실¦ 안전관리실¦ 신호통신기계실¦ 용역원대기실¦ SIG-1¦ (P19:300x300x200)¦ J¦ J¦ J¦ J¦ J¦ K¦ K¦ L¦ L¦ vmh¦ vmh¦ vmh¦ vmh¦ vmh¦ vmh¦ vmh¦ vmh¦ vmh¦ vmh¦ VMT¦ vmh¦ vmh¦ vmh¦ vmh¦ vmh¦ (28) UTP Cat.5E4Px3조 (CAMERA) ¦ (16) UTP Cat.5E4Px1조 (CAMERA) ¦ (28) UTP Cat.5E4Px3조 (CAMERA) ¦ (16) UTP Cat.5E4Px1조 (CAMERA) ¦ (16) UTP Cat.5E4Px1조 (CAMERA) ¦ (16) UTP Cat.5E4Px1조 (CAMERA) ¦ UTP Cat.5E4Px3조 (CAMERA) ¦ TRAY (900x150)¦ DOWN TO 지하1층¦ UTP Cat.5E4Px3조 (CAMERA) ¦ DOWN TO 지하2층¦ TRAY (900x150)¦ UTP CAT.5E 25Px1조 (CONSOLE) ¦ UTP CAT.5E 4Px4조 (CONSOLE) ¦ UTP Cat.5E4Px30조 (CAMERA) (신설)¦ TRAY (600x150)¦ DOWN TO 통신기계실 ACCESS FLOOR¦ DOWN TO 지하1층 E/L¦ DOWN TO 지하1층 E/L¦ DOWN TO 안전관리실 ACCESS FLOOR¦ TRAY (600x150) ¦ TRAY (300x100)¦ UP TO 지상 E/L¦ (16) UTP Cat.5E4Px1조 (CAMERA) ¦ UP TO 지상 E/L¦ (16) UTP Cat.5E4Px1조 (CAMERA) ¦ (16) UTP Cat.5E4Px1조 (CAMERA) (신설)¦ (16) UTP Cat.5E4Px1조 (CAMERA) (신설)¦ (16) UTP Cat.5E4Px1조 (CAMERA) (신설)¦ TRAY (300x100)¦ TRAY (300x100)¦ FR-CV 3C/6.0㎟x1조 (LSE POWER) ¦ FR-CV 3C/6.0㎟x1조 (LSE POWER) ¦ FR-CV 3C/6.0㎟x1조 (LSE POWER) ¦ TRAY (300x100)¦ FR-CV 3C/6.0㎟x1조 (LSE POWER) ¦ UTP Cat.5E4Px10조 (CAMERA)¦ TRAY (300x100)¦ FR-CV 3C/6.0㎟x1조 (LSE POWER) ¦ UTP Cat.5E4Px12조 (CAMERA) (신설)¦ TRAY (300x100)¦ FR-CV 3C/6.0㎟x1조 (LSE POWER) ¦ UTP Cat.5E4Px15조 (CAMERA) (신설)¦ UTP Cat.5E4Px4조 (CAMERA) ¦ TRAY (300x100)¦ UTP Cat.5E4Px7조 (CAMERA) (신설)¦ TRAY (300x100)¦ UTP CAT.5E 25Px1조 (CONSOLE) ¦ UTP CAT.5E 4Px4조 (CONSOLE) ¦ UTP CAT.5E 25Px1조 (CONSOLE) ¦ UTP CAT.5E 4Px4조 (CONSOLE) ¦ UTP CAT.5E 25Px1조 (CONSOLE) ¦ UTP CAT.5E 4Px4조 (CONSOLE) ¦ UTP CAT.5E 25Px1조 (CONSOLE) ¦ UTP CAT.5E 4Px4조 (CONSOLE) ¦ TRAY (300x100)¦ FR-CV 3C/6.0㎟x1조 (LSE POWER) ¦ UTP Cat.5E4Px26조 (CAMERA) (신설)¦ UTP CAT.5E 25Px1조 (CONSOLE) ¦ UTP CAT.5E 4Px4조 (CONSOLE) ¦ TRAY (300x100)¦ FR-CV 3C/6.0㎟x1조 (LSE POWER) ¦ UTP Cat.5E4Px30조 (CAMERA) (신설)¦ UTP CAT.5E 25Px1조 (CONSOLE) ¦ UTP CAT.5E 4Px4조 (CONSOLE) ¦ M¦ (28) OF-SM-12Core(난연)X1조¦ (28) FR-CV 3C/4.0㎟x1조¦ M¦ N¦ M¦ (28) FR-CV 3C/4.0㎟x1조 (대합실게시기 POWER)(기존활용)¦ N¦ (16) OF-SM-8Core(난연)x2조(대합실게시기)(신설)¦ (28) FR-CV 3C/4.0㎟x1조 (대합실게시기 POWER)(기존활용)¦ OF-SM-8Core(난연)x2조(대합실게시기)(신설)¦ FR-CV 3C/4.0㎟x2조 (대합실게시기 POWER)(기존활용)¦ OF-SM-8Core(난연)x2조(대합실게시기)(신설)¦ FR-CV 3C/4.0㎟x2조 (대합실게시기 POWER)(기존활용)¦ 스피드돔¦ 스피드돔¦ (16) OF-SM-8Core(난연)x2조(대합실게시기)(신설)¦ UTP Cat.5E4Px12조 (CAMERA) (신설)¦ SIG-1¦ VMT¦ OF-SM-8Core(난연)x1조 (모니터)(신설)¦ FR-CV 3C/4.0㎟x1조 (모니터POWER)(신설) ¦ OF-SM-8Core(난연)x1조 (모니터)(신설)¦ FR-CV 3C/4.0㎟x1조 (모니터POWER)(신설) ¦ FR-CV 3C/4.0㎟x1조 [CA POWER](신설)¦ FR-CVVSB 10C/1.5㎟x1조[PAN/TILT](신설)¦ UL 2919-AMESB 24AWG 4Px2조 (TDI)(기존활용) ¦ FR-CV 3C/4.0㎟x1조 (TDI POWER)(기존활용) ¦ UL 2919-AMESB 24AWG 4Px2조 (TDI)(기존활용) ¦ FR-CV 3C/4.0㎟x2조 (TDI POWER)(기존활용) ¦ UL 2919-AMESB 24AWG 4Px8조 (TDI)(기존활용) ¦ FR-CV 3C/4.0㎟x8조 (TDI POWER)(기존활용) ¦ UL 2919-AMESB 24AWG 4Px8조 (TDI)(기존활용) ¦ FR-CV 3C/4.0㎟x8조 (TDI POWER)(기존활용) ¦ OF-MM-12Core(난연) x8조(TDI)(기존활용) ¦ UTP Cat.5E 4Px16조 (TDI)(기존활용) ¦ UTP Cat.5E 4Px16조 (TDI)(기존활용) ¦ OF-MM-12Core(난연) x8조(TDI)(기존활용) ¦ OF-MM-12Core(난연) x2조(TDI)(기존활용) ¦ UTP Cat.5E 4Px4조 (TDI)(기존활용) ¦ UTP Cat.5E 4Px4조 (TDI)(기존활용) ¦ OF-MM-12Core(난연) x2조(TDI)(기존활용) ¦ UL 2919-AMESB 24AWG 4Px8조 (TDI)(기존활용) ¦ FR-CV 3C/4.0㎟x8조 (TDI POWER)(기존활용) ¦ UTP Cat.5E 4Px16조 (TDI)(기존활용) ¦ OF-MM-12Core(난연) x8조(TDI)(기존활용) ¦ UL 2919-AMESB 24AWG 4Px8조 (TDI)(기존활용) ¦ FR-CV 3C/4.0㎟x8조 (TDI POWER)(기존활용) ¦ UTP Cat.5E 4Px16조 (TDI)(기존활용) ¦ OF-MM-12Core(난연) x8조(TDI)(기존활용) ¦ UL 2919-AMESB 24AWG 4Px8조 (TDI)(기존활용) ¦ FR-CV 3C/4.0㎟x8조 (TDI POWER)(기존활용) ¦ UTP Cat.5E 4Px16조 (TDI)(기존활용) ¦ OF-MM-12Core(난연) x8조(TDI)(기존활용) ¦ UL 2919-AMESB 24AWG 4Px2조 (TDI)(기존활용) ¦ FR-CV 3C/4.0㎟x1조 (TDI POWER)(기존활용) ¦ OF-MM-12Core(난연) x2조(TDI)(기존활용) ¦ UTP Cat.5E 4Px4조 (TDI)(기존활용) ¦ UL 2919-AMESB 24AWG 4Px4조 (TDI)(기존활용) ¦ FR-CV 3C/4.0㎟x4조 (TDI POWER)(기존활용) ¦ UTP Cat.5E 4Px8조 (TDI)(기존활용) ¦ OF-MM-12Core(난연) x4조 (TDI)(기존활용) ¦ UL 2919-AMESB 24AWG 4Px2조 (TDI)(기존활용) ¦ FR-CV 3C/4.0㎟x2조 (TDI POWER)(기존활용) ¦ UTP Cat.5E 4Px4조 (TDI)(기존활용) ¦ OF-MM-12Core(난연) x2조(TDI)(기존활용) ¦ (16) OF-SM-8C(난연)x1조(CAMERA) ¦ (16) FR-CV 3C/4.0㎟x1조(CAMERA) ¦ (16) OF-SM-8C(난연)x1조(CAMERA) ¦ (16) FR-CV 3C/4.0㎟x1조(CAMERA) ¦ (16) OF-SM-8C(난연)x1조(CAMERA) ¦ (16) FR-CV 3C/4.0㎟x1조(CAMERA) ¦ OF-SM-8C(난연)x1조(CAMERA) ¦ FR-CV 3C/4.0㎟x4조(CAMERA) ¦ (16) OF-SM-8C(난연)x1조(CAMERA) ¦ (16) FR-CV 3C/4.0㎟x1조(CAMERA) ¦ (16) OF-SM-8C(난연)x1조(CAMERA) ¦ (16) FR-CV 3C/4.0㎟x1조(CAMERA) ¦ (16) OF-SM-8C(난연)x1조(CAMERA) ¦ (16) FR-CV 3C/4.0㎟x1조(CAMERA) ¦ 지하철 905정거장¦ 신방화¦ 마곡나루¦ 양천향교¦ 1/400¦ S = 1 / 400¦ 905정거장 CCTV,TDI,시계설비 지하1층 신설평면도(1/2)¦ 905정거장 CCTV,TDI,시계설비 지하1층¦ 신설평면도(1/2)¦ T¦ 7¦ 0¦ 0¦ 5¦ 0¦ 3¦ 4¦ 0¦ 0¦ 1¦ CCTV(기존동축활용)¦
| 1단계_정거장 - 복사본 | 1단계_정거장 - 복사본 | 029. T7003034-002 912정거장 방송설비 지하2층 신설평면도 (1_2).dwg | P¦ CONSOLE¦ \A1;2,400¦ \A1;30,700¦ \A1;12,950¦ \A1;2,400¦ \A1;12,950¦ \A1;78,750¦ \A1;3,750¦ \A1;7,500¦ \A1;7,500¦ \A1;7,500¦ \A1;6,000¦ \A1;4,000¦ \A1;7,500¦ \A1;5,000¦ \A1;5,000¦ \A1;5,000¦ \A1;5,000¦ \A1;5,000¦ \A1;5,000¦ \A1;5,000¦ \A1;5,000¦ \A1;5,000¦ \A1;5,000¦ \A1;5,000¦ \A1;20,000¦ \A1;37,750¦ \A1;41,000¦ S = 1 / 400¦ 903정거장 방송설비 지하1층 신설평면도(2/2)¦ 1/400¦ 904정거장 방송설비 지하1층 신설평면도 (1/2)¦ 0¦ 0¦ 0¦ -¦ 0¦ 0¦ 0¦ 0¦ (기설활용)¦ -¦ T¦ 7¦ 0¦ 0¦ 3¦ 0¦ 3¦ 4¦ 0¦ 1¦ 6¦ MATCH LINE DWG No. "S1-TA-S12-DB-016-0"¦ : (16) HIV 1.5㎟x2조¦ NOTE¦ : (16) HIV 1.5㎟x5조¦ : (16) HIV 1.5㎟x6조¦ : (22) HIV 1.5㎟x7조¦ : (22) HIV 1.5㎟x8조¦ : (22) HIV 1.5㎟x10조¦ : (16) HIV 1.5㎟x4조¦ : (16) HIV 1.5㎟x3조¦ KEY PLAN¦ X07¦ X08¦ X09¦ X11¦ X12¦ X15¦ X16¦ X10¦ X13¦ X14¦ X17¦ X20¦ X21¦ X18¦ X19¦ X22¦ X23¦ X24¦ Y00¦ Y02¦ Y03¦ Y06¦ Y04¦ DN¦ DN¦ 이동통신기계실¦ 용역원 대기실¦ 비상전원실¦ 전기실¦ 안전관리실¦ 변전실 ¦ 운영원대기실¦ 복 도¦ CO2실¦ 공조기계실1¦ CO2실¦ (P2:200x200x100)¦ A¦ DOWN TO 안전관리실 ACCESS FLOOR¦ TRAY (600x150)¦ B¦ UTP Cat.5E 4Px1조 (화재탐지용)¦ UL 2464-AMESB 24AWG 16Cx2조 (PA)¦ UL 2464-AMESB 24AWG 4Cx1조 (PA)¦ CPEV 0.9/5Px1조 (PA)¦ UTP Cat.5E 4Px1조 (자동방송, 근접화재)¦ (16) UTP Cat.5E 4Px1조 (화재탐지용)¦ (22) UL 2464-AMESB 24AWG 16Cx2조 (PA)¦ (16) UL 2464-AMESB 24AWG 4Cx1조 (PA)¦ (16) UTP Cat.5E 4Px1조 (자동방송, 근접화재)¦ A¦ (16) CPEV 0.9/5Px1조 (PA)¦ B¦ 벽부형 스피커 이동¦ 벽부형 3W : 8 EA¦ 천정형 3W : 14 EA¦ 지하철 912정거장¦ 신목동¦ 선유도¦ 당산¦ S = 1 / 400¦ 912정거장 방송설비 지하2층 신설평면도(1/2)¦ 1/400¦ 912정거장 방송설비 지하2층 신설평면도 (1/2)¦ (기설활용)¦ T¦ 7¦ 0¦ 0¦ 3¦ 0¦ 3¦ 4¦ 0¦ 0¦ 2¦
| 1단계_정거장 - 복사본 | 1단계_정거장 - 복사본 | 042. T9203038-002 DU 시스템 상세도.dwg | DU 시스템 상세도¦ NONE¦ DU 시스템 상세도¦ S = NONE¦ DU 상세도¦ DU 시스템 입체도¦ DU 랙 상세도¦ DU 랙 입체도¦ *제조사별 전원, 크기 등 상이할 수 있음¦ 구 분 ¦ 제 원 ¦ 크기(mm, WxDxH)¦ 434 x 385 x 88¦ 용 량¦ 10MHz 2T2R 12Cell¦ DU ~ RU간 거리¦ Max 30Km¦ 전 원 ¦ -48VDC¦ 소모전력 ¦ 428W (50℃, 100% Load)¦ 구 분 ¦ 제 원 ¦ 크기(mm, WxDxH)¦ [평면도] ¦ [좌측면도] ¦ [정면도]¦ 600 x 594 x 2200¦ 무 게 ¦ 용 량 ¦ Rack : 100Kg 이하\PDU : 15Kg 이하\PPDPU : 11.9Kg 이하¦ 8DU 실장가능¦ [정면도]¦ [측면도]¦ [후면도]¦ [평면도]¦ {\fGulim¦b1¦i0¦c129¦p50;2193}¦ T¦ 9¦ 2¦ 0¦ 3¦ 0¦ 3¦ 8¦ 0¦ 0¦ 2¦ 공통¦
| 1단계_정거장 - 복사본 | 1단계_정거장 - 복사본 | 038. T4009924-001 910정거장 종합무선중계설비 지하1층 평면도.dwg | C¦ H¦ M¦ \A1;116°¦ \A1;26°¦ T¦ 0¦ 0¦ 0¦ 0¦ 0¦ 0¦ 0¦ 0¦ 0¦ 0¦ \A1;23,919¦ \A1;11,959¦ \A1;11,960¦ \A1;3,730¦ \A1;8,229¦ \A1;8,231¦ \A1;3,729¦ \A1;3,730¦ \A1;520¦ \A1;7,709¦ \A1;7,711¦ \A1;520¦ \A1;32,500¦ \A1;20,000¦ \A1;7,500¦ \A1;7,500¦ \A1;5,000¦ \A1;5,000¦ \A1;5,000¦ \A1;5,000¦ \A1;5,000¦ \A1;5,000¦ \A1;5,000¦ \A1;5,000¦ \A1;5,000¦ HFC-12D-FR (신설)¦ HFC-12D-FR (신설)¦ HFC-12D-FR (신설)¦ HFC-12D-FR (신설)¦ HFC-12D-FR (신설)¦ 2D¦ 2D¦ 3D¦ 2D¦ 2D¦ 임대상가¦ M¦ H¦ 수공¦ P¦ P¦ (54)x2 SPARE (이동통신기계실)¦ P¦ H¦ 무선통신단자함¦ (16)UTP 4Px1조(라디오송수신제어)¦ (16)UTP 4Px1조(라디오송수신제어)¦ UTP 4Px1조(라디오송수신제어)¦ DOWN TO 지하2층¦ TRAY (900x150)¦ P¦ UTP 4Px2조 (라디오송수신제어)¦ (16) UTP 4Px2조(라디오송수신제어)¦ UTP 4Px1조(라디오송수신제어)¦ HFC-12D-FR (무선통신)¦ C¦ (54)x2 SPARE (이동통신기계실)¦ DOWN TO 기계실 바닥¦ 2D¦ HFC-12D-FR (대합실 복합통신)¦ (54) HFC-22D-FR (승강장 복합통신)¦ TRAY (600x150)¦ HFC-12D-FR (대합실 복합통신)¦ DOWN TO 지하2층¦ (54) SPARE (경찰통신)¦ (28) HFC-12D-FR (콘솔내접속단자)¦ (54)x2 SPARE (이동통신기계실)¦ (28) HFC-12D-FR (무선통신)¦ HI-PVC 54㎜x4조¦ (28) HFC-12D-FR (무선통신)¦ (54) SPARE (경찰통신)¦ (54)x2 SPARE (이동통신기계실)¦ (54) SPARE (경찰통신)¦ (54)x2 SPARE (이동통신기계실)¦ (28) HFC-12D-FR (무선통신)¦ (P7:100x100x100)¦ (28) HFC-12D-FR (콘솔내접속단자)¦ (54) SPARE (경찰통신)¦ (28) HFC-12D-FR (무선통신)¦ (28) HFC-12D-FR (대합실 복합통신)¦ HFC-22D-FR (승강장 복합통신)¦ (P9:400x400x200) ¦ HFC-12D-FR (콘솔내접속단자)¦ DOWN TO 통신기계실 ACCESS FLOOR¦ HFC-22D-FR (승강장 복합통신)¦ HFC-12D-FR (무선통신)¦ (54)x2 SPARE (이동통신기계실)¦ (54) HFC-22D-FR (승강장 복합통신)¦ HFC-22D-FR (승강장 복합통신)¦ TRAY (900x150)¦ (54) SPARE (경찰통신)¦ (28) HFC-12D-FR (콘솔내접속단자)¦ (54)x2 SPARE (이동통신기계실)¦ (28) HFC-12D-FR (무선통신)¦ (28) HFC-12D-FR (대합실 복합통신)¦ (P6:500x500x300)¦ (P2:400x400x200) ¦ TO: 콘솔내접속단자 ¦ (28) HFC-12D-FR (콘솔내접속단자)¦ (P3:100x100x100)¦ P¦ P¦ (P4:400x400x200) ¦ P¦ (P5:500x400x300) ¦ P¦ (P8:200x200x100) ¦ P¦ P¦ P¦ 종합무선중계장치¦ P¦ STA.11km750.167¦ 910 정거장¦ 방범셔터설치¦ 내부계단4¦ 내부계단3¦ 내부계단2¦ 내부계단1¦ 내부엘리베이터1¦ 내부엘리베이터2¦ 외부엘리베이터1¦ 외부엘리베이터2¦ 외부출입구2¦ 외부출입구3¦ 외부출입구4¦ 외부출입구1¦ 복 도¦ 대합실¦ 화장실¦ 공조기계실-1¦ 물탱크실¦ 안전관리실¦ 발매기실¦ 편의점¦ 공조기계실-2¦ 이동통신기계실¦ 용역대기실¦ CO2실¦ 전기실¦ 비상전원실¦ 통신기계실¦ DN¦ 올라옴¦ DN¦ 올라옴¦ DN¦ 올라옴¦ DN¦ 올라옴¦ DN¦ Y-03¦ Y-06¦ Y-05¦ Y-01¦ Y-00¦ 20,573¦ 32,500¦ 60,000¦ 5,573¦ 5,000¦ 5,000¦ 5,000¦ 5,000¦ 5,000¦ 7,500¦ 7,500¦ 7,500¦ 7,500¦ 7,500¦ 7,500¦ 7,500¦ 7,500¦ 7,500¦ 7,500¦ X11¦ X10¦ X14¦ X13¦ X12¦ X09¦ X08¦ X07¦ X06¦ X05¦ X04¦ X03¦ X02¦ X15¦ X16¦ X17¦ X18¦ X19¦ X20¦ X01¦ X00¦ X27¦ X26¦ X25¦ X24¦ X23¦ X22¦ X21¦ 3D¦ 2D¦ HFC-12D-FR (DU용GPS)¦ HFC-12D-FR (DU용GPS)¦ HFC-12D-FR (DU용GPS)¦ HFC-12D-FR (DU용GPS)¦ HFC-12D-FR (DU용GPS)¦ 3D¦ 910정거장 열차무선설비 지하1층 평면도¦ 910정거장 열차무선설비 지하1층 평면도¦ S = 1 / 600¦ 1/600¦ 등촌¦ 염창¦ 신목동¦ T¦ 4¦ 0¦ 0¦ 9¦ 9¦ 3¦ 4¦ 0¦ 0¦ 1¦ P¦ 2D¦
| 1단계_정거장 - 복사본 | 1단계_정거장 - 복사본 | 040. T7003034-004 913정거장 방송설비 지하2층 신설평면도 (2_3).dwg | P¦ \A1;21,370¦ \A1;6,750¦ \A1;7,800¦ \A1;6,820¦ \A1;4,019¦ \A1;7,500¦ \A1;81,519¦ \A1;48,750¦ \A1;130,269¦ \A1;7,500¦ \A1;7,500¦ \A1;7,500¦ \A1;7,500¦ \A1;7,500¦ \A1;7,500¦ \A1;7,500¦ \A1;5,000¦ \A1;7,500¦ \A1;7,500¦ \A1;7,500¦ \A1;7,500¦ \A1;7,500¦ \A1;7,500¦ \A1;3,750¦ \A1;5,000¦ \A1;7,500¦ DN¦ S = 1 / 400¦ 903정거장 방송설비 지하1층 신설평면도(2/2)¦ 1/400¦ 904정거장 방송설비 지하1층 신설평면도 (1/2)¦ 0¦ 0¦ 0¦ -¦ 0¦ 0¦ 0¦ 0¦ (기설활용)¦ -¦ T¦ 7¦ 0¦ 0¦ 3¦ 0¦ 3¦ 4¦ 0¦ 1¦ 6¦ KEY PLAN¦ MATCH LINE DWG No. "S1-TA-S13-DB-020-0"¦ OPEN¦ 비상전원실¦ 지구대장실¦ 사무실¦ 창고¦ 내무반¦ 샤워실¦ 탈의실¦ 대합실¦ 화장실¦ 내부계단3¦ 내부계단2¦ 내부계단1¦ MATCH LINE DWG No. "S1-TA-S13-DB-018-0"¦ A¦ C¦ (P2:200x200x100)¦ (P3:200x200x100)¦ (P4:200x200x100)¦ (P8:200x200x100)¦ D¦ (P9:200x200x100)¦ A¦ B¦ D¦ (P5:200x200x100)¦ (P6:100x100x100)¦ (P7:200x200x100)¦ D¦ TRAY (900x150)¦ C¦ DOWN TO 지하3층¦ HIV 1.5㎟x8조 (승강장 SP)¦ : (16) HIV 1.5㎟x2조¦ NOTE¦ : (16) HIV 1.5㎟x5조¦ : (16) HIV 1.5㎟x6조¦ : (22) HIV 1.5㎟x7조¦ : (22) HIV 1.5㎟x8조¦ : (22) HIV 1.5㎟x10조¦ : (16) HIV 1.5㎟x4조¦ : (16) HIV 1.5㎟x3조¦ (22) HIV 1.5㎟x8조 (승강장 SP)¦ B¦ X13¦ X14¦ X15¦ X16¦ X17¦ X18¦ X19¦ X20¦ X21¦ X22¦ X23¦ X24¦ X25¦ X26¦ X27¦ X28¦ X29¦ X30¦ Y00¦ Y02¦ Y05¦ Y07¦ Y01¦ Y03¦ Y06¦ Y04¦ (22) HIV 1.5㎟x8조 (승강장 SP)¦ (16) UTP Cat.5E 4Px1조 (화재탐지용)¦ (22) UL 2464-AMESB 24AWG 16Cx2조 (PA)¦ (16) UL 2464-AMESB 24AWG 4Cx1조 (PA)¦ (16) UTP Cat.5E 4Px1조 (자동방송, 근접화재)¦ A¦ (16) CPEV 0.9/5Px1조 (PA)¦ (16) UTP Cat.5E 4Px1조 (화재탐지용)¦ (22) UL 2464-AMESB 24AWG 16Cx2조 (PA)¦ (16) UL 2464-AMESB 24AWG 4Cx1조 (PA)¦ (16) UTP Cat.5E 4Px1조 (자동방송, 근접화재)¦ D¦ (16) CPEV 0.9/5Px1조 (PA)¦ 벽부형 3W : 2 EA¦ 천정형 3W : 60 EA¦ 지하철 913정거장¦ 선유도¦ 당산¦ 국회의사당¦ S = 1 / 400¦ 913정거장 방송설비 지하2층 신설평면도(2/3)¦ 1/400¦ 913정거장 방송설비 지하2층 신설평면도 (2/3)¦ (기설활용)¦ T¦ 7¦ 0¦ 0¦ 3¦ 0¦ 3¦ 4¦ 0¦ 0¦ 4¦
| 1단계_정거장 - 복사본 | 1단계_정거장 - 복사본 | 020. T7001034-003 919정거장 전화설비 지하2층 신설평면도 (1_2).dwg | \A1;5,000¦ \A1;{\fHY﾿￯ﾸﾪﾵﾵM¦b0¦i0¦c129¦p50;5,000}¦ \A1;{\fHY﾿￯ﾸﾪﾵﾵM¦b0¦i0¦c129¦p50;5,000}¦ \A1;{\fHY﾿￯ﾸﾪﾵﾵM¦b0¦i0¦c129¦p50;5,000}¦ \A1;{\fHY﾿￯ﾸﾪﾵﾵM¦b0¦i0¦c129¦p50;5,000}¦ \A1;{\fHY﾿￯ﾸﾪﾵﾵM¦b0¦i0¦c129¦p50;5,000}¦ \A1;{\fHY﾿￯ﾸﾪﾵﾵM¦b0¦i0¦c129¦p50;5,000}¦ \A1;{\fHY﾿￯ﾸﾪﾵﾵM¦b0¦i0¦c129¦p50;5,000}¦ \A1;{\fHY﾿￯ﾸﾪﾵﾵM¦b0¦i0¦c129¦p50;5,000}¦ \A1;{\fHY﾿￯ﾸﾪﾵﾵM¦b0¦i0¦c129¦p50;5,000}¦ \A1;{\fHY﾿￯ﾸﾪﾵﾵM¦b0¦i0¦c129¦p50;5,000}¦ \A1;{\fHY﾿￯ﾸﾪﾵﾵM¦b0¦i0¦c129¦p50;5,000}¦ \A1;{\fHY﾿￯ﾸﾪﾵﾵM¦b0¦i0¦c129¦p50;5,000}¦ \A1;{\fHY﾿￯ﾸﾪﾵﾵM¦b0¦i0¦c129¦p50;5,000}¦ \A1;{\fHY﾿￯ﾸﾪﾵﾵM¦b0¦i0¦c129¦p50;5,000}¦ \A1;7,500¦ \A1;3,750¦ \A1;4,250¦ \A1;3,100¦ \A1;23,200¦ \A1;13,600¦ \A1;4,250¦ \A1;7,350¦ \A1;7,350¦ \A1;4,250¦ \A1;7,100¦ \A1;6,500¦ 1. 일반교환기에 수용된 전화기는 IP전화기로 교체한다.¦ NOTE¦ 2. 콜폰, E/L폰, 승강장 비상통화장치도 교체한다.¦ 3. 전화 및 인터폰 구간의 배선배관은 기존활용한다.¦ 각도 : 1.5˚¦ (22) UTP Cat.5E 4Px3조 (승강장 공중전화)¦ A¦ (22) UTP Cat.5E 4Px3조 (승강장 INT)¦ (16) UTP Cat.5E 4Px1조 (승강장 INT)¦ B¦ (22) UTP Cat.5E 4Px3조 (공중전화)¦ C¦ (16) UTP Cat.5E 4Px2조 (승강장 INT)¦ (22) UTP Cat.5E 4Px3조 (공중전화)¦ D¦ (16) UTP Cat.5E 4Px2조 (승강장 INT)¦ 1. 음향유도기 전원은 전기콘센트를 이용한다.¦ NOTE¦ 2. 증폭기전원은 전기콘센트를 이용한다.¦ 3. 통신기계실 및 안전관리실 MAIN 분전반은 전기에서 설치한다.¦ KEY PLAN¦ X15¦ X14¦ X13¦ X12¦ X11¦ X10¦ X09¦ X08¦ X07¦ X06¦ X05¦ X04¦ X03¦ X02¦ X01¦ X00¦ X-1¦ 86,250¦ MATCH LINE DWG No. "S1-TA-S19-DB-012-0"¦ (P12:100x100x100)¦ (P13:300x300x200)¦ (P14:300x300x200)¦ (P16:300x300x200)¦ (P15:300x300x200)¦ (16) UTP Cat.5E 4Px1조 (승강장 INT)¦ (16) UTP Cat.5E 4Px1조 (승강장 INT)¦ UTP Cat.5E 4Px3조 (승강장 INT)¦ UTP Cat.5E 4Px3조 (공중전화)¦ TRAY (900x150)¦ UP TO 지하 1층¦ (16) 인터폰선 0.6x2Px4조 (INT)¦ DOWN TO CP PANEL¦ UTP Cat.5E 4Px3조 (승강장 INT)¦ UTP Cat.5E 4Px3조 (공중전화)¦ TRAY (900x150)¦ UP TO 지하 1층¦ D¦ B¦ C¦ A¦ A¦ 승강장-1¦ 승강장-2¦ PSD기계실-1¦ 내부엘리베이터1¦ PSD기계실-2¦ 내부엘리베이터2¦ UP¦ UP¦ Y00¦ Y01¦ Y02¦ Y03¦ Y04¦ Y05¦ Y06¦ DOWN TO 승강장 PIT¦ 접지단자함¦ 접지¦ (16) 인터폰선 0.6x2Px4조 (INT)¦ DOWN TO CP PANEL¦ 1. 일반교환기에 수용된 전화기는 안전관리실만 IP전화기로 교체한다.¦ NOTE¦ 2. 콜폰, E/L폰, 승강장 비상통화장치도 교체한다.¦ 3. 전화 및 인터폰 구간의 배선배관은 기존활용한다.¦ 지하철 919정거장¦ 노들¦ 중앙대입구¦ 동작¦ 1/400¦ 919정거장 전화설비 지하2층 신설평면도(1/2)¦ S = 1/400¦ 919정거장 전화설비 지하2층 신설평면도(1/2)¦ T¦ 7¦ 0¦ 0¦ 1¦ 0¦ 3¦ 4¦ 0¦ 0¦ 3¦ (기설활용)¦ INT¦ P¦
| 1단계_정거장 - 복사본 | 1단계_정거장 - 복사본 | 022. T7001034-001 915정거장 전화설비 지하1층 신설평면도 (1_2).dwg | INT¦ AMP¦ 배선반¦ IP¦ \A1;5,000¦ \A1;5,000¦ \A1;8,600¦ \A1;8,600¦ \A1;24,800¦ \A1;7,500¦ \A1;7,500¦ \A1;4,900¦ \A1;4,900¦ \A1;70,559¦ \A1;5,000¦ \A1;27,900¦ \A1;6,000¦ \A1;5,000¦ \A1;4,900¦ \A1;6,000¦ \A1;6,000¦ \A1;5,500¦ \A1;5,000¦ \A1;3,700¦ \A1;6,000¦ \A1;5,000¦ \A1;5,000¦ \A1;5,000¦ \A1;5,000¦ \A1;5,000¦ \A1;5,000¦ \A1;5,360¦ 1. 일반교환기에 수용된 전화기는 IP전화기로 교체한다.¦ NOTE¦ 2. 콜폰, E/L폰, 승강장 비상통화장치도 교체한다.¦ 3. 전화 및 인터폰 구간의 배선배관은 기존활용한다.¦ UTP Cat.5E 25Px2조 (안전관리실)¦ UTP Cat.5E 25Px2조 (CONSOLE CONTROL, LSE)¦ TRAY (300x100)¦ UTP Cat.5E 4Px2조 (임대상가)¦ UTP Cat.5E 4Px2조 (편의점)¦ 인터폰선 0.6x2Px16조 (INT)¦ (16) UTP Cat.5E 4Px3조 (편의점)¦ DOWN TO 지하2층¦ TRAY (900x150)¦ UTP Cat.5E 25Px1조 (콜폰)¦ UTP Cat.5E 25Px2조 (안전관리실)¦ UTP Cat.5E 25Px2조 (CONSOLE CONTROL, LSE)¦ R¦ TRAY (300x100)¦ UTP Cat.5E 4Px6조 (승강장 공중전화)¦ UTP Cat.5E 4Px2조 (임대상가)¦ TRAY (300x100)¦ UTP Cat.5E 4Px3조 (대합실 공중전화)¦ 인터폰선 0.6x2Px4조 (INT)¦ UTP Cat.5E 4Px3조 (편의점)¦ P¦ (16) UTP Cat.5E 4Px2조 (임대상가)¦ (28) UTP Cat.5E 25Px1조 (콜폰)¦ S¦ 1. 음향유도기 전원은 전기콘센트를 이용한다.¦ NOTE¦ 2. 증폭기전원은 전기콘센트를 이용한다.¦ 3. 통신기계실 및 안전관리실 MAIN 분전반은 전기에서 설치한다.¦ UTP Cat.5E 4Px2조 (5호선통신기계실)¦ UTP Cat.5E 4Px2조 (5호선통신기계실)¦ UTP Cat.5E 4Px6조 (승강장 공중전화)¦ OF-MM-4Corex1조 (안전관리실)¦ OF-MM-4Corex1조 (안전관리실)¦ UTP Cat.5E 4Px4조 (승강장 INT)¦ UTP Cat.5E 4Px1조 (승강장 INT)¦ UTP Cat.5E 4Px1조 (승강장 INT)¦ UTP Cat.5E 4Px6조 (승강장 INT)¦ MATCH LINE DWG No. "S1-TA-S15-DB-010-0"¦ A¦ (28) UTP Cat.5E 25Px1조 (운영원대기실)¦ E¦ (28) UTP Cat.5E 25Px1조 (운영원대기실)¦ (16) UTP Cat.5E 4Px2조 (제2,3사업자) ¦ (16) 인터폰선 0.6x2Px4조 (INT)¦ B¦ TRAY (300x100)¦ UTP Cat.5E 25Px1조 (운영원대기실)¦ UTP Cat.5E 25Px3조 (안전관리실)¦ H¦ DOWN TO 통신기계실 ACCESS FLOOR¦ TRAY (900x150)¦ F¦ 인터폰선 0.6x2Px4조 (INT)¦ Q¦ G¦ TRAY (300x100)¦ UTP Cat.5E 25Px1조 (전기실)¦ UTP Cat.5E 4Px2조 (공조기계실-1)¦ D¦ UTP Cat.5E 25Px1조 (전기실)¦ 인터폰선 0.6x2Px8조 (INT)¦ C¦ (28) UTP Cat.5E 25Px1조 (전기실)¦ UTP Cat.5E 4Px2조 (공조기계실-2)¦ UTP Cat.5E 4Px2조 (편의점)¦ UTP Cat.5E 4Px2조 (임대상가)¦ UTP Cat.5E 4Px2조 (공조기계실-1)¦ UTP Cat.5E 25Px2조 (CONSOLE CONTROL, LSE)¦ UTP Cat.5E 4Px2조 (이동통신기계실)¦ UTP Cat.5E 25Px1조 (운영원대기실)¦ UTP Cat.5E 25Px2조 (안전관리실)¦ UTP Cat.5E 25Px1조 (전기실)¦ UTP Cat.5E 4Px2조 (공조기계실-2)¦ UTP Cat.5E 4Px2조 (편의점)¦ UTP Cat.5E 4Px2조 (임대상가)¦ UTP Cat.5E 4Px2조 (공조기계실-1)¦ UTP Cat.5E 25Px2조 (CONSOLE CONTROL, LSE)¦ UTP Cat.5E 4Px2조 (이동통신기계실)¦ UTP Cat.5E 25Px2조 (안전관리실)¦ UTP Cat.5E 25Px2조 (CONSOLE CONTROL, LSE)¦ I¦ TRAY (300x100)¦ UTP Cat.5E 4Px2조 (편의점)¦ UTP Cat.5E 4Px2조 (임대상가)¦ UTP Cat.5E 4Px6조 (승강장 공중전화)¦ 인터폰선 0.6x2Px8조 (INT)¦ J¦ L¦ N¦ O¦ TRAY (300x100)¦ UTP Cat.5E 4Px3조 (대합실 공중전화)¦ UTP Cat.5E 25Px1조 (콜폰)¦ M¦ MATCH LINE¦ (36) SPARE (변전실)¦ (36) SPARE (변전실)¦ UTP Cat.5E 4Px2조 (5호선통신기계실)¦ UTP Cat.5E 4Px3조 (대합실 공중전화)¦ UTP Cat.5E 4Px6조 (승강장 공중전화)¦ UTP Cat.5E 4Px2조 (5호선통신기계실)¦ UTP Cat.5E 4Px3조 (대합실 공중전화)¦ UTP Cat.5E 4Px6조 (승강장 공중전화)¦ (36) SPARE (전기실)¦ UTP Cat.5E 4Px3조 (대합실 공중전화)¦ UTP Cat.5E 4Px2조 (5호선통신기계실)¦ (16) UTP Cat.5E 4Px1조 (운영원대기실)¦ UTP Cat.5E 4Px1조 (운영원대기실)¦ OF-MM-4Corex1조 (안전관리실)¦ UTP Cat.5E 4Px1조 (운영원대기실)¦ OF-MM-4Corex1조 (안전관리실)¦ (16) 인터폰선 0.6x2Px4조 (INT)¦ OF-MM-4Corex1조 (안전관리실)¦ UTP Cat.5E 4Px1조 (승강장 INT)¦ UTP Cat.5E 4Px6조 (승강장 INT)¦ (기계분야 인터폰 모장치)¦ (22) UTP Cat.5E 4Px3조 (공중전화)¦ K¦ UTP Cat.5E 4Px6조 (승강장 INT)¦ UTP Cat.5E 4Px6조 (승강장 INT)¦ KEY PLAN¦ Y06¦ Y05¦ Y03¦ Y02¦ Y01¦ Y00¦ Y04¦ X-05¦ X-04¦ X-03¦ X-02¦ X-01¦ X00¦ X01¦ X02¦ X03¦ X04¦ X05¦ X06¦ X07¦ X08¦ X09¦ X10¦ X11¦ X12¦ X13¦ DN¦ DN¦ UP¦ 기존5호선 화장실¦ UP¦ 변전실¦ 운영원대기실¦ 이동통신기계실¦ 비상전원실¦ 비품창고¦ 편의점¦ 발매기실1¦ CO2 실¦ 통신기계실¦ 복 도¦ 전기실¦ 공조기계실-1¦ 외부엘리베이터2 (신설)¦ 외부출입구5 (기존)¦ 외부출입구6¦ 내부계단1,6¦ 방범셔터설치¦ UP¦ SLPOE¦ 외부엘리베이터1 (기존)¦ 지상E/L¦ 지상E/L¦ MATCH LINE¦ x2¦ x2¦ x2¦ x2¦ x2¦ x2 ¦ (P8:100x100x100)¦ (P7:100x100x100)¦ (P3:100x100x100)¦ (P4:400x400x200)¦ (P1:600x600x300)¦ (16) 인터폰선 0.6x2Px4조 (INT)¦ (16) 인터폰선 0.6x2Px4조 (INT)¦ (16) 인터폰선 0.6x2Px4조 (INT)¦ (16) UTP Cat.5E 4Px2조 (임대상가)¦ (28) UTP Cat.5E 25Px1조 (콜폰)¦ (28) UTP Cat.5E 25Px1조 (콜폰)¦ (16) 인터폰선 0.6x2Px각1조 (콜폰)¦ (16) 인터폰선 0.6x2Px4조 (INT)¦ (28) UTP Cat.5E 25Px1조 (전기실)¦ (16) UTP Cat.5E 4Px2조 (공조기계실-1)¦ (16) UTP Cat.5E 4Px2조¦ (16) 인터폰선 0.6x2Px4조 (INT)¦ DOWN TO CP PANEL¦ I¦ J¦ R¦ S¦ D¦ G¦ P¦ O¦ M¦ L¦ H¦ E¦ B¦ A¦ C¦ (P10:200x200x100)¦ (16) 인터폰선 0.6x2Px4조 (INT)¦ (16) 인터폰선 0.6x2Px4조 (INT)¦ (P9:200x200x100)¦ (P5:100x100x100)¦ UTP 25P¦ [TB No.1]¦ F¦ (P2:600x600x300)¦ (P6:300x300x200)¦ UP TO 지상환기구¦ UTP 25P¦ [TB No.2]¦ (28) UTP Cat.5E 25Px1조 (운영원대기실)¦ (36) SPARE¦ (16) UTP Cat.5E 4Px1조 (운영원대기실)¦ (36) SPARE (전기실)¦ (16) 인터폰선 0.6x2Px4조 (INT)¦ B¦ UTP 25P¦ [TB No.3]¦ K¦ 공중전화¦ N¦ (16) 인터폰선 0.6x2Px4조 (INT)¦ Q¦ UTP Cat.5E 4Px1조 (승강장 INT)¦ TRAY (300x100)¦ UTP Cat.5E 4Px1조 (승강장 INT)¦ DOWN TO 지하2층¦ TRAY (900x150)¦ (16) UTP Cat.5E 4Px1조 (운영원대기실)¦ 접지단자함¦ UTP Cat.5E 4Px1조 (편의점)¦ TRAY (300x100)¦ UTP Cat.5E 25Px3조 (안전관리실)¦ UTP Cat.5E 4Px2조 (공조기계실-2)¦ UTP Cat.5E 4Px2조 (편의점)¦ UTP Cat.5E 4Px2조 (임대상가)¦ UTP Cat.5E 4Px2조 (공조기계실-1)¦ UTP Cat.5E 25Px2조 (CONSOLE CONTROL, LSE)¦ UTP Cat.5E 4Px2조 (5호선통신기계실)¦ UTP Cat.5E 4Px3조 (대합실 공중전화)¦ UTP Cat.5E 4Px6조 (승강장 공중전화)¦ OF-MM-4Corex1조 (안전관리실)¦ UTP Cat.5E 4Px6조 (승강장 INT)¦ UTP Cat.5E 25Px1조 (전기실)¦ TRAY (300x100)¦ UTP Cat.5E 4Px2조 (공조기계실-2)¦ UTP Cat.5E 25Px2조 (안전관리실)¦ UTP Cat.5E 25Px2조 (CONSOLE CONTROL, LSE)¦ UTP Cat.5E 4Px6조 (승강장 공중전화)¦ UTP Cat.5E 4Px2조 (5호선통신기계실)¦ UTP Cat.5E 4Px4조 (승강장 INT)¦ OF-MM-4Corex1조 (안전관리실)¦ UTP Cat.5E 4Px1조 (편의점)¦ 인터폰선 0.6x2Px12조 (INT)¦ UTP Cat.5E 25Px2조 (콜폰)¦ 인터폰선 0.6x2Px12조 (INT)¦ UTP Cat.5E 25Px1조 (콜폰)¦ (16) 인터폰선 0.6x2Px4조 (INT)¦ DOWN TO CP PANEL¦ (16) 인터폰선 0.6x2Px4조 (INT)¦ DOWN TO CP PANEL¦ (16) 인터폰선 0.6x2Px4조 (INT)¦ DOWN TO CP PANEL¦ 3-41~44¦ 3-45~48¦ 3-21~24¦ 3-25~28¦ 3-1~4¦ 3-5~8¦ V1.2¦ D1¦ V1.2¦ T¦ T¦ 천정형UTP25P-1¦ 6¦ 5¦ 4¦ 3¦ 2¦ 1¦ 11¦ 10¦ 9¦ 8¦ 7¦ 13¦ 12¦ 임대상가¦ T¦ T¦ UTP Cat.5E 25Px2조 (안전관리실)(신설)¦ UTP Cat.5E 25Px2조 (안전관리실)(신설)¦ UTP Cat.5E 25Px2조 (안전관리실)(신설)¦ UTP Cat.5E 25Px2조 (안전관리실)(신설)¦ UTP Cat.5E 25Px2조 (안전관리실)(신설)¦ UTP Cat.5E 25Px2조 (안전관리실)(신설)¦ UTP Cat.5E 25Px2조 (안전관리실)(신설)¦ OF-SM-24Core(난연)x1조 (안전관리실)(신설)¦ OF-SM-24Core(난연)x1조 (안전관리실)(신설)¦ OF-SM-24Core(난연)x1조 (안전관리실)(신설)¦ OF-SM-24Core(난연)x1조 (안전관리실)(신설)¦ OF-SM-24Core(난연)x1조 (안전관리실)(신설)¦ OF-SM-24Core(난연)x1조 (안전관리실)(신설)¦ OF-SM-24Core(난연)x1조 (안전관리실)(신설)¦ 1. 일반교환기에 수용된 전화기는 안전관리실만 IP전화기로 교체한다.¦ NOTE¦ 2. 콜폰, E/L폰, 승강장 비상통화장치도 교체한다.¦ 3. 전화 및 인터폰 구간의 배선배관은 기존활용한다.¦ 지하철 915정거장¦ 국회의사당¦ 여의도¦ 샛강¦ 1/400¦ 915정거장 전화설비 지하1층 신설평면도(1/2)¦ S = 1/400¦ 915정거장 전화설비 지하1층 신설평면도(1/2)¦ T¦ 7¦ 0¦ 0¦ 1¦ 0¦ 3¦ 4¦ 0¦ 0¦ 1¦ (기설활용)¦ P¦
| 1단계_정거장 - 복사본 | 1단계_정거장 - 복사본 | 070. T5001034-001 902정거장 AFC설비 지하1층 평면도.dwg | C/R¦ 향후 연결통로 설치¦ 국내선청사방향¦ ES.UP¦ ES.DN¦ ES.UP¦ ES.DN¦ DN¦ DN¦ 국내선청사¦ 화장실¦ 상부OPEN¦ 국제선구청사¦ DS¦ DS¦ UP¦ 5호선 김포공항역사¦ UP¦ 장애인용 ¦ ELEV.¦ 급기¦ 배기¦ 26¦ X¦ 25¦ X¦ 24¦ X¦ 23¦ X¦ 22¦ X¦ 21¦ X¦ 20¦ X¦ 19¦ X¦ 18¦ X¦ 17¦ X¦ 15¦ X¦ X¦ 16¦ 15¦ X¦ X¦ 14¦ X¦ 13¦ X¦ 12¦ X¦ 11¦ X¦ 10¦ X¦ 09¦ X¦ 08¦ X¦ 07¦ X¦ 06¦ X¦ 05¦ 00¦ Y¦ 01¦ Y¦ 02¦ Y¦ 03¦ Y¦ 04¦ X¦ 03¦ X¦ 02¦ X¦ 01¦ X¦ X¦ 00¦ X¦ -1¦ X¦ -2¦ X¦ -3¦ Y¦ 04¦ -4¦ X¦ 7500¦ 7500¦ 5060¦ 7500¦ 7500¦ 7500¦ 7500¦ 7500¦ 7500¦ 7500¦ 7500¦ 7500¦ 7500¦ 7500¦ 37800¦ 11790¦ 9020¦ 8840¦ 8150¦ 00¦ Y¦ 01¦ Y¦ 02¦ Y¦ 03¦ Y¦ Y¦ 04¦ A¦ A'¦ A¦ A'¦ P¦ 통신기계실¦ B¦ A¦ SMS¦ I¦ H¦ P¦ D¦ DOWN TO 역무실¦ G¦ C¦ F¦ DUCT(300X35)¦ SMS¦ PB(400X400X300)¦ E¦ P¦ P¦ 200x200x100¦ 200x200x100¦ 역무실¦ B¦ B¦ DOWN TO 역무실¦ TRAY (통신)¦ UTP Cat.5E 4Px4조 (EM GATE#1,2,3,4 INT)¦ FR-CV 2C/4.0㎟x4조 (EM GATE#1,2,3,4)¦ 발매기실¦ 편의점¦ 환급기¦ (28)¦ F-GV 4.0㎟x1조 (GND)¦ FR-CV 3C/4.0㎟x1조 (환급기 POWER)¦ CPEV 0.65/5Px1조 (INT)¦ STP Cat.5E 4Px1조 (환급기)¦ (28)¦ C¦ C¦ K¦ I¦ G¦ J¦ E¦ H¦ F¦ D¦ L¦ F-GV 4.0㎟x2조 (GND)¦ FR-CV 3C/4.0㎟x2조 (AAM, AGM POWER)¦ FR-CVVS 4C/2.5㎟x1조 (DPC)¦ STP Cat.5E 4Px2조 (AAM, AGM COMMS)¦ D¦ SUS DUCT¦ A¦ M¦ F-GV 4.0㎟x4조 (GND)¦ FR-CV 3C/4.0㎟x8조 (환급기, ATVM, AAM, AGM POWER)¦ FR-CVVS 4C/2.5㎟x1조 (DPC)¦ STP Cat.5E 4Px5조 (환급기, ATVM, AAM, AGM COMMS)¦ M¦ TRAY (통신)¦ A¦ CPEV 0.65/5Px3조 (INT)¦ UTP Cat.5E 4Px1조 (EM GATE#4 INT)¦ FR-CV 2C/4.0㎟x1조 (EM GATE#4)¦ AAM¦ N¦ (28)¦ F-GV 4.0㎟x1조 (GND)¦ FR-CV 3C/4.0㎟x1조 (AAM POWER)¦ CPEV 0.65/5Px1조 (INT)¦ STP Cat.5E 4Px1조 (AAM)¦ (28)¦ N¦ CPEV 0.65/5Px1조 (INT)¦ F-GV 4.0㎟x2조 (GND)¦ FR-CV 3C/4.0㎟x2조 (AAM, AGM POWER)¦ FR-CVVS 4C/2.5㎟x1조 (DPC)¦ STP Cat.5E 4Px3조 (AAM, AGM COMMS)¦ E¦ SUS DUCT¦ CPEV 0.65/5Px1조 (INT)¦ F-GV 4.0㎟x2조 (GND)¦ FR-CV 3C/4.0㎟x3조 (AAM, AGM POWER)¦ FR-CVVS 4C/2.5㎟x1조 (DPC)¦ STP Cat.5E 4Px4조 (AAM, AGM COMMS)¦ F¦ SUS DUCT¦ CPEV 0.65/5Px1조 (INT)¦ F-GV 4.0㎟x2조 (GND)¦ FR-CV 3C/4.0㎟x3조 (AAM, AGM POWER)¦ FR-CVVS 4C/2.5㎟x1조 (DPC)¦ STP Cat.5E 4Px5조 (AAM, AGM COMMS)¦ G¦ SUS DUCT¦ CPEV 0.65/5Px1조 (INT)¦ F-GV 4.0㎟x2조 (GND)¦ FR-CV 3C/4.0㎟x4조 (AAM, AGM POWER)¦ FR-CVVS 4C/2.5㎟x1조 (DPC)¦ STP Cat.5E 4Px6조 (AAM, AGM COMMS)¦ H¦ SUS DUCT¦ CPEV 0.65/5Px1조 (INT)¦ F-GV 4.0㎟x2조 (GND)¦ FR-CV 3C/4.0㎟x4조 (AAM, AGM POWER)¦ FR-CVVS 4C/2.5㎟x1조 (DPC)¦ STP Cat.5E 4Px7조 (AAM, AGM COMMS)¦ I¦ SUS DUCT¦ CPEV 0.65/5Px1조 (INT)¦ F-GV 4.0㎟x2조 (GND)¦ FR-CV 3C/4.0㎟x5조 (AAM, AGM POWER)¦ FR-CVVS 4C/2.5㎟x1조 (DPC)¦ STP Cat.5E 4Px8조 (AAM, AGM COMMS)¦ J¦ SUS DUCT¦ CPEV 0.65/5Px1조 (INT)¦ F-GV 4.0㎟x2조 (GND)¦ FR-CV 3C/4.0㎟x5조 (AAM, AGM POWER)¦ FR-CVVS 4C/2.5㎟x1조 (DPC)¦ STP Cat.5E 4Px9조 (AAM, AGM COMMS)¦ K¦ SUS DUCT¦ CPEV 0.65/5Px1조 (INT)¦ F-GV 4.0㎟x2조 (GND)¦ FR-CV 3C/4.0㎟x6조 (AAM, AGM POWER)¦ FR-CVVS 4C/2.5㎟x1조 (DPC)¦ STP Cat.5E 4Px2조 (AAM, AGM COMMS)¦ L¦ SUS DUCT¦ CPEV 0.65/5Px1조 (INT)¦ F-GV 4.0㎟x1조 (GND)¦ FR-CV 3C/4.0㎟x1조 (ATVM POWER)¦ CPEV 0.65/5Px1조 (INT)¦ STP Cat.5E 4Px2조 (ATVM COMMS)¦ O¦ F7 DUCT¦ O¦ P¦ F-GV 4.0㎟x2조 (GND)¦ FR-CV 3C/4.0㎟x2조 (환급기, ATVM POWER)¦ CPEV 0.65/5Px2조 (INT)¦ STP Cat.5E 4Px3조 (환급기, ATVM COMMS)¦ P¦ F7 DUCT¦ F-GV 4.0㎟x7조 (GND)¦ FR-CV 3C/4.0㎟x8조 (환급기, ATVM, AAM, AGM POWER)¦ FR-CVVS 4C/2.5㎟x4조 (DPC)¦ STP Cat.5E 4Px8조 (환급기, ATVM, AAM, AGM COMMS)¦ CPEV 0.65/5Px8조 (INT)¦ Q¦ OF-MM-8Corex2조 (광S/W HUB)¦ FR-CVVS 4C/2.5㎟x3조 (DPC)¦ FR-CV 3C/6.0㎟x16조 (AAM, AGM POWER)¦ F-GV 4.0㎟x3조 (GND)¦ UTP Cat.5E 4Px3조 (EM GATE#1,2,3 INT)¦ FR-CV 2C/4.0㎟x3조 (EM GATE#1,2,3)¦ DOWN TO 지하1층¦ TRAY (통신)¦ CPEV 0.65/5Px6조 (INT)¦ STP Cat.5E 4Px3조 (AAM, AGM COMMS)¦ DOWN TO B2¦ Q¦ OF-MM-8Corex2조 (광S/W HUB)¦ FR-CV 3C/6.0㎟x16조 (AAM, AGM POWER)¦ 902정거장 AFC설비 지하1층 평면도¦ S = NONE¦ 902정거장 AFC설비 지하1층 평면도¦ NONE¦ 지하철 902정거장¦ 개화¦ 김포공항¦ 공항시장¦ T¦ 5¦ 0¦ 0¦ 1¦ 0¦ 3¦ 4¦ 0¦ 0¦ 1¦
| 1단계_정거장 - 복사본 | 1단계_정거장 - 복사본 | 055. T9103066-002 912정거장 안전관리실 기기배치도 및 바닥 TRAY 설치도.dwg | \A1;11,050¦ \A1;5,600¦ TRAY 설치도¦ 906정거장 안전관리실 기기배치도 및 바닥¦ -¦ T¦ 0¦ 0¦ 0¦ 0¦ 0¦ 0¦ 0¦ 0¦ 0¦ 0¦ Equipment Schedule¦ 1¦ 번 호¦ 장 비 명¦ 규 격 (W x D x H)¦ 행선안내¦ 1200x750x1000¦ 설비자동제어반¦ 화재탐지반¦ 조명제어반¦ CCTV 및 통신종합집중관리반¦ PSD 제어반¦ SMS¦ PRINTER¦ 종합집중관리 설비 콘솔1¦ 종합집중관리 설비 콘솔2¦ 1000x600x1600¦ 1800x600x1800¦ 864x600x2304¦ 1768x600x1600¦ 800x800x2000¦ 650x800x1000¦ 700x800x750¦ 600x600x1600¦ 600x600x1600¦ 6¦ 5¦ 4¦ 3¦ 2¦ 10¦ 9¦ 8¦ 7¦ X24¦ Y03¦ Y04¦ 안전관리실¦ \A1;1,000¦ \A1;800¦ 행선안내¦ SMS¦ PRINTER¦ PSD 제어반¦ 설비자동¦ 화재탐지반¦ 조명제어반¦ CCTV 및¦ 종합집중관리¦ 설비 콘솔1¦ 제어반¦ 통신종합¦ 집중관리반¦ 종합집중관리¦ 설비 콘솔2¦ 행선안내¦ \A1;800¦ \A1;1,500¦ TRAY (W300xH100)¦ \pi34.647;{\C0;AFC GATE용}¦ \pi49.321;{\C0;접지단자함}¦ \pi163;{\C0;UTP 50P}¦ \pi163;{\C0;UTP 25P}¦ \pi255.87;{\C0;L-AFC}¦ (28)x6¦ (28)x3¦ 축척 - 2배확대¦ 912정거장 안전관리실 기기배치도 및 바닥 TRAY 설치도¦ S = 1/50¦ 1/50¦ 지하철 912정거장¦ 신목동¦ 선유도¦ 당산¦ TRAY 설치도¦ 912정거장 안전관리실 기기배치도 및 바닥¦ T¦ 9¦ 1¦ 0¦ 3¦ 0¦ 6¦ 6¦ 0¦ 0¦ 2¦
| 1단계_정거장 - 복사본 | 1단계_정거장 - 복사본 | 023. T7001034-006 917정거장 전화설비 지하1층 철거평면도 (2_2).dwg | IP¦ INT¦ KT¦ CONSOLE¦ IDF¦ \A1;2,000¦ \A1;7,500¦ \A1;7,500¦ \A1;7,500¦ \A1;7,500¦ \A1;7,500¦ \A1;7,500¦ \A1;7,500¦ \A1;7,500¦ \A1;7,500¦ \A1;7,500¦ \A1;7,500¦ \A1;84,500¦ \A1;7,500¦ \A1;7,500¦ \A1;7,500¦ \A1;7,500¦ \A1;7,500¦ \A1;37,500¦ \A1;7,070¦ \A1;9,160¦ \A1;9,160¦ \A1;3,300¦ \A1;28,690¦ DN¦ 1. 음향유도기 전원은 전기콘센트를 이용한다.¦ NOTE¦ 2. 증폭기전원은 전기콘센트를 이용한다.¦ 3. 통신기계실 및 안전관리실 MAIN 분전반은 전기에서 설치한다.¦ UTP Cat.5E 25Px2조 (CONSOLE CONTROL, LSE)¦ 인터폰선 0.6x2Px12조 (INT)¦ UTP Cat.5E 25Px2조 (안전관리실)¦ OF-MM-4CORE(난연)x1조 (안전관리실)¦ E/V¦ OF-MM-4CORE(난연)x1조 (안전관리실)¦ G¦ TRAY (300x100)¦ UTP Cat.5E 25Px2조 (CONSOLE CONTROL, LSE)¦ 인터폰선 0.6x2Px12조 (INT)¦ UTP Cat.5E 25Px2조 (안전관리실)¦ OF-MM-4CORE(난연)x1조 (안전관리실)¦ D¦ TRAY (300x100)¦ 인터폰선 0.6x2Px16조 (INT)¦ UTP Cat.5E 25Px2조 (안전관리실)¦ UTP Cat.5E 4Px2조 (공조기계실-2)¦ UTP Cat.5E 25Px2조 (CONSOLE CONTROL, LSE)¦ OF-MM-4CORE(난연)x1조 (안전관리실)¦ C¦ TRAY (300x100)¦ 인터폰선 0.6x2Px16조 (INT)¦ UTP Cat.5E 25Px2조 (안전관리실)¦ UTP Cat.5E 4Px2조 (공조기계실-2)¦ UTP Cat.5E 25Px2조 (CONSOLE CONTROL, LSE)¦ UTP Cat.5E 4Px4조 (임대상가)¦ OF-MM-4CORE(난연)x1조 (안전관리실)¦ B¦ TRAY (300x100)¦ 인터폰선 0.6x2Px12조 (INT)¦ UTP Cat.5E 25Px2조 (안전관리실)¦ UTP Cat.5E 4Px2조 (공조기계실-2)¦ UTP Cat.5E 25Px2조 (CONSOLE CONTROL, LSE)¦ OF-MM-4CORE(난연)x1조 (안전관리실)¦ A¦ TRAY (300x100)¦ 인터폰선 0.6x2Px8조 (INT)¦ UTP Cat.5E 25Px2조 (안전관리실)¦ UTP Cat.5E 4Px2조 (공조기계실-2)¦ UTP Cat.5E 25Px2조 (CONSOLE CONTROL, LSE)¦ F¦ UTP Cat.5E 25Px1조 (콜폰)¦ E¦ TRAY (300x100)¦ UTP Cat.5E 25Px2조 (CONSOLE CONTROL, LSE)¦ 인터폰선 0.6x2Px12조 (INT)¦ UTP Cat.5E 4Px1조 (편의점)¦ OF-MM-4CORE(난연)x1조 (안전관리실)¦ TRAY (600x150)¦ UTP Cat.5E 4Px4조 (임대상가)¦ UTP Cat.5E 4Px4조 (임대상가)¦ UTP Cat.5E 4Px4조 (임대상가)¦ H¦ DOWN TO 안전관리실 ACCESS FLOOR¦ UTP Cat.5E 4Px3조 (대합실 공중전화)¦ UTP Cat.5E 4Px3조 (대합실 공중전화)¦ UTP Cat.5E 4Px3조 (대합실 공중전화)¦ KEY PLAN¦ X11¦ X12¦ X13¦ X14¦ X15¦ X16¦ X17¦ X18¦ X19¦ X20¦ X21¦ X22¦ X23¦ X24¦ X25¦ X26¦ X27¦ Y04¦ Y02¦ Y00¦ Y01¦ Y03¦ 안전관리실¦ 발매기실 2¦ 화장실 2 (PAID)¦ 공조기계실 2¦ 물탱크실¦ 환승통로¦ 대 합 실¦ DN¦ DN¦ 화장실 1 (FREE)¦ 국철노량진역과환승¦ 신축중인 건물과연결¦ 대합실(PAID)¦ DN¦ UP¦ UP¦ 방범셔터¦ 내부계단 3¦ 외부출입구 3¦ 외부출입구 2¦ 내부계단 2¦ DN¦ UP¦ UP¦ 외부엘리베이터 1¦ 917 정거장 ¦ STA.18km111.750¦ MATCH LINE DWG No. "S1-TA-S17-DB-009-0"¦ TRAY (300x100)¦ x2¦ x3¦ [MISHUB 8Port¦ [IDF No.1]¦ UTP 25P¦ [TB No.3]¦ x4¦ x2¦ (P11:100x100x100)¦ (P10:100x100x100)¦ (P13:100x100x100)¦ (P14:200x200x100)¦ (16) UTP Cat.5E 4Px2조 (공조기계실-2)¦ (16) 인터폰선 0.6x2Px4조 (INT)¦ UTP Cat.5E 4Px2조 (공조기계실-2)¦ TRAY (300x100)¦ 인터폰선 0.6x2Px4조 (INT)¦ UTP Cat.5E 4Px2조 (공조기계실-2)¦ TRAY (300x100)¦ (16) 인터폰선 0.6x2Px각1조 (콜폰)¦ (16) 인터폰선 0.6x2Px4조 (INT)¦ DOWN TO CP PANEL¦ (16) 인터폰선 0.6x2Px4조 (INT)¦ (16) 인터폰선 0.6x2Px4조 (INT)¦ (16) 인터폰선 0.6x2Px4조 (INT)¦ (16) 인터폰선 0.6x2Px4조 (INT)¦ D¦ C¦ B¦ A¦ 지상E/L¦ F¦ E¦ x2¦ (16) UTP Cat.5E 4Px2조 (임대상가)¦ G¦ (P12:100x100x100)¦ UTP 25P¦ x2¦ UTP Cat.5E 4Px2조 (임대상가)¦ (28) UTP Cat.5E 25Px1조 (콜폰)¦ UTP Cat.5E 4Px4조 (임대상가)¦ H¦ UTP 25P¦ [TB No.4]¦ 공중전화¦ (22) UTP Cat.5E 4Px3조 (공중전화)¦ 인터폰선 0.6x2Px4조 (INT)¦ UTP Cat.5E 4Px2조 (공조기계실-2)¦ TRAY (300x100)¦ UTP Cat.5E 4Px2조 (임대상가)¦ (16) UTP Cat.5E 4Px2조 (임대상가1)¦ (28) UTP Cat.5E 25Px1조 (콜폰)¦ UTP Cat.5E 25Px1조 (콜폰)¦ UTP Cat.5E 25Px1조 (콜폰)¦ UTP Cat.5E 25Px1조 (콜폰)¦ UTP Cat.5E 25Px1조 (콜폰)¦ UTP Cat.5E 25Px2조 (콜폰)¦ UTP Cat.5E 25Px2조 (콜폰)¦ UTP Cat.5E 25Px2조 (콜폰)¦ UTP Cat.5E 25Px2조 (안전관리실)¦ UTP Cat.5E 4Px1조 (편의점)¦ UTP Cat.5E 4Px1조 (편의점)¦ UTP Cat.5E 4Px1조 (편의점)¦ UTP Cat.5E 4Px1조 (편의점)¦ UTP Cat.5E 4Px1조 (편의점)¦ UTP Cat.5E 4Px1조 (편의점)¦ (16) 인터폰선 0.6x2Px4조 (INT)¦ DOWN TO CP PANEL¦ (16) 인터폰선 0.6x2Px4조 (INT)¦ DOWN TO CP PANEL¦ 5-5~8¦ 5-1~4¦ 3-15~18¦ 3-11~14¦ 천정형UTP25P-1¦ 10¦ 11¦ 12¦ 13¦ 14¦ 15¦ 16¦ 1¦ 2¦ 3¦ 4¦ 9¦ 8¦ 7¦ 6¦ 5¦ TB1¦ 임대상가2¦ 임대상가1¦ (철거)¦ (철거)¦ 지하철 917정거장¦ 샛강¦ 노량진¦ 노들¦ 1/400¦ 917정거장 전화설비 지하1층 철거평면도(2/2)¦ S = 1/400¦ 917정거장 전화설비 지하1층 철거평면도(2/2)¦ T¦ 7¦ 0¦ 0¦ 1¦ 0¦ 3¦ 4¦ 0¦ 0¦ 6¦ (기설활용)¦ P¦
| 1단계_정거장 - 복사본 | 1단계_정거장 - 복사본 | 021. T7001034-004 918정거장 전화설비 지하2층 신설평면도 (2_2).dwg | \A1;26,150¦ \A1;11,300¦ \A1;3,550¦ \A1;11,300¦ \A1;9,600¦ \A1;56,250¦ \A1;3,750¦ \A1;7,500¦ \A1;7,500¦ \A1;5,000¦ \A1;5,000¦ \A1;5,000¦ \A1;5,000¦ \A1;5,000¦ \A1;5,000¦ \A1;5,000¦ \A1;5,000¦ \A1;5,000¦ \A1;5,000¦ \A1;5,000¦ \A1;5,000¦ \A1;5,000¦ \A1;5,000¦ \A1;5,000¦ \A1;5,000¦ \A1;42,500¦ \A1;200¦ 1. 일반교환기에 수용된 전화기는 IP전화기로 교체한다.¦ NOTE¦ 2. 콜폰, E/L폰, 승강장 비상통화장치도 교체한다.¦ 3. 전화 및 인터폰 구간의 배선배관은 기존활용한다.¦ MATCH LINE DWG No. "S1-TA-S18-DB-011-0"¦ 1. 음향유도기 전원은 전기콘센트를 이용한다.¦ NOTE¦ 2. 증폭기전원은 전기콘센트를 이용한다.¦ 3. 통신기계실 및 안전관리실 MAIN 분전반은 전기에서 설치한다.¦ KEY PLAN¦ Y00¦ Y01¦ Y02¦ Y-01¦ X15¦ X16¦ X17¦ X18¦ X19¦ X20¦ X21¦ X22¦ X23¦ X24¦ X25¦ X26¦ X27¦ X28¦ X29¦ X30¦ X31¦ X32¦ X33¦ Y03¦ 배수펌프실¦ (16) UTP Cat.5E 4Px1조 (승강장 INT)¦ (P20:200x200x100)¦ (16) UTP Cat.5E 4Px1조 (승강장 INT)¦ (P26:200x200x100)¦ 1. 일반교환기에 수용된 전화기는 안전관리실만 IP전화기로 교체한다.¦ NOTE¦ 2. 콜폰, E/L폰, 승강장 비상통화장치도 교체한다.¦ 3. 전화 및 인터폰 구간의 배선배관은 기존활용한다.¦ 지하철 918정거장¦ 노량진¦ 노들¦ 중앙대입구¦ 1/400¦ 918정거장 전화설비 지하2층 신설평면도(2/2)¦ S = 1/400¦ 918정거장 전화설비 지하2층 신설평면도(2/2)¦ T¦ 7¦ 0¦ 0¦ 1¦ 0¦ 3¦ 4¦ 0¦ 0¦ 4¦ (기설활용)¦ P¦ INT¦
| 1단계_정거장 - 복사본 | 1단계_정거장 - 복사본 | 043. T7005034-002 903정거장 CCTV,TDI,시계설비 지하1층 신설평면도-2.dwg | CCTV¦ ACU¦ KEY PLAN¦ \A1;7450¦ \A1;23600¦ \A1;7450¦ \A1;4350¦ \A1;4350¦ \A1;7,500¦ \A1;7,500¦ \A1;5,000 ¦ \A1;5,000 ¦ \A1;5,000 ¦ \A1;7,500¦ \A1;7,500¦ \A1;7,500¦ \A1;7,500¦ \A1;7,500¦ L¦ L1¦ UTP Cat.5e4P¦ OF-SM-8C(난연)x2조, FR-CV 3C/4.0㎟x2조(신설) ¦ C/R¦ ES-2¦ (P7:200x200x100)¦ ES-4¦ A¦ B¦ D¦ ATVM-1¦ C¦ DOWN TO 지하2층¦ TRAY (600x150)¦ E¦ F¦ G¦ ES-5¦ AGM-1¦ TRAY (600x150)¦ DOWN TO 지하2층¦ B¦ A¦ C¦ D¦ TRAY (300x100)¦ E¦ UTP CAT.5E 25Px1조 (CONSOLE)¦ UTP CAT.5E 4Px4조 (CONSOLE)¦ F¦ G¦ H¦ (P9:200x200x100)¦ ELE-4¦ ES-6¦ I¦ H¦ CONM-1¦ UTP CAT.5E 25Px1조 (CONSOLE)¦ UTP CAT.5E 4Px4조 (CONSOLE)¦ DOWN TO 통신기계실 ACCESS FLOOR¦ TRAY (600x150)¦ TRAY (900x150)¦ DOWN TO 지하4층¦ ELE-3¦ UP TO 지상 E/L¦ UP TO 지상 E/L¦ MATCH LINE DWG No. "S1-TA-S03-DB-025-1.dwg"¦ (P6:300x300x200)¦ (P5:200x200x100)¦ (P8:200x200x100)¦ ATVM-2¦ Y04¦ Y03¦ Y02¦ Y01¦ Y00¦ X13¦ X14¦ X15¦ X16¦ X17¦ X18¦ X19¦ X20¦ X21¦ X22¦ X23¦ X24¦ X25¦ X26¦ DN¦ DN¦ E/V¦ DN¦ E/V¦ E/V¦ UP¦ UP¦ UP¦ UP¦ 비품창고¦ 편 의 점¦ 발매기실¦ 발매기실 창고¦ 안전관리실¦ 내부계단¦ 통신기계실¦ 용역원대기실¦ 이동통신¦ 기계실¦ 복 도¦ NOTE¦ 1. 광케이블, 전원/접지케이블 (OF-SM-4Core, CV 3C/2.5㎟)¦ 2. 승강장 ANT설치위치: 열차 진행방향 정거장 시종점부에 설치¦ 2. 광케이블, 전원/접지케이블 (OF-SM-8Core, CV 3C/2.5㎟)¦ TRAY (300x100)¦ TRAY (300x100)¦ FR-CV 3C/6.0㎟x1조 (LSE POWER)¦ FR-CV 3C/6.0㎟x1조 (LSE POWER)¦ UTP CAT.5E 25Px1조 (CONSOLE)¦ UTP CAT.5E 4Px4조 (CONSOLE)¦ TRAY (600x150)¦ DOWN TO 안전관리실 ACCESS FLOOR¦ FR-CV 3C/6.0㎟x1조 (LSE POWER)¦ TRAY (300x100)¦ UTP CAT.5E 25Px1조 (CONSOLE)¦ UTP CAT.5E 4Px4조 (CONSOLE)¦ FR-CV 3C/6.0㎟x1조 (LSE POWER)¦ TRAY (300x100)¦ UTP CAT.5E 25Px1조 (CONSOLE)¦ UTP CAT.5E 4Px4조 (CONSOLE)¦ FR-CV 3C/6.0㎟x1조 (LSE POWER)¦ TRAY (300x100)¦ UTP CAT.5E 25Px1조 (CONSOLE)¦ UTP CAT.5E 4Px4조 (CONSOLE)¦ FR-CV 3C/6.0㎟x1조 (LSE POWER)¦ I¦ TRAY (300x100)¦ UTP CAT.5E 25Px1조 (CONSOLE)¦ UTP CAT.5E 4Px4조 (CONSOLE)¦ FR-CV 3C/6.0㎟x1조 (LSE POWER)¦ vmh¦ vmh¦ vmh¦ vmh¦ vmh¦ vmh¦ vmh¦ VMT¦ vmh¦ vmh¦ 용역창고¦ L¦ L¦ FR-CV 3C/4.0㎟x2조 ¦ FR-CV 3C/4.0㎟x2조 ¦ (16) UTP Cat.5E4Px1조 (CAMERA)¦ (16) UTP Cat.5E4Px1조 (CAMERA)¦ (22) UTP Cat.5E4Px2조 (CAMERA)¦ (22) UTP Cat.5E4Px2조 (CAMERA)¦ (16) UTP Cat.5E4Px1조 (CAMERA)¦ (16) UTP Cat.5E4Px1조 (CAMERA)¦ (16) UTP Cat.5E4Px1조 (CAMERA)¦ (16) UTP Cat.5E4Px1조 (CAMERA)¦ (16) UTP Cat.5E4Px1조 (CAMERA)¦ (22) UTP Cat.5E4Px2조 (CAMERA)¦ (28) UTP Cat.5E4Px4조 (CAMERA)¦ UTP Cat.5E4Px20조 (CAMERA)¦ (16) UTP Cat.5E4Px1조 (CAMERA)¦ M¦ M¦ M¦ (16) OF-SM-8Core(난연)x1조(대합실게시기)(신설)¦ (28) FR-CV 3C/4.0㎟x1조 (대합실게시기 POWER)(기존활용)¦ OF-SM-8Core(난연)x2조(대합실게시기)(신설)¦ FR-CV 3C/4.0㎟x2조 (대합실게시기 POWER)(기존활용)¦ OF-SM-8Core(난연)x2조(대합실게시기)(신설)¦ FR-CV 3C/4.0㎟x2조 (대합실게시기 POWER)(기존활용)¦ OF-SM-8C(난연)x10조(CAMERA) ¦ FR-CV 3C/4.0㎟x10조(CAMERA) ¦ OF-SM-8C(난연)x2조(승강장모니터)(신설) ¦ FR-CV 3C/4.0㎟x2조(승강장모니터)(신설) ¦ 스피드돔¦ UTP Cat.5E4Px18조 (CAMERA)¦ OF-SM-8C(난연)x10조(CAMERA) ¦ FR-CV 3C/4.0㎟x10조(CAMERA) ¦ UTP Cat.5E4Px20조 (CAMERA)¦ OF-SM-8C(난연)x10조(CAMERA) ¦ FR-CV 3C/4.0㎟x10조(CAMERA) ¦ UTP Cat.5E4Px19조 (CAMERA)¦ OF-SM-8C(난연)x10조(CAMERA) ¦ FR-CV 3C/4.0㎟x10조(CAMERA) ¦ UTP Cat.5E4Px15조 (CAMERA)¦ OF-SM-8C(난연)x10조(CAMERA) ¦ FR-CV 3C/4.0㎟x10조(CAMERA) ¦ OF-SM-8C(난연)x2조(승강장모니터)(신설) ¦ FR-CV 3C/4.0㎟x2조(승강장모니터)(신설) ¦ OF-SM-8C(난연)x1조(승강장모니터)(신설) ¦ FR-CV 3C/4.0㎟x1조(승강장모니터)(신설) ¦ UTP Cat.5E4Px2조 (CAMERA)¦ OF-SM-8C(난연)x5조(CAMERA) ¦ FR-CV 3C/4.0㎟x5조(CAMERA) ¦ UTP Cat.5E4Px13조 (CAMERA)¦ OF-SM-8C(난연)x7조(CAMERA) ¦ FR-CV 3C/4.0㎟x7조(CAMERA) ¦ OF-SM-8C(난연)x1조(승강장모니터)(신설) ¦ FR-CV 3C/4.0㎟x1조(승강장모니터)(신설) ¦ UTP Cat.5E4Px2조 (CAMERA)¦ OF-SM-8C(난연)x7조(CAMERA) ¦ FR-CV 3C/4.0㎟x7조(CAMERA) ¦ OF-SM-8C(난연)x1조(승강장모니터)(신설) ¦ FR-CV 3C/4.0㎟x1조(승강장모니터)(신설) ¦ UTP Cat.5E4Px2조 (CAMERA)¦ OF-SM-8C(난연)x5조(CAMERA) ¦ FR-CV 3C/4.0㎟x5조(CAMERA) ¦ UTP Cat.5E4Px9조 (CAMERA)¦ CONM-1¦ VMT¦ OF-SM-8Core(난연)x1조 (모니터)(신설)¦ FR-CV 3C/4.0㎟x1조 (모니터POWER)(신설) ¦ OF-SM-8Core(난연)x1조 (모니터)(신설)¦ FR-CV 3C/4.0㎟x1조 (모니터POWER)(신설) ¦ UL 2919-AMESB 24AWG 4Px2조 (TDI)(기존활용)¦ FR-CV 3C/4.0㎟x2조 (TDI POWER)(기존활용)¦ FR-CV 3C/4.0㎟x2조 (TDI POWER)(기존활용)¦ UL 2919-AMESB 24AWG 4Px2조 (TDI)(기존활용)¦ UL 2919-AMESB 24AWG 4Px2조 (TDI)(기존활용)¦ FR-CV 3C/4.0㎟x2조 (TDI POWER)(기존활용)¦ UTP Cat.5E 4Px4조 (TDI)(기존활용)¦ OF-MM-12Core(난연)x2조(TDI)(기존활용)¦ OF-MM-12Core(난연)x2조(TDI)(기존활용)¦ UTP Cat.5E 4Px4조 (TDI)(기존활용)¦ OF-MM-12Core(난연)x2조(TDI)(기존활용)¦ UTP Cat.5E 4Px4조 (TDI)(기존활용)¦ FR-CV 3C/4.0㎟x4조 (TDI POWER)(기존활용)¦ UL 2919-AMESB 24AWG 4Px4조 (TDI)(기존활용)¦ UTP Cat.5E 4Px8조 (TDI)(기존활용)¦ OF-MM-12Core(난연)x4조(TDI)(기존활용)¦ FR-CV 3C/4.0㎟x2조 (TDI POWER)(기존활용)¦ UL 2919-AMESB 24AWG 4Px2조 (TDI)(기존활용)¦ OF-MM-12Core(난연)x2조(TDI)(기존활용)¦ UTP Cat.5E 4Px4조 (TDI)(기존활용)¦ (16) OF-SM-8C(난연)x1조(CAMERA) ¦ (16) FR-CV 3C/4.0㎟x1조(CAMERA) ¦ (16) OF-SM-8C(난연)x1조(CAMERA) ¦ (16) FR-CV 3C/4.0㎟x1조(CAMERA) ¦ 지하철 903정거장¦ 김포공항¦ 공항시장¦ 신방화¦ 1/400¦ S = 1 / 400¦ 903정거장 CCTV,TDI,시계설비 지하1층 신설평면도(2/2)¦ 903정거장 CCTV,TDI,시계설비 지하1층¦ 신설평면도(2/2)¦ T¦ 7¦ 0¦ 0¦ 5¦ 0¦ 3¦ 4¦ 0¦ 0¦ 2¦ CCTV(기존동축활용)¦ P¦
| 1단계_정거장 - 복사본 | 1단계_정거장 - 복사본 | 001~003. T1001001~003 918 정거장 목록표,범례도, 표지,간지.dwg | 서울시메트로9호선(주) 대체투자(신호 및 통신설비) 타당성조사, 기본 및 실시설계 용역¦ 실 시 설 계 도 면¦ 2019. 03. ¦ [ 통신 설비-918정거장 ]¦ (주)안세기술 컨소시엄¦ 서울시메트로 9호선(주)¦ (918 정거장)¦ 공통¦ T¦ 1¦ 0¦ 0¦ 0¦ 0¦ 0¦ 0¦ 0¦ 0¦ 0¦ 네트워크장비 통신기기실 실장도¦ 서지보호기 상세도¦ DU 시스템 상세도¦ DU RACK 상세도¦ RRU 시스템 상세도¦ OFD 48C 상세도¦ OFD 24C 상세도¦ FDF 48C 상세도¦ 실내안테나 설치상세도¦ 옥상안테나폴[5M] 상세도¦ 옴니 안테나 상세도¦ 정류기 상세도¦ RACK 접지상세도¦ 수공 상세도[1/2]¦ 수공 상세도[2/2]¦ 수공철개 상세도¦ PIPING 상세도[1/3]¦ PIPING 상세도[2/3]¦ PIPING 상세도[3/3]¦ TERMINAL BOX 상세도¦ 접지함 상세도¦ WALL PULLBOX DETAIL¦ 여자화장실 INTERPHONE DETAIL¦ RACK 바닥고정 설치상세도¦ 광점퍼코드[OJC]상세도¦ 도면번호¦ 구 분¦ 도 면 명¦ 축 척¦ 도면번호¦ 구 분¦ 축 척¦ 도면번호¦ 구 분¦ 축 척¦ 1¦ 2¦ 도면목록표¦ NONE¦ 3¦ NONE¦ 4¦ NONE¦ 5¦ 6¦ 7¦ 8¦ 1/100¦ 9¦ 10¦ 11¦ 12¦ 13¦ 14¦ 15¦ 16¦ 17¦ 18¦ 19¦ 20¦ 21¦ 22¦ 23¦ 24¦ 25¦ 26¦ 도 면 명¦ 도 면 명¦ 1/600¦ NONE¦ 도 면 목 록 표¦ NONE¦ 도 면 목 록 표¦ S = NONE¦ 918정거장 CIRCUIT WIRING SYSTEM DIAGRAM / 철거¦ 918정거장 종합무선중계,열차무선설비 DIAGRAM¦ NONE¦ NONE¦ NONE¦ NONE¦ NONE¦ NONE¦ NONE¦ NONE¦ NONE¦ NONE¦ NONE¦ NONE¦ 정거장 통신설비 계통도¦ 범례도¦ 918정거장 ¦ 27¦ 28¦ 29¦ 30¦ 31¦ 32¦ 33¦ 34¦ 35¦ 918정거장 통신기계실 기기배치도 및 바닥 TRAY 설치도¦ 36¦ 37¦ 38¦ 39¦ 40¦ 41¦ 42¦ 43¦ 44¦ 공통상세도¦ 45¦ 46¦ NONE¦ NONE¦ NONE¦ NONE¦ NONE¦ 47¦ 48¦ 49¦ 50¦ 51¦ 52¦ 53¦ 54¦ 55¦ 56¦ 57¦ 58¦ 59¦ 60¦ 61¦ 62¦ 63¦ 64¦ 65¦ 66¦ 67¦ 68¦ 69¦ 70¦ 71¦ 72¦ 73¦ 74¦ NONE¦ NONE¦ NONE¦ NONE¦ NONE¦ NONE¦ NONE¦ NONE¦ NONE¦ NONE¦ NONE¦ NONE¦ NONE¦ NONE¦ NONE¦ 심 볼¦ 명 칭¦ 비 고¦ 심 볼¦ 명 칭¦ 비 고¦ ( 36 )¦ ATT¦ 관 로 케 이 블 포 설 (신설)¦ GND¦ MGB¦ 직 매 케 이 블 포 설¦ 트 라 후 내 포 설¦ 천 장 노 출 배 관¦ 케 이 블 접 속¦ 바 닥 배 관¦ 전 선 관 규 격¦ 전 선 관 상 향¦ 전 선 관 하 향¦ 전 선 관 통 과¦ 분 전 반¦ U T P 단 자 함¦ 주 접 지 단 자 함¦ 접 지 단 자 함¦ 천 장 형 풀 박 스¦ 기 설 천 장 형 풀 박 스¦ 벽 부 형 풀 박 스¦ 아 웃 레 트 박 스¦ 인 공¦ 수 공 (신 설)¦ 모 듈 러 잭 (R J - 4 5)¦ 구 내 전 화¦ 역 간 직 통 전 화¦ 사 령 전 화¦ 키 폰 전 화 모 장 치¦ 키 폰 전 화 자 장 치¦ 인 터 폰 자 장 치¦ 모 사 전 송 장 치¦ 콜 폰¦ T V 단 자¦ 장 애 자 용 유 도 음 향 장 치¦ 증 폭 기¦ 천 장 형 스 피 커 (3 W)¦ 벽 부 형 스 피 커 (3 W)¦ 벽 부 형 스 피 커 (3 W)¦ 천 장 형 스 피 커 (5 W)¦ 벽 부 형 스 피 커 (5 W)¦ 컬 럼 형 스 피 커 (20 W)¦ 음 량 조 절 기¦ H I V 1 . 5 ㎟ x 3 조¦ 안 테 나¦ 카 메 라¦ 펜 틸 트 카 메 라¦ 열 차 행 선 안 내 게 시 기¦ 부 모 시 계¦ 자 시 계¦ 사 각 시 계¦ M¦ 방 송 단 자 함¦ P¦ P¦ KP¦ KP¦ H¦ M¦ G¦ PA AMP¦ T¦ 기 설 벽 부 형 풀 박 스¦ INT¦ H o r n 스 피 커 (30 W)¦ 4D¦ AMP¦ T V 분 배 기¦ T V 증 폭 기¦ C/R¦ ACU¦ 출 입 통 제 자 장 치¦ 출 입 통 제 주 장 치¦ 종 단 저 항¦ (200x200x100)¦ (400x500x150)¦ 심 볼¦ 명 칭¦ 비 고¦ SMS¦ ATVM¦ AAM¦ AGM¦ 자 동 발 매 기¦ 자 동 정 산 기¦ 역 단 위 전 산 기¦ 개 집 표 기¦ 케 이 블 트 레 이¦ 일 반 전 화 (국선)¦ KT¦ ATTENUATOR 포함¦ 수치규격표시¦ 수치규격표시¦ 분 배 기¦ D¦ 승 강 장 천 장 노 출 배 관¦ (36) : 수치규격표시¦ 인터폰¦ 모장치¦ 인 터 폰 모 장 치¦ MSC¦ MWS¦ 시스템박스¦ 컬 럼 형 스 피 커 (10 W)¦ INSTALLATION OF DUCT SYSTEM¦ INSTALLATION OF DIRECTBURIED CABLE¦ INSTALLATION OF TROUGH SYSTEM¦ CABLE TRAY¦ CABLE IN CONDUIT CELING EXPOSED¦ CABLE JOINT¦ CABLE IN CONDUIT FLOOR EXPOSED¦ CONDUIT SIZE¦ CONDUIT GOING UPWARD¦ CONDUIT GOING DOWNWARD¦ CONDUIT PASSING¦ POWER DISTRIBUTION BOARD¦ UTP TERMINAL BOX¦ PUBLIC ADDRESS TERMINAL BOX¦ MAIN GROUND BOX¦ EARTH TERMINAL BOX¦ CEILING PULL BOX¦ CEILING PULL BOX¦ WALL PULL BOX¦ WALL PULL BOX¦ MODULAR JACK¦ SYSTEM BOX¦ INTERIOR TELEPHONE¦ MAGNETIC TELEPHONE¦ DISPATCH TELEPHONE¦ KEYPHONE MASTER¦ KEYPHONE SLAVE¦ AUTOMATIC TELEPHONE¦ INTERPHONE MASTER¦ INTERPHONE SLAVE¦ FACSIMILE¦ CALL PHONE¦ OUTLET FOR TV¦ AMPLIFILER¦ SPEAKER (CEILING MOUNTED TYPE)¦ SPEAKER (WALL MOUNTED TYPE)¦ SPEAKER (WALL MOUNTED TYPE)¦ SPEAKER (CEILING MOUNTED TYPE)¦ SPEAKER (WALL MOUNTED TYPE)¦ SPEAKER (COLUMN MOUNTED TYPE)¦ SPEAKER (COLUMN MOUNTED TYPE)¦ SPEAKER (HORN MOUNTED TYPE)¦ ATTENUATOR¦ DISTRIBUTOR FOR TV¦ BOOSTER FOR TV¦ CAMERA FOR CCTV¦ PANTILTED CAMERA¦ DISPLAY FOR TRAIN DESTINATION INDICATION¦ REPEAT ELETRIC CLOCK¦ SLAVE ELECTRIC CLOCK (WALL MOUNTED TYPE)¦ INDEPENDENCE OUTSIDE CLOCK¦ ACCESS CONTROL UNIT¦ CARD READER¦ ANTENNA¦ DISTRIBUTOR FOR RADIO COMMUNICATION¦ DUMMY LOAD¦ STATION MONITORING SYSTEM¦ AUTOMATIC TICKET VENDING MACHINE¦ AUTOMATIC ADD FARE MACHINE¦ AUTOMATIC GATE MACHINE¦ CABLE IN CONDUIT CELING EXPOSED FOR PALTFORM¦ OUTLET BOX¦ Man Hole¦ Hand Hole¦ 토크백¦ 모장치¦ 토 크 백 모 장 치¦ TALK BACK MASTER¦ 수 공 (기 설)¦ H¦ Hand Hole¦ 관 로 케 이 블 포 설 (기설)¦ INSTALLATION OF DUCT SYSTEM¦ 콤바이너¦ c¦ COMBINER¦ 소 방 무 선 접 속 단 자 함¦ RADIO TERMINAL CONNECTION BOX FOR THE FIRE¦ 관 리 역 전 산 기¦ MANAGING STATION COMPUTER¦ 유 지 보 수 전 산 기¦ MAINTENCE WORK STATION¦ 연 선 전 화¦ WAY SIDE TELEPHONE¦ 토 크 백¦ TALK BACK¦ Vmh¦ VMT¦ 환급기¦ V M 수 신 기¦ V M 송 신 기¦ 출 입 구 및 환 승 통 로 안 내 게 시 기¦ L¦ 환 급 기¦ 범 례 도¦ NONE¦ 범 례 표¦ S = NONE¦ 서지보호기 상세도¦ OPDP 상세도¦ RRU 시스템 상세도¦ OFD 48C 상세도¦ FDF 48C 상세도¦ 실내안테나 설치상세도¦ 옴니 안테나 상세도¦ RACK 접지상세도¦ PIPING 상세도[1/3]¦ PIPING 상세도[2/3]¦ PIPING 상세도[3/3]¦ TERMINAL BOX 상세도¦ 접지함 상세도¦ WALL PULLBOX DETAIL¦ 여자화장실 INTERPHONE DETAIL¦ RACK 바닥고정 설치상세도¦ 광점퍼코드[OJC]상세도¦ 방송설비 설치 상세도¦ 천정형 P/T BRACKET 설치 상세도¦ 자시계 외형도¦ 카메라 설치 상세도¦ 행선안내 표시기 외형도¦ 행선안내 표시기 현장 설치도¦ 출입구 및 환승통로 게시기 상세도¦ 출입통제시스템 설치 상세도¦ 종합무선중계설비 상세도¦ 발매기 설치 상세도¦ AFC PIPING DETAIL¦ AGM CHANEL BASE 설치 상세도¦ 무선통신 외부단자 및 공시청 안테나 설치 상세도¦ T1001002-001¦ T1001003-001¦ T1001004-001¦ 918정거장 CIRCUIT WIRING SYSTEM DIAGRAM / 신설¦ T1001026-001¦ 918정거장 종합무선중계설비 지하1층 평면도¦ T4009924-001¦ 918(노들) 역사노드 랙 배치도¦ 918정거장 역사 L3스위치 인터페이스 구성도¦ T9103026-001¦ T9103075-001¦ T9103066-001¦ T9103038-001¦ T9103038-002¦ T9103038-003¦ T9103038-004¦ T9103038-005¦ T9103038-006¦ T9103038-007¦ T9103038-008¦ T9103038-009¦ T9103038-010¦ T9103038-011¦ T9103038-012¦ T9103038-013¦ T9103038-014¦ T9103038-015¦ T9103038-016¦ T9103038-017¦ T9103038-018¦ T9103038-019¦ T9103038-020¦ T9103038-021¦ T9103038-022¦ T9103038-023¦ T9103038-024¦ T9103038-025¦ T9103038-026¦ T9103038-027¦ T9103038-028¦ T9103038-029¦ T9103038-030¦ T1001026-002¦ 918정거장 통신기계실 & 안전관리실 CABLE WIRING DIAGRAM¦ 918정거장 AFC SYSTEM DIAGRAM ¦ 918정거장 AFC CABLE WIRING DIAGRAM ¦ 918정거장 출입통제설비 CABLE WIRING DIAGRAM ¦ 918정거장 출입통제설비 CABLE WIRING DIAGRAM / 철거¦ T7001034-001¦ T7001034-002¦ T7001034-003¦ T7001034-004¦ T7001034-005¦ T7001034-006¦ T7001034-007¦ T7001034-008¦ T7005034-001¦ T7005034-002¦ T7005034-003¦ T7005034-004¦ T7005034-005¦ T7005034-006¦ T7005034-007¦ T7005034-008¦ T1001026-003¦ T1001026-004¦ T1001026-005¦ T1001026-006¦ T1001026-007¦ T1001026-008¦ T1001026-009¦ T1001026-010¦ T1001026-011¦ T1001026-012¦ T1001026-013¦ T9103066-002¦ T9103066-003¦ T9103066-004¦ 918정거장 AFC SYSTEM DIAGRAM / 철거¦ T7003034-001¦ T7003034-002¦ T7003034-003¦ T7003034-004¦ 918정거장 AFC설비 지하1층 장비배치도 ¦ T7009934-001¦ T7009934-002¦ T7009934-003¦ T7009934-004¦ 918정거장 출입통제설비 지하1층 평면도 (1/2) ¦ 1/400¦ 918정거장 AFC CABLE WIRING DIAGRAM / 철거¦ 918정거장 AFC설비 지하1층 장비배치도 / 철거 ¦ 1/50¦ 1/600¦ 1/600¦ 1/400¦ 1/400¦ 1/400¦ 1/400¦ 1/400¦ 1/400¦ 1/400¦ 1/400¦ 1/400¦ 1/400¦ 918정거장 AFC설비 지하1층 평면도 ¦ T5001034-001¦ 1/400¦ 918정거장 출입통제설비 지하1층 평면도 (2/2) ¦ 1/400¦ 918정거장 출입통제설비 지하1층 철거평면도 (1/2) ¦ 1/400¦ 918정거장 출입통제설비 지하1층 철거평면도 (2/2) ¦ 1/400¦ 918정거장 COMMUNICATION CABLE WIRING DIAGRAM¦ 918정거장 전화설비 지하1층 신설평면도 (1/2)¦ 918정거장 CCTV,TDI,시계설비 CABLE WIRING DIAGRAM¦ 918정거장 CCTV,TDI,시계설비 지하1층 신설평면도 (1/2)¦ 918정거장 안전관리실 기기배치도 및 바닥 TRAY 설치도¦ 918정거장 전화설비 지하1층 신설평면도 (2/2)¦ 918정거장 전화설비 지하2층 신설평면도(1/2)¦ 918정거장 전화설비 지하2층 신설평면도(2/2)¦ 918정거장 전화설비 지하1층 철거평면도 (1/2)¦ 918정거장 전화설비 지하1층 철거평면도 (2/2)¦ 918정거장 전화설비 지하2층 철거평면도(1/2)¦ 918정거장 전화설비 지하2층 철거평면도(2/2)¦ 918정거장 CCTV,TDI,시계설비 지하1층 신설평면도 (2/2)¦ 918정거장 CCTV,TDI,시계설비 지하2층 신설평면도(1/2)¦ 918정거장 CCTV,TDI,시계설비 지하2층 신설평면도(2/2)¦ 918정거장 CCTV,TDI,시계설비 지하1층 철거평면도 (1/2)¦ 918정거장 CCTV,TDI,시계설비 지하1층 철거평면도 (2/2)¦ 918정거장 CCTV,TDI,시계설비 지하2층 철거평면도(1/2)¦ 918정거장 CCTV,TDI,시계설비 지하2층 철거평면도(2/2)¦ 918정거장 방송설비 지하1층 신설평면도 (2/2)¦ 918정거장 방송설비 지하2층 신설평면도(1/2)¦ 918정거장 방송설비 지하2층 신설평면도(2/2)¦ 918정거장 방송설비 지하1층 신설평면도 (1/2)¦ 918정거장 방송설비 CABLE WIRING DIAGRAM¦ NONE¦ NONE¦ NONE¦ NONE¦ NONE¦ NONE¦ NONE¦ NONE¦ NONE¦ NONE¦ NONE¦ NONE¦ 1/400¦ 1/400¦ 1/400¦ 1/400¦ 1/400¦ 1/400¦ 1/400¦ 1/400¦ 1/400¦ 1/400¦ 75¦ 76¦ 77¦ 78¦ T¦ 공통¦ 1¦ 0¦ 0¦ 1¦ 0¦ 0¦ 2¦ 0¦ 0¦ 1¦ (공통 상세도)¦ 서울시메트로9호선(주) 대체투자(신호 및 통신설비) 타당성조사, 기본 및 실시설계 용역¦ 실 시 설 계 도 면¦ 2019. 03. ¦ [ 통신 설비-905정거장 ]¦ (주)안세기술 컨소시엄¦ 서울시메트로 9호선(주)¦ T¦ 1¦ 0¦ 0¦ 1¦ 0¦ 0¦ 3¦ 0¦ 0¦ 1¦
| 1단계_정거장 - 복사본 | 1단계_정거장 - 복사본 | 046. T9103066-001 910정거장 통신기계실 기기배치도 및 바닥 TRAY 설치도.dwg | S = 1/50¦ \A1;800¦ \A1;1,100¦ \A1;909¦ \A1;1,702¦ \A1;2,450¦ \A1;2,630¦ \A1;3,887¦ TRAY 설치도¦ 906정거장 통신기계실 기기배치도 및 바닥¦ -¦ T¦ 0¦ 0¦ 0¦ 0¦ 0¦ 0¦ 0¦ 0¦ 0¦ 0¦ \A1;1,200¦ \A1;1,200¦ : 철거¦ 가양¦ 증미¦ 등촌¦ OFD 랙¦ 기지국¦ 역사노드¦ 스위치 ¦ MDF 랙¦ 장치 랙¦ 백본 랙¦ 랙¦ OFD 랙¦ 기지국장치 랙¦ 역사노드백본 랙¦ 스위치 랙¦ MDF 랙¦ Y-03¦ X14¦ X15¦ UPS¦ ATS&AVR&DIST¦ BATT¦ 안전관리실 각도: 3˚¦ PA¦ PA¦ ADM¦ MUX¦ MDF¦ 냉¦ 난¦ 방¦ 기¦ 장 비 명¦ Equipment Schedule¦ 규 격 (W x D x H)¦ 냉난방기 (기계설비)¦ UPS(15KVA)¦ 1,272 x 500 x 2200¦ 600 x 300 x 2200¦ 701.5 x 750 x 2200¦ 575 x 600 x 1920¦ 600 x 750 x 1800¦ 570 x 650 x 1913¦ 600 x 750 x 1800¦ 1,100 x 500¦ 800 x 950 x 1800¦ ATS&AVR&DIST¦ BATTERY¦ 1000 x 950 x 1800¦ 1600 x 950 x 1800¦ 장 비 명¦ 규 격 (W x D x H)¦ 배선반(MDF)¦ 전송장비(ADM+MUX) ¦ 화상설비(CCTV) ¦ 방송설비(PA)¦ 전기시계설비(CLOCK) ¦ 종합무선 중계설비(복합통신)¦ 열차무선설비(SOR) ¦ MIS 역장치¦ 대열차공간화상설비(지상)¦ 600 x 800 x 1200¦ 600 x 750 x 2200¦ 행선안내¦ 1200x750x1000¦ 설비자동제어반¦ 화재탐지반¦ 조명제어반¦ CCTV 및 통신종합집중관리반¦ PSD 제어반¦ SMS¦ PRINTER¦ 종합집중관리 설비 콘솔1¦ 종합집중관리 설비 콘솔2¦ 1000x600x1600¦ 1800x600x1600¦ 600x600x1600¦ 2652x600x1600¦ 800x800x2000¦ 650x800x1000¦ 700x800x750¦ 600x600x1600¦ 600x600x1600¦ G¦ T¦ B¦ CCTV¦ CCTV¦ 전송¦ 대열차¦ CLOCK¦ SOR¦ 복합¦ 통신¦ NO.¦ NO.¦ 1¦ 2¦ 3¦ 4¦ 5¦ 6¦ 7¦ 8¦ 9¦ 10¦ 11¦ 12¦ 13¦ 14¦ 15¦ 16¦ 17¦ 18¦ 19¦ 20¦ 21¦ 22¦ 23¦ DUCT (150x100)¦ \pi49.321;{\C0;접지단자함}¦ L-C¦ 교통¦ 방송¦ 사령¦ 전화¦ \A1;950¦ \A1;900¦ 600x600x2200¦ 600x600x2200¦ 600x600x2200¦ 24¦ 25¦ 26¦ OFD 랙¦ 기지국장치 랙¦ 역사노드백본 랙¦ OFD 랙¦ 기지국¦ 역사노드¦ 장치 랙¦ 백본 랙¦ 신설 TRAY (150x100)¦ 910정거장 통신기계실 기기배치도 및 바닥 TRAY 설치도¦ S = 1 / 100¦ 1/100¦ TRAY 설치도¦ 910정거장 통신기계실 기기배치도 및 바닥¦ T¦ 9¦ 1¦ 0¦ 3¦ 0¦ 6¦ 6¦ 0¦ 0¦ 1¦ 등촌¦ 염창¦ 신목동¦ \A1;7,550¦ \A1;8,956¦ \A1;7,500¦
| 1단계_정거장 - 복사본 | 1단계_정거장 - 복사본 | 071. T7001034-025 검사고 구내통신설비 지하1층 신설평면도.dwg | \A1;10,000¦ \A1;10,000¦ \A1;10,000¦ \A1;10,000¦ \A1;10,000¦ \A1;10,000¦ \A1;10,000¦ \A1;10,000¦ \A1;10,000¦ \A1;10,000¦ \A1;10,000¦ \A1;10,000¦ \A1;10,000¦ \A1;140,000¦ \A1;15,000¦ \A1;65,000¦ \A1;50,000¦ \A1;8,000¦ \A1;7,000¦ M¦ PIT¦ PIT¦ PIT¦ UP¦ 계단실-1¦ 토목분야¦ 건축분야¦ X12¦ X14¦ X11¦ X10¦ X05¦ X04¦ X02¦ X03¦ X02¦ X01¦ X07¦ X06¦ X08¦ X13¦ X09¦ X00¦ YO0¦ YO1¦ YO2¦ CABLE TRAY (W:300)¦ FR-CV 2C/4㎟x1조 (TV전원)¦ OF-MM-4Corex15조 (외곽CA#1,2,3,4,5,6,14,15,¦ FR-CV 3C/6.0㎟x15조 (외곽CA#1,2,3,4,5,6,14,15,차량입환#1,2,¦ F/S(J.F) 0.65x50P(50%차폐)x1조 (모타카고)¦ FR-CVVSB 3C/2.5㎟x4조 (SP)¦ F/S(J.F) 0.65x25P(50%차폐)x1조 (변전소)¦ 차량입환#1,2,유치선#1,2,인상선#1,변전소,차체자동세척고 CA)(기존활용)¦ 유치선#1,2,인상선#1,변전소,차체자동세척고 CA POWER)(기존활용)¦ FR-CVVSB 6C/1.5㎟x2조 (변전소 출입통제)¦ 옥외공동구¦ CABLE TRAY (W:600)¦ UP TO 필터세척실¦ CABLE TRAY (W:600)¦ OF-SM-8Corex1조 (검사고 광S/W HUB)¦ OF-MM-4Corex4조 (주공장 CA)(기존활용)¦ FR-CV 3C/6.0㎟x4조 (주공장 CA POWER)(기존활용)¦ F/S(J.F) 0.65x100P(50%차폐)x1조 (검사고)¦ FR-CVVSB 20C/2.5㎟x1조 (검사고 방송)¦ MIC-SH 2C/0.75㎟x2조 (검사고 방송)¦ 10C-HFBTx1조 (검사고 TV)¦ FR-CVVSB 2C/2.5㎟x1조 (검사고 CLOCK)¦ OF-SM-4Corex1조 (열차무선)¦ SPIRAL SLEEVE(난연)28㎜x21조¦ OF-MM-4Corex12조 (차량입환#1,2,유치선#1,2,3,인상선#1,¦ 10C-HFBTx1조 (경비실(정문) CA)(기존활용)¦ FR-CV 3C/6.0㎟x13조 (차량입환#1,2,¦ 차량반입선#1,차체자동세척고,기취고,차륜전삭고,¦ 유치선#1,2,3,인상선#1,차량반입선#1,차체자동세척고,기취고,¦ 차륜전삭고,변전소,폐수처리장,경비실(정문) CA POWER)(기존활용)¦ 변전소,폐수처리장CA)(기존활용)¦ OF-SM-8Corex1조 (검사고 광S/W HUB)¦ OF-MM-4Corex4조 (주공장 CA)(기존활용)¦ FR-CV 3C/6.0㎟x4조 (주공장 CA POWER)(기존활용)¦ F/S(J.F) 0.65x100P(50%차폐)x1조 (검사고)¦ FR-CVVSB 20C/2.5㎟x1조 (검사고 방송)¦ MIC-SH 2C/0.75㎟x2조 (검사고 방송)¦ 10C-HFBTx1조 (검사고 TV)¦ FR-CVVSB 2C/2.5㎟x1조 (검사고 CLOCK)¦ OF-SM-4Corex1조 (열차무선)¦ SPIRAL SLEEVE(난연)28㎜x21조¦ OF-MM-4Corex12조 (차량입환#1,2,유치선#1,2,3,인상선#1,¦ 10C-HFBTx1조 (경비실(정문) CA)(기존활용)¦ FR-CV 3C/6.0㎟x13조 (차량입환#1,2,¦ 차량반입선#1,차체자동세척고,기취고,차륜전삭고,¦ 유치선#1,2,3,인상선#1,차량반입선#1,차체자동세척고,기취고,¦ 차륜전삭고,변전소,폐수처리장,경비실(정문) CA POWER)(기존활용)¦ 변전소,폐수처리장CA)(기존활용)¦ 검사고 구내통신설비 지하1층 신설평면도¦ 검사고 구내통신설비 지하1층 신설평면도¦ S = 1/600¦ 1/600¦ 차량기지¦ 차량기지¦ T¦ 7¦ 0¦ 0¦ 1¦ 0¦ 3¦ 4¦ 0¦ 2¦ 5¦ \A1;10,000¦
| 1단계_정거장 - 복사본 | 1단계_정거장 - 복사본 | 031. T7003034-004 907정거장 방송설비 지하2층 신설평면도 (1_2).dwg | P¦ \A1;5,000¦ \A1;5,000¦ \A1;85,000¦ \A1;2,500¦ \A1;5,000¦ \A1;2,500¦ \A1;5,000¦ \A1;5,000¦ \A1;5,000¦ \A1;5,000¦ \A1;5,000¦ \A1;5,000¦ \A1;5,000¦ \A1;5,000¦ \A1;5,000¦ \A1;5,000¦ \A1;5,000¦ \A1;5,000¦ \A1;5,000¦ \A1;27,800¦ \A1;13,900¦ \A1;13,900¦ S = 1 / 400¦ 903정거장 방송설비 지하1층 신설평면도(2/2)¦ 1/400¦ 904정거장 방송설비 지하1층 신설평면도 (1/2)¦ 0¦ 0¦ 0¦ -¦ 0¦ 0¦ 0¦ 0¦ (기설활용)¦ -¦ T¦ 7¦ 0¦ 0¦ 3¦ 0¦ 3¦ 4¦ 0¦ 1¦ 6¦ : (16) HIV 1.5㎟x2조¦ NOTE¦ : (16) HIV 1.5㎟x5조¦ : (16) HIV 1.5㎟x6조¦ : (22) HIV 1.5㎟x7조¦ : (22) HIV 1.5㎟x8조¦ : (22) HIV 1.5㎟x10조¦ : (16) HIV 1.5㎟x4조¦ : (16) HIV 1.5㎟x3조¦ KEY PLAN¦ X01¦ X02¦ X03¦ X04¦ X05¦ X06¦ X07¦ X09¦ X10¦ X11¦ X12¦ X08¦ X13¦ X14¦ X15¦ X16¦ X17¦ X00¦ Y00¦ Y01¦ Y02¦ 승 강 장¦ UP¦ UP¦ UP¦ UP¦ UP¦ UP¦ 내부계단¦ 내부계단¦ 907 정거장¦ STA.9km100.167¦ MATCH LINE DWG No. "S1-TA-S07-DB-018-0"¦ (P11:100x100x100)¦ HIV 1.5㎟x8조 (승강장 SP)¦ UP TO 지하 1층¦ TRAY (600x150)¦ HIV 1.5㎟x8조 (승강장 SP)¦ UP TO 지하 1층¦ TRAY (600x150)¦ 천정형 5W : 44 EA¦ 지하철 907정거장¦ 양천향교¦ 가양¦ 증미¦ S = 1 / 400¦ 907정거장 방송설비 지하2층 신설평면도(1/2)¦ 1/400¦ 907정거장 방송설비 지하2층 신설평면도 (1/2)¦ (기설활용)¦ T¦ 7¦ 0¦ 0¦ 3¦ 0¦ 3¦ 4¦ 0¦ 0¦ 4¦
| 1단계_정거장 - 복사본 | 1단계_정거장 - 복사본 | 038. T7005034-005 915정거장 CCTV,TDI,시계설비 지하1층 철거평면도 (1_2).dwg | {\C0;vmh}¦ ACU¦ CCTV¦ P¦ \A1;5,000¦ \A1;5,000¦ \A1;8,600¦ \A1;8,600¦ \A1;24,800¦ \A1;7,500¦ \A1;7,500¦ \A1;4,900¦ \A1;4,900¦ \A1;70,459¦ \A1;5,000¦ \A1;70,459¦ \A1;27,900¦ \A1;6,000¦ \A1;5,000¦ \A1;4,900¦ \A1;6,000¦ \A1;6,000¦ \A1;5,500¦ \A1;5,000¦ \A1;6,000¦ \A1;5,000¦ \A1;5,000¦ \A1;5,000¦ \A1;5,000¦ \A1;5,000¦ \A1;5,000¦ \A1;5,360¦ \A1;3,600¦ L¦ L1¦ C/R¦ MATCH LINE DWG No. "S1-TA-S15-DB-018-0"¦ MATCH LINE¦ 지상E/L¦ (16) ECX 5C-2Vx1조 (CAMERA)(기존활용)¦ UP TO 지상 E/L¦ (22) ECX 5C-2Vx2조 (CAMERA)(기존활용)¦ (16) ECX 5C-2Vx1조 (CAMERA)(기존활용)¦ (22) ECX 5C-2Vx2조 (CAMERA)(기존활용)¦ X¦ V¦ TRAY (300x100)¦ FR-CVVSB 10C/1.5㎟x1조 (PAN/TILT)(철거)¦ UTP Cat.5E 4Px4조 (CONSOLE)¦ UTP Cat.5E 25Px1조 (CONSOLE)¦ ECX 5C-2Vx10조 (CAMERA)(기존활용)¦ S¦ TRAY (300x100)¦ FR-CVVSB 10C/1.5㎟x1조 (PAN/TILT)(철거)¦ UTP Cat.5E 4Px4조 (CONSOLE)¦ UTP Cat.5E 25Px1조 (CONSOLE)¦ ECX 5C-2Vx19조 (CAMERA)(기존활용)¦ FR-CV 3C/4.0㎟x1조 (CA POWER)(철거)¦ Q¦ TRAY (300x100)¦ ECX 5C-2Vx5조 (CAMERA)(기존활용)¦ P¦ ECX 5C-2Vx4조 (CAMERA)(기존활용)¦ DOWN TO 지하2층¦ TRAY (900x150)¦ (16) HIV 2.5㎟x4조 (CL POWER)(철거)¦ N¦ L¦ TRAY (300x100)¦ ECX 5C-2Vx20조 (CAMERA)(기존활용)¦ UTP Cat.5E 4Px4조 (CONSOLE)¦ FR-CV 3C/4.0㎟x1조 (CA POWER)(철거)¦ UTP Cat.5E 25Px1조 (CONSOLE)¦ (16) ECX 5C-2Vx1조 (CAMERA)(기존활용)¦ M¦ (16) ECX 5C-2Vx1조 (CAMERA)(기존활용)¦ W¦ J¦ TRAY (300x100)¦ ECX 5C-2Vx28조 (CAMERA)(기존활용)¦ UTP Cat.5E 4Px4조 (CONSOLE)¦ FR-CV 3C/4.0㎟x1조 (CA POWER)(철거)¦ UTP Cat.5E 25Px1조 (CONSOLE)¦ HIV 2.5㎟x2조 (CLOCK POWER)(철거)¦ G¦ TRAY (300x100)¦ ECX 5C-2Vx32조 (CAMERA)(기존활용)¦ UTP Cat.5E 4Px4조 (CONSOLE)¦ FR-CV 3C/4.0㎟x2조 (CA POWER)(철거)¦ UTP Cat.5E 25Px1조 (CONSOLE)¦ U¦ ECX 5C-2Vx3조 (CAMERA)(기존활용)¦ DOWN TO 지하2층¦ TRAY (600x150)¦ H¦ TRAY (300x100)¦ ECX 5C-2Vx36조 (CAMERA)(기존활용)¦ FR-CVVSB 10C/1.5㎟x2조 (PAN/TILT)(철거)¦ UTP Cat.5E 25Px1조 (CONSOLE)¦ UTP Cat.5E 4Px4조 (CONSOLE)¦ FR-CV 3C/4.0㎟x2조 (CA POWER)(철거)¦ F¦ ECX 5C-2Vx36조 (CAMERA)(기존활용)¦ FR-CV 3C/4.0㎟x2조 (CA POWER)(철거)¦ FR-CVVSB 10C/1.5㎟x2조 (PAN/TILT)(철거)¦ UTP Cat.5E 25Px1조 (CONSOLE)¦ UTP Cat.5E 4Px4조 (CONSOLE)¦ DOWN TO 통신기계실 ACCESS FLOOR¦ TRAY (600x150)¦ E¦ (16) ECX 5C-2Vx1조 (CAMERA)(기존활용)¦ A¦ (16) ECX 5C-2Vx1조 (CAMERA)(기존활용)¦ (16) ECX 5C-2Vx1조 (CAMERA)(기존활용)¦ B¦ (22) ECX 5C-2Vx2조 (CAMERA)(기존활용)¦ D¦ FR-CVVSB 10C/1.5㎟x2조 (PAN/TILT)(철거)¦ FR-CVVSB 10C/1.5㎟x1조 (PAN/TILT)(철거)¦ FR-CVVSB 10C/1.5㎟x1조 (PAN/TILT)(철거)¦ FR-CV 3C/4.0㎟x1조 (CA POWER)(철거)¦ KEY PLAN¦ (16) ECX 5C-2Vx1조 (CAMERA)(기존활용)¦ I¦ (28) ECX 5C-2Vx4조 (CAMERA)(기존활용)¦ K¦ Y06¦ Y05¦ Y03¦ Y02¦ Y01¦ Y00¦ Y04¦ X-05¦ X-04¦ X-03¦ X-02¦ X-01¦ X00¦ X01¦ X02¦ X03¦ X04¦ X05¦ X06¦ X07¦ X08¦ X09¦ X10¦ X11¦ X12¦ X13¦ DN¦ DN¦ UP¦ 기존5호선 화장실¦ 변전실¦ 운영원대기실¦ 이동통신기계실¦ 비상전원실¦ 비품창고¦ 창 고¦ 편의점¦ 발매기실1¦ CO2 실¦ 통신기계실¦ 복 도¦ 전기실¦ 공조기계실¦ 화장실¦ 외부엘리베이터2 (신설)¦ 외부출입구5 (기존)¦ 외부출입구6¦ 내부계단1,6¦ 방범셔터설치¦ 창 고¦ 기존출입구 확장¦ UP¦ SLPOE¦ 외부엘리베이터1 (기존)¦ 외부출입구2¦ SK B/D 지하¦ 5호선 대합실¦ (기존)¦ MATCH LINE¦ 지상E/L¦ {\C0;VMT}¦ (P2:200x200x100)¦ (P3:200x200x100)¦ (P1:200x200x100)¦ (P15:200x200x100)¦ (P9:300x300x200)¦ (P7:300x300x200)¦ (P4:200x200x100)¦ (P11:200x200x100)¦ (P16:200x200x100)¦ (P17:200x200x100)¦ ES-2¦ ELE-3¦ T-1¦ ELEC-1¦ ATVM-2¦ AGM-1¦ ELE-5¦ ES-5¦ ES-6¦ ELE-6¦ COMM-1¦ ELEC-2¦ ES-1(1)¦ ELE-1¦ (16) ECX 5C-2Vx1조 (CAMERA)(기존활용)¦ (P14:200x200x100)¦ X¦ W¦ (16) ECX 5C-2Vx1조 (CAMERA)(기존활용)¦ UP TO 지상 E/L¦ DOWN TO 지하1층 E/L¦ (16) ECX 5C-2Vx1조 (CAMERA)(기존활용)¦ DOWN TO 지하1층 E/L¦ I¦ L¦ N¦ S¦ Q¦ P¦ (28) ECX 5C-2Vx4조 (CAMERA)(기존활용)¦ J¦ G¦ B¦ E¦ H¦ F¦ A¦ (16) ECX 5C-2Vx1조 (CAMERA)(기존활용)¦ (16) ECX 5C-2Vx1조 (CAMERA)(기존활용)¦ ELE-2¦ (P5:200x200x100)¦ K¦ (16) ECX 5C-2Vx1조 (CAMERA)(기존활용)¦ (16) ECX 5C-2Vx1조 (CAMERA)(기존활용)¦ (22) ECX 5C-2Vx2조 (CAMERA)(기존활용)¦ (16) ECX 5C-2Vx1조 (CAMERA)(기존활용)¦ (16) ECX 5C-2Vx1조 (CAMERA)(기존활용)¦ (22) ECX 5C-2Vx2조 (CAMERA)(기존활용)¦ (16) ECX 5C-2Vx1조 (CAMERA)(기존활용)¦ V¦ (16) ECX 5C-2Vx1조 (CAMERA)(기존활용)¦ (36) FR-CVVSB 10C/1.5㎟x1조 (PAN/TILT)(철거)¦ (28) FR-CV 3C/4.0㎟x1조 (CA POWER)(철거)¦ (28) ECX 5C-2Vx3조 (CAMERA)(기존활용)¦ D¦ U¦ C-1¦ (P8:300x300x200)¦ (16) ECX 5C-2Vx1조 (CAMERA)(기존활용)¦ (P6:200x200x100)¦ (P13:200x200x100)¦ (P10:200x200x100)¦ (P12:200x200x100)¦ (P18:200x200x100)¦ (P19:200x200x100)¦ (28) ECX 5C-2Vx3조 (CAMERA)(기존활용)¦ AGM-2¦ M¦ T¦ T¦ ECX 5C-2Vx3조 (CAMERA)(기존활용)¦ TRAY (300x100)¦ ES-1(2)¦ (16) ECX 5C-2Vx1조 (CAMERA)(기존활용)¦ OF-SM-4Cx2조 [공간화상)(철거)¦ F-CV 3C/2.5㎟x2조 (공간화상)(철거)¦ FR-CV 3C/6.0㎟x1조 (LSE POWER)¦ OF-SM-4Cx2조 [공간화상)(철거)¦ F-CV 3C/2.5㎟x2조 (공간화상)(철거)¦ FR-CV 3C/6.0㎟x1조 (LSE POWER)¦ OF-SM-4Cx2조 [공간화상)(철거)¦ F-CV 3C/2.5㎟x2조 (공간화상)(철거)¦ FR-CV 3C/6.0㎟x1조 (LSE POWER)¦ OF-SM-4Cx2조 [공간화상)(철거)¦ F-CV 3C/2.5㎟x2조 (공간화상)(철거)¦ FR-CV 3C/6.0㎟x1조 (LSE POWER)¦ OF-SM-4Cx2조 [공간화상)(철거)¦ F-CV 3C/2.5㎟x2조 (공간화상)(철거)¦ FR-CV 3C/6.0㎟x1조 (LSE POWER)¦ OF-SM-4Cx2조 [공간화상)(철거)¦ F-CV 3C/2.5㎟x2조 (공간화상)(철거)¦ FR-CV 3C/6.0㎟x1조 (LSE POWER)¦ FR-CV 3C/6.0㎟x1조 (LSE POWER)¦ OF-SM-4Cx1조 [공간화상)(철거)¦ F-CV 3C/2.5㎟x1조 (공간화상)(철거)¦ OF-SM-4Cx1조 [공간화상)(철거)¦ F-CV 3C/2.5㎟x1조 (공간화상)(철거)¦ OF-SM-4Cx1조 [공간화상)(철거)¦ F-CV 3C/2.5㎟x1조 (공간화상)(철거)¦ OF-SM-4Cx1조 [공간화상)(철거)¦ F-CV 3C/2.5㎟x1조 (공간화상)(철거)¦ NOTE¦ 1. 광케이블, 전원/접지케이블 (OF-SM-4Core, CV 3C/2.5㎟)¦ 3. 승강장 ANT설치위치: 열차 진행방향 정거장 시종점부에 설치¦ 2. 광케이블, 전원/접지케이블 (OF-SM-8Core, CV 3C/2.5㎟)¦ (28) FR-CV 3C/4.0㎟x1조 (출입구게시기)(철거)¦ (16) UTP Cat 5E 4Px1조 (출입구게시기)(철거)¦ (28) FR-CV 3C/4.0㎟x1조 (출입구게시기)(철거)¦ (16) UTP Cat 5E 4Px1조 (출입구게시기)(철거)¦ (28) FR-CV 3C/4.0㎟x1조 (출입구게시기)(철거)¦ (16) UTP Cat 5E 4Px1조 (출입구게시기)(철거)¦ (28) FR-CV 3C/4.0㎟x1조 (출입구게시기)(철거)¦ (16) UTP Cat 5E 4Px1조 (출입구게시기)(철거)¦ (16) UTP Cat 5E 4Px1조 (출입구게시기)(철거)¦ FR-CV 3C/4.0㎟x1조 (출입구게시기)¦ UTP Cat 5E 4Px2조 (출입구게시기)(철거)¦ FR-CV 3C/4.0㎟x1조 (출입구게시기)(철거)¦ UTP Cat 5E 4Px2조 (출입구게시기)(철거)¦ FR-CV 3C/4.0㎟x1조 (출입구게시기)(철거)¦ UTP Cat 5E 4Px2조 (출입구게시기)(철거)¦ 기존출입구 확장¦ 임대상가¦ (철거)¦ HIV 2.5㎟x2조 (CLOCK POWER)(철거)¦ HIV 2.5㎟x2조 (CLOCK POWER)(철거)¦ HIV 2.5㎟x2조 (CLOCK POWER)(철거)¦ HIV 2.5㎟x2조 (CLOCK POWER)(철거)¦ HIV 2.5㎟x2조 (CLOCK POWER)(철거)¦ HIV 2.5㎟x2조 (CLOCK POWER)(철거)¦ J-1¦ Y¦ Y¦ (16) UTP Cat.5E 4Px2조 (대합실게시기)(철거)¦ (28) FR-CV 3C/4.0㎟x1조 (대합실게시기 POWER)(기존활용)¦ UTP Cat.5E 4Px2조 (대합실게시기)(철거)¦ FR-CV 3C/4.0㎟x1조 (대합실게시기 POWER)(기존활용)¦ UTP Cat.5E 4Px2조 (대합실게시기)(철거)¦ FR-CV 3C/4.0㎟x1조 (대합실게시기 POWER)(기존활용)¦ UTP Cat.5E 4Px2조 (대합실게시기)(철거)¦ FR-CV 3C/4.0㎟x1조 (대합실게시기 POWER)(기존활용)¦ UTP Cat.5E 4Px2조 (대합실게시기)(철거)¦ FR-CV 3C/4.0㎟x1조 (대합실게시기 POWER)(기존활용)¦ J-1¦ TRAY (300x100)¦ ECX 5C-2Vx28조 (CAMERA)(기존활용)¦ UTP Cat.5E 4Px4조 (CONSOLE)¦ FR-CV 3C/4.0㎟x1조 (CA POWER)(철거)¦ UTP Cat.5E 25Px1조 (CONSOLE)¦ HIV 2.5㎟x2조 (CLOCK POWER)(철거)¦ FR-CVVSB 10C/1.5㎟x1조 (PAN/TILT)(철거)¦ OF-SM-4Cx2조 [공간화상)(철거)¦ F-CV 3C/2.5㎟x2조 (공간화상)(철거)¦ FR-CV 3C/6.0㎟x1조 (LSE POWER)¦ (철거)¦ (철거)¦ (철거)¦ (16) HIV 1.5㎟x4 (CLOCK)(철거)¦ (16) HIV 1.5㎟x4 (CLOCK)(철거)¦ HIV 1.5㎟x4조 (CLOCK)(철거)¦ HIV 1.5㎟x4조 (CLOCK)(철거)¦ (16) HIV 1.5㎟x4조 (CLOCK)(철거)¦ HIV 1.5㎟x4조 (CLOCK)(철거)¦ HIV 1.5㎟x4조 (CLOCK)(철거)¦ HIV 1.5㎟x4조 (CLOCK)(철거)¦ HIV 1.5㎟x4조 (CLOCK)(철거)¦ HIV 1.5㎟x4조 (CLOCK)(철거)¦ (16) HIV 1.5㎟x4조 (CLOCK)(철거)¦ (16) HIV 1.5㎟x4조 (CLOCK)(철거)¦ (16) HIV 1.5㎟x4조 (CLOCK)(철거)¦ (16) HIV 1.5㎟x4조 (CLOCK)(철거)¦ (16) HIV 1.5㎟x4조 (CLOCK)(철거)¦ (16) HIV 1.5㎟x4조 (CLOCK)(철거)¦ (철거)¦ (철거)¦ HIV 1.5㎟x4조 (CLOCK)(철거)¦ 지하철 915정거장¦ 국회의사당¦ 여의도¦ 샛강¦ 1/400¦ S = 1 / 400¦ 915정거장 CCTV,TDI,시계설비 지하1층 철거평면도(1/2)¦ 915정거장 CCTV,TDI,시계설비 지하1층¦ 철거평면도(1/2)¦ T¦ 7¦ 0¦ 0¦ 5¦ 0¦ 3¦ 4¦ 0¦ 0¦ 5¦ CCTV(기존동축활용)¦ P¦
| 1단계_정거장 - 복사본 | 1단계_정거장 - 복사본 | 066. T9103038-019 방송설비 설치 상세도.dwg | -¦ T¦ 0¦ 0¦ 0¦ 0¦ 0¦ 0¦ 0¦ 0¦ 0¦ 0¦ 공통¦ 천정형 스피커 취부상세도¦ ATTENUATOR¦ 3¦ ATTENUATOR¦ FRONT VIEW¦ 1¦ 0¦ 2¦ Wall¦ 벽부형 스피커 취부상세도¦ 컬럼형 스피커 취부상세도(벽부형)¦ 후강전선관¦ SPEAKER¦ NOTE¦ SPEAKER 외함 MATERIAL : SUS¦ Attenuator¦ 공통(COM) 백¦ 통상(N) 흑¦ 긴급(화재)¦ 일반(통상)¦ 긴급(R) 적¦ 1¦ Speaker¦ 0¦ 2¦ 3¦ ATTENUATOR 회로 구성도¦ \A1;245¦ \A1;96¦ \A1;135¦ 195¦ \A1;170¦ 방송설비 설치 상세도¦ 방송설비 설치 상세도¦ S = NONE¦ NONE¦ 공통¦ T¦ 9¦ 1¦ 0¦ 3¦ 0¦ 3¦ 8¦ 0¦ 1¦ 9¦
| 1단계_정거장 - 복사본 | 1단계_정거장 - 복사본 | 077. T7001034-031 검사고 구내통신설비 지상2층 철거평면도.dwg | P¦ 모장치¦ 토크백¦ CONSOLE¦ CCTV¦ GND¦ 광HUB¦ IDF¦ 열차무선¦ C/R¦ 2D¦ AMP¦ KT¦ IP¦ \A1;10,000¦ \A1;10,000¦ \A1;10,000¦ \A1;10,000¦ \A1;10,000¦ \A1;10,000¦ \A1;10,000¦ \A1;10,000¦ \A1;10,000¦ \A1;10,000¦ \A1;10,000¦ \A1;10,000¦ \A1;10,000¦ \A1;10,000¦ \A1;140,000¦ \A1;24,000¦ \A1;15,000¦ \A1;89,000¦ \A1;50,000¦ \A1;3,000¦ \A1;12,000¦ \A1;5,000¦ \A1;8,000¦ \A1;6,000¦ \A1;6,000¦ \A1;8,000¦ \A1;6,000¦ \A1;6,000¦ \A1;5,000¦ \A1;4,000¦ \A1;5,000¦ \A1;5,000¦ \A1;5,000¦ \A1;5,000¦ 자장치¦ 탁상형¦ R¦ x2¦ x2¦ (P20:400x400x200)¦ UTP 100P¦ ux2¦ x2¦ x2¦ UTP 50P¦ x2¦ (P21:200x200x100)¦ x2¦ (P24:200x200x100)¦ (P23:200x200x100)¦ [광24Port]¦ (P19:100x100x100)¦ (P22:100x100x100)¦ x2¦ x2¦ UTP 50P¦ x2¦ ux2¦ A¦ C¦ D¦ E¦ F¦ G¦ H¦ I¦ K¦ L¦ 0¦ (28) UTP Cat.5E 4Px9조 (일상검수원대기실¦ (16) HIV 1.5㎟x2조 (CLOCK)¦ DOWN TO 일상검수원대기실¦ 신호 TRAY 사용¦ DOWN TO 지상1층¦ (16) ECX 5C-2Vx1조 (CAMERA)¦ (28) FR-CV 3C/4.0㎟x1조 (CA POWER)¦ (16) 5C-HFBTx1조 (TV)¦ (36) UTP Cat.5E 4Px9조 (침실x8, 휴게실)¦ (28) 인터폰선 0.6x2Px8조 (INT)¦ UP TO 휴게실¦ (16) HIV 1.5㎟x4조 (CLOCK)¦ (16) 5C-HFBTx1조 (TV)¦ (16) UTP Cat.5E 4Px2조 (출입통제)¦ (16) HIV 1.5㎟x4조 (CLOCK)¦ (16) UTP Cat.5E 4Px2조 (운영관리실)¦ (22) 5C-HFBTx2조 (TV)¦ (16) HIV 1.5㎟x4조 (CLOCK)¦ (16) 5C-HFBTx1조 (TV)¦ (16) UTP Cat.5E 4Px2조 (출입통제)¦ (16) ECX 5C-2Vx1조 (CAMERA)¦ (36) FR-CV 3C/4.0㎟x2조 (CA POWER)¦ (16) F-GV 4.0㎟x1조 (GND)¦ DOWN TO 용역사무/대기실¦ (28) UTP Cat.5E 25Px1조 (용역사무/대기실)¦ (16) HIV 1.5㎟x4조 (CLOCK)¦ (16) UTP Cat.5E 4Px2조 (교육실)¦ (22) 5C-HFBTx2조 (TV)¦ (16) UTP Cat.5E 4Px2조 (공조기계실)¦ FR-CVVSB 2C/2.5㎟x1조 (검사고 CLOCK)¦ DOWN TO 필터세척실¦ CABLE TRAY (W:300)¦ SPIRAL SLEEVE(난연)28㎜x21조¦ FR-CV 2C/4.0㎟x1조 (TV AMP POWER)¦ 7C-HFBTx1조 (TV AMP)¦ 5C-HFBTx1조 (TV)¦ OF-SM-8Corex1조 (검사고 광S/W HUB)¦ OF-MM-4Corex4조 (주공장CA)¦ FR-CV 3C/6.0㎟x4조 (주공장CA POWER)¦ OF-SM-4Corex1조 (열차무선)¦ F/S(J.F) 0.65x100P(50%차폐)x1조 (검사고)¦ HIV 1.5㎟x2조 (CLOCK)¦ (P17:200x200x100)¦ (P16:200x200x100)¦ (P15:200x200x100)¦ (P14:200x200x100)¦ (P13:200x200x100)¦ (P12:200x200x100)¦ (16) ECX 5C-2Vx1조 (CAMERA)¦ M¦ A¦ FR-HFC-22Dx1조 (열차무선ANT)¦ CABLE TRAY (W:300)¦ B¦ ECX 5C-2Vx13조 (Monitor)¦ FR-CVVSB 2C/1.5㎟x1조 (Remote Control)¦ F-GV 4.0㎟x1조 (GND)¦ CABLE TRAY (W:300)¦ UTP Cat.5E 25Px2조 (운전취급실)¦ C¦ FR-HFC-22Dx1조 (열차무선ANT)¦ CABLE TRAY (W:300)¦ UTP Cat.5E 25Px2조 (운전취급실)¦ ECX 5C-2Vx13조 (Monitor)¦ FR-CVVSB 2C/1.5㎟x1조 (Remote Control)¦ F-GV 4.0㎟x1조 (GND)¦ D¦ FR-HFC-22Dx2조 (열차무선ANT)¦ CABLE TRAY (W:300)¦ UTP Cat.5E 25Px2조 (운전취급실)¦ ECX 5C-2Vx13조 (Monitor)¦ FR-CVVSB 2C/1.5㎟x1조 (Remote Control)¦ HIV 1.5㎟x2조 (CLOCK)¦ F-GV 4.0㎟x1조 (GND)¦ ECX 5C-2Vx7조 (CAMERA)¦ 5C-HFBTx1조 (TV)¦ E¦ (16) ECX 5C-2Vx1조 (CAMERA)¦ (36) UTP Cat.5E 25Px3조 (신호기계실)¦ (28) 인터폰선 0.6x2Px8조 (INT)¦ (16) 5C-HFBTx1조 (TV)¦ (16) F-GV 4.0㎟x1조 (GND)¦ (28) FR-CV 3C/4.0㎟x1조 (CA POWER)¦ F¦ UTP Cat.5E 25Px3조 (신호기계실)¦ CABLE TRAY (W:300)¦ UTP Cat.5E 25Px2조 (운전취급실)¦ ECX 5C-2Vx8조 (CAMERA)¦ FR-CV 3C/4.0㎟x1조 (CA POWER)¦ FR-HFC-22Dx2조 (열차무선ANT)¦ UTP Cat.5E 4Px2조 (출입통제)¦ 7C-HFBTx1조 (TV AMP)¦ FR-CV 2C/4.0㎟x1조 (TV AMP POWER)¦ ECX 5C-2Vx13조 (Monitor)¦ FR-CVVSB 2C/1.5㎟x1조 (Remote Control)¦ HIV 1.5㎟x2조 (CLOCK)¦ F-GV 4.0㎟x1조 (GND)¦ 인터폰선 0.6x2Px8조 (INT)¦ G¦ UTP Cat.5E 25Px3조 (신호기계실)¦ CABLE TRAY (W:300)¦ UTP Cat.5E 25Px2조 (운전취급실)¦ ECX 5C-2Vx8조 (CAMERA)¦ FR-CV 3C/4.0㎟x1조 (CA POWER)¦ FR-HFC-22Dx2조 (열차무선ANT)¦ UTP Cat.5E 4Px2조 (출입통제)¦ 7C-HFBTx1조 (TV AMP)¦ FR-CV 2C/4.0㎟x1조 (TV AMP POWER)¦ ECX 5C-2Vx13조 (Monitor)¦ FR-CVVSB 2C/1.5㎟x1조 (Remote Control)¦ HIV 1.5㎟x2조 (CLOCK)¦ F-GV 4.0㎟x1조 (GND)¦ 인터폰선 0.6x2Px8조 (INT)¦ UTP Cat.5E 4Px2조 (통합운영관리실)¦ H¦ UTP Cat.5E 4Px2조x2 (통합운영관리실,이사장실)¦ CABLE TRAY (W:300)¦ UTP Cat.5E 25Px2조 (운전취급실)¦ ECX 5C-2Vx8조 (CAMERA)¦ FR-CV 3C/4.0㎟x1조 (CA POWER)¦ FR-HFC-22Dx2조 (열차무선ANT)¦ UTP Cat.5E 4Px2조 (출입통제)¦ 7C-HFBTx1조 (TV AMP)¦ FR-CV 2C/4.0㎟x1조 (TV AMP POWER)¦ ECX 5C-2Vx13조 (Monitor)¦ FR-CVVSB 2C/1.5㎟x1조 (Remote Control)¦ HIV 1.5㎟x2조 (CLOCK)¦ F-GV 4.0㎟x1조 (GND)¦ 인터폰선 0.6x2Px8조 (INT)¦ UTP Cat.5E 25Px3조 (신호기계실)¦ 5C-HFBTx1조 (TV)¦ I¦ (36) UTP Cat.5E 25Px2조 (검수사무실)¦ (16) 인터폰선 0.6x2Px8조 (INT)¦ (16) F-GV 4.0㎟x1조 (GND)¦ J¦ UTP Cat.5E 25Px3조 (신호기계실)¦ CABLE TRAY (W:300)¦ SPIRAL SLEEVE(난연)28㎜x21조¦ UTP Cat.5E 25Px2조 (운전취급실)¦ ECX 5C-2Vx8조 (CAMERA)¦ FR-CV 3C/4.0㎟x1조 (CA POWER)¦ FR-HFC-22Dx4조 (열차무선ANT)¦ FR-CV 2C/4.0㎟x3조 (TV AMP POWER)¦ ECX 5C-2Vx13조 (Monitor)¦ FR-CVVSB 2C/1.5㎟x1조 (Remote Control)¦ HIV 1.5㎟x4조 (CLOCK)¦ F-GV 4.0㎟x1조 (GND)¦ UTP Cat.5E 4Px2조x5 (통합운영관리실, 이사장실¦ 공조기계실, 교육실, A/S사무실)¦ K¦ UTP Cat.5E 25Px3조 (신호기계실)¦ CABLE TRAY (W:300)¦ SPIRAL SLEEVE(난연)28㎜x21조¦ UTP Cat.5E 25Px2조 (운전취급실)¦ ECX 5C-2Vx9조 (CAMERA)¦ FR-CV 3C/4.0㎟x2조 (CA POWER)¦ FR-HFC-22Dx4조 (열차무선ANT)¦ UTP Cat.5E 4Px4 (출입통제)¦ FR-CV 2C/4.0㎟x3조 (TV AMP POWER)¦ ECX 5C-2Vx13조 (Monitor)¦ FR-CVVSB 2C/1.5㎟x1조 (Remote Control)¦ HIV 1.5㎟x4조 (CLOCK)¦ F-GV 4.0㎟x1조 (GND)¦ UTP Cat.5E 4Px2조x5 (통합운영관리실, 이사장실¦ 공조기계실, 교육실, A/S사무실)¦ DOWN TO 통신기계실¦ UTP Cat.5E 25Px1조 (용역사무/대기실)¦ FR-CVVSB 2C/2.5㎟x1조 (검사고 CLOCK)¦ OF-SM-8Corex1조 (검사고 광S/W HUB)¦ OF-MM-4Corex4조 (주공장CA)¦ FR-CV 3C/6.0㎟x4조 (주공장CA POWER)¦ OF-SM-4Corex1조 (열차무선)¦ F/S(J.F) 0.65x100P(50%차폐)x1조 (검사고)¦ L¦ CABLE TRAY (W:300)¦ SPIRAL SLEEVE(난연)28㎜x21조¦ UTP Cat.5E 4Px2조x3 (공조기계실, 교육실, A/S사무실)¦ FR-HFC-22Dx2조 (열차무선ANT)¦ 7C-HFBTx1조 (TV AMP)¦ FR-CV 2C/4.0㎟x2조 (TV AMP POWER)¦ HIV 1.5㎟x2조 (CLOCK)¦ 5C-HFBTx1조 (TV)¦ FR-CVVSB 2C/2.5㎟x1조 (검사고 CLOCK)¦ OF-SM-8Corex1조 (검사고 광S/W HUB)¦ OF-MM-4Corex4조 (주공장CA)¦ FR-CV 3C/6.0㎟x4조 (주공장CA POWER)¦ OF-SM-4Corex1조 (열차무선)¦ F/S(J.F) 0.65x100P(50%차폐)x1조 (검사고)¦ M¦ CABLE TRAY (W:300)¦ SPIRAL SLEEVE(난연)28㎜x21조¦ UTP Cat.5E 4Px2조 (A/S사무실)¦ FR-HFC-22Dx2조 (열차무선ANT)¦ 7C-HFBTx1조 (TV AMP)¦ FR-CV 2C/4.0㎟x2조 (TV AMP POWER)¦ HIV 1.5㎟x2조 (CLOCK)¦ 5C-HFBTx1조 (TV)¦ FR-CVVSB 2C/2.5㎟x1조 (검사고 CLOCK)¦ OF-SM-8Corex1조 (검사고 광S/W HUB)¦ OF-MM-4Corex4조 (주공장CA)¦ FR-CV 3C/6.0㎟x4조 (주공장CA POWER)¦ OF-SM-4Corex1조 (열차무선)¦ F/S(J.F) 0.65x100P(50%차폐)x1조 (검사고)¦ O¦ CABLE TRAY (W:300)¦ SPIRAL SLEEVE(난연)28㎜x21조¦ 7C-HFBTx1조 (TV AMP)¦ FR-CV 2C/4.0㎟x2조 (TV AMP POWER)¦ HIV 1.5㎟x2조 (CLOCK)¦ 5C-HFBTx1조 (TV)¦ P¦ P¦ N¦ (16) UTP Cat.5E 4Px2조 (A/S사무실)¦ CABLE TRAY (W:300)¦ FR-HFC-22Dx1조 (열차무선ANT)¦ (16) HIV 1.5㎟x4조 (CLOCK)¦ (22) 5C-HFBTx2조 (TV)¦ (54) FR-HFC-22Dx1조 (열차무선ANT)¦ x2¦ [IDF 100P/250P]¦ FR-CVVSB 2C/2.5㎟x1조 (검사고 CLOCK)¦ OF-SM-8Corex1조 (검사고 광S/W HUB)¦ OF-MM-4Corex4조 (주공장CA)¦ FR-CV 3C/6.0㎟x4조 (주공장CA POWER)¦ OF-SM-4Corex1조 (열차무선)¦ F/S(J.F) 0.65x100P(50%차폐)x1조 (검사고)¦ FR-CVVSB 2C/2.5㎟x1조 (검사고 CLOCK)¦ OF-SM-8Corex1조 (검사고 광S/W HUB)¦ OF-MM-4Corex4조 (주공장CA)¦ FR-CV 3C/6.0㎟x4조 (주공장CA POWER)¦ OF-SM-4Corex1조 (열차무선)¦ F/S(J.F) 0.65x100P(50%차폐)x1조 (검사고)¦ (16) UTP Cat.5E 4Px2조¦ RACK¦ CCTV¦ (P10:100x100x100)¦ [TB NO.2]¦ [TB NO.3]¦ R¦ [TB NO.4]¦ COMM-1¦ x2¦ N¦ (P26:100x100x100)¦ UTP Cat.5E 25Px2조 (검수사무실)¦ UTP Cat.5E 25Px2조 (검수사무실)¦ 차륜전삭고, 변전소, 폐수처리장, 경비실(정문) CA POWER)¦ 인상선#1, 차량반입선#1, 차체자동세척고, 기취고 ¦ 10C-HFBTx1조 (경비실 (정문)CA)¦ FR-CV 3C/6.0㎟x13조 (차량입환#1,2, 유치선#1,2,3,¦ 인상선#1, 차량반입선#1, 차체자동세척고, 기취고,¦ ,차륜전삭고, 변전소, 폐수처리장 CA)¦ OF-MM-4Corex12조 (차량입환#1,2, 유치선#1,2,3, ¦ 차륜전삭고, 변전소, 폐수처리장, 경비실(정문) CA POWER)¦ 인상선#1, 차량반입선#1, 차체자동세척고, 기취고 ¦ 10C-HFBTx1조 (경비실 (정문)CA)¦ FR-CV 3C/6.0㎟x13조 (차량입환#1,2, 유치선#1,2,3,¦ 인상선#1, 차량반입선#1, 차체자동세척고, 기취고,¦ ,차륜전삭고, 변전소, 폐수처리장 CA)¦ OF-MM-4Corex12조 (차량입환#1,2, 유치선#1,2,3, ¦ 차륜전삭고, 변전소, 폐수처리장, 경비실(정문) CA POWER)¦ 인상선#1, 차량반입선#1, 차체자동세척고, 기취고 ¦ 10C-HFBTx1조 (경비실 (정문)CA)¦ FR-CV 3C/6.0㎟x13조 (차량입환#1,2, 유치선#1,2,3,¦ 인상선#1, 차량반입선#1, 차체자동세척고, 기취고,¦ ,차륜전삭고, 변전소, 폐수처리장 CA)¦ OF-MM-4Corex12조 (차량입환#1,2, 유치선#1,2,3, ¦ 차륜전삭고, 변전소, 폐수처리장, 경비실(정문) CA POWER)¦ 인상선#1, 차량반입선#1, 차체자동세척고, 기취고 ¦ 10C-HFBTx1조 (경비실 (정문)CA)¦ FR-CV 3C/6.0㎟x13조 (차량입환#1,2, 유치선#1,2,3,¦ 인상선#1, 차량반입선#1, 차체자동세척고, 기취고,¦ ,차륜전삭고, 변전소, 폐수처리장 CA)¦ OF-MM-4Corex12조 (차량입환#1,2, 유치선#1,2,3, ¦ 차륜전삭고, 변전소, 폐수처리장, 경비실(정문) CA POWER)¦ 인상선#1, 차량반입선#1, 차체자동세척고, 기취고 ¦ 10C-HFBTx1조 (경비실 (정문)CA)¦ FR-CV 3C/6.0㎟x13조 (차량입환#1,2, 유치선#1,2,3,¦ 인상선#1, 차량반입선#1, 차체자동세척고, 기취고,¦ ,차륜전삭고, 변전소, 폐수처리장 CA)¦ OF-MM-4Corex12조 (차량입환#1,2, 유치선#1,2,3, ¦ UTP Cat.5E 4Px4 (출입통제)¦ 인상선#1, 차량반입선#1, 차체자동세척고, 기취고 ,¦ 10C-HFBTx1조 (경비실 (정문)CA)¦ FR-CV 3C/6.0㎟x13조 (차량입환#1,2, 유치선#1,2,3,¦ 인상선#1, 차량반입선#1, 차체자동세척고, 기취고,¦ 차륜전삭고, 변전소, 폐수처리장 CA)¦ OF-MM-4Corex12조 (차량입환#1,2, 유치선#1,2,3, ¦ SINL-1¦ 대청소선1¦ 대청소선-2¦ 대청소선-3¦ 6일검사선-1¦ 6일검사선-2¦ 6일검사선-3¦ 차륜전삭고, 변전소, 폐수처리장, 경비실(정문) CA POWER)¦ x2 ¦ x2 ¦ (16) UTP Cat.5E 4Px2조¦ x16 ¦ J¦ x2¦ , 월상검수원대기실, 구내기관사실, 자재창고)¦ (수신ANT)¦ (P18:100x100x100)¦ (송신ANT)¦ (54) FR-HFC-22Dx1조 (열차무선ANT)¦ (P25:100x100x100)¦ (송신ANT)¦ (54) FR-HFC-22Dx1조 (열차무선ANT)¦ (수신ANT)¦ ECX 5C-2Vx29조 (DVR)¦ ECX 5C-2Vx29조 (DVR)¦ ECX 5C-2Vx29조 (DVR)¦ ECX 5C-2Vx29조 (DVR)¦ ECX 5C-2Vx29조 (DVR)¦ ECX 5C-2Vx29조 (DVR)¦ ECX 5C-2Vx29조 (DVR)¦ ECX 5C-2Vx29조 (DVR)¦ 5C-HFBTx2조 (TV)¦ 상부 OPEN¦ 운전취급실¦ 신호기계실¦ 계단실-1¦ CO2실¦ 검수사무실¦ 통신기계실¦ 전산자료실¦ 여자화장실¦ 남자화장실¦ 공조기계실¦ 교육실¦ 계단실-2¦ A/S사무실¦ A/S창고¦ 샤워실¦ 침 실¦ 복 도¦ 신호샤프트뚜껑설치¦ 창고¦ 통합운영관리실¦ S.D¦ DN¦ UP¦ DN¦ UP¦ 하부작업대¦ 하부작업대¦ 하부작업대¦ 하부작업대¦ UP¦ UP¦ UP¦ UP¦ 옥상작업대¦ 추락방지대¦ 추락방지대¦ 옥상작업대¦ 옥상작업대¦ 추락방지대¦ 옥상작업대¦ 추락방지대¦ 추락방지대¦ 옥상작업대¦ UP¦ 옥상작업대¦ UP¦ 추락방지대¦ UP¦ 옥상작업대¦ 추락방지대¦ X12¦ X14¦ X11¦ X10¦ X05¦ X04¦ X02¦ X03¦ X02¦ X01¦ X07¦ X06¦ X08¦ X13¦ X09¦ X00¦ YO0¦ YO1¦ YO3¦ YO2¦ (16) ECX 5C-2Vx1조 (CAMERA)¦ (16) ECX 5C-2Vx1조 (CAMERA)¦ (16) ECX 5C-2Vx1조 (CAMERA)¦ (16) ECX 5C-2Vx1조 (CAMERA)¦ (16) ECX 5C-2Vx1조 (CAMERA)¦ TRAY (300x100)¦ (28) 광케이블 SM-4Cx1조 [공간화상]¦ (28) 전원/접지케이블 F-CV 3C/2.5㎟x1조¦ TRAY 사용¦ DOWN TO 바닥시공¦ TRAY(300x100)¦ x2¦ 이사장실¦ TRAY(300x100)¦ (16) HIV 1.5㎟x4조 (CLOCK)¦ (16) UTP Cat.5E 4Px2조 (이사장실)¦ (22) 5C-HFBTx2조 (TV)¦ (22CX2)¦ (22CX2)¦ (22CX2)¦ (22CX2)¦ (16CX2)¦ (22CX2)¦ (16CX2)¦ (16CX2)¦ (22CX2)¦ (22CX2)¦ (P13:200x200x100)¦ (16) ECX 5C-2Vx1조 (CAMERA)¦ 대청소선-4¦ FR-CVVSB 2C/1.5㎟x46조 (토크백자장치)¦ FR-CVVS 2C/1.5㎟x8조 (고성기)¦ (28) 광케이블 SM-4Cx1조 [공간화상]¦ (28) 전원/접지케이블 F-CV 3C/2.5㎟x1조¦ (28) 광케이블 SM-4Cx1조 [공간화상]¦ (28) 전원/접지케이블 F-CV 3C/2.5㎟x1조¦ 광케이블 SM-4Cx1조 [공간화상]¦ 전원/접지케이블 F-CV 3C/2.5㎟x1조¦ ECX 5C-2Vx7조 (CAMERA)¦ 광케이블 SM-4Cx1조 [공간화상]¦ 전원/접지케이블 F-CV 3C/2.5㎟x1조¦ ECX 5C-2Vx7조 (CAMERA)¦ 광케이블 SM-4Cx1조 [공간화상]¦ 전원/접지케이블 F-CV 3C/2.5㎟x1조¦ 광케이블 SM-4Cx1조 [공간화상]¦ 전원/접지케이블 F-CV 3C/2.5㎟x1조¦ 광케이블 SM-4Cx1조 [공간화상]¦ 전원/접지케이블 F-CV 3C/2.5㎟x1조¦ 광케이블 SM-4Cx1조 [공간화상]¦ 전원/접지케이블 F-CV 3C/2.5㎟x1조¦ 광케이블 SM-4Cx1조 [공간화상]¦ 전원/접지케이블 F-CV 3C/2.5㎟x1조¦ 광케이블 SM-4Cx2조 [공간화상]¦ 전원/접지케이블 F-CV 3C/2.5㎟x2조¦ 광케이블 SM-4Cx2조 [공간화상]¦ 전원/접지케이블 F-CV 3C/2.5㎟x2조¦ 광케이블 SM-4Cx1조 [공간화상]¦ 전원/접지케이블 F-CV 3C/2.5㎟x1조¦ 광케이블 SM-4Cx1조 [공간화상]¦ 전원/접지케이블 F-CV 3C/2.5㎟x1조¦ x2¦ x16 ¦ x2¦ B¦ 1.2¦ 3.4¦ 10.11¦ 12.13¦ 9.10¦ 11.12¦ 3.4¦ 1.2¦ 7.8¦ 5.6¦ 3.4¦ 1.2¦ 검사고 구내통신설비 지상2층 철거평면도¦ S = 1/600¦ 1/600¦ 차량기지¦ 차량기지¦ 검사고 구내통신설비 지상2층 철거평면도¦ T¦ 7¦ 0¦ 0¦ 1¦ 0¦ 3¦ 4¦ 0¦ 3¦ 1¦ T¦
| 1단계_정거장 - 복사본 | 1단계_정거장 - 복사본 | 030. T7001034-013 903정거장 전화설비 지하3층 철거평면도-1.dwg | P¦ KEY PLAN¦ \A1;7,500¦ \A1;7,500¦ \A1;7,500¦ \A1;7,500¦ \A1;7,500¦ \A1;7,500¦ \A1;7,500¦ \A1;5,000¦ \A1;5,000¦ \A1;5,000¦ \A1;5,000¦ \A1;5,000¦ \A1;5,000¦ \A1;{\fHYHeadLine-Medium¦b0¦i0¦c129¦p50;30,000}¦ \A1;10,5000¦ \A1;4350¦ \A1;4350¦ \A1;7450¦ \A1;23600¦ \A1;7450¦ x2¦ (16)UTP Cat.5E 4Px2조 (공조기계실-1)¦ MATCH LINE DWG No. "S1-TA-S03-DB-014-1.dwg"¦ (P21:300x300x200)¦ X00¦ X01¦ X02¦ X03¦ X04¦ X05¦ X06¦ X07¦ X08¦ X09¦ X10¦ X11¦ X13¦ X12¦ Y03¦ Y04¦ Y02¦ Y01¦ Y00¦ 대 합 실¦ 본선환기실-1¦ 공조기계실-1¦ E/S¦ DN¦ 대 합 실¦ 3. 통신기계실 및 안전관리실 MAIN 분전반은 전기에서 설치한다.¦ 1. 음향유도기 전원은 전기콘센트를 이용한다.¦ NOTE¦ 2. 증폭기전원은 전기콘센트를 이용한다.¦ 4-31~34¦ 4-35~38¦ (철거)¦ 지하철 903정거장¦ 김포공항¦ 공항시장¦ 신방화¦ 1/400¦ 903정거장 전화설비 지하3층 철거평면도(1/2)¦ S=1/400¦ 903정거장 전화설비 지하3층 철거평면도(1/2)¦ T¦ 7¦ 0¦ 0¦ 1¦ 0¦ 3¦ 4¦ 0¦ 1¦ 3¦ (기설활용)¦
| 1단계_정거장 - 복사본 | 1단계_정거장 - 복사본 | 025. T7001034-006 902정거장 전화설비 지하2층신설평면도(3-3).dwg | 13¦ X¦ 14¦ X¦ 15¦ X¦ X¦ 15¦ 26¦ X¦ 25¦ X¦ 24¦ X¦ 23¦ X¦ 22¦ X¦ 21¦ X¦ 20¦ X¦ 19¦ X¦ 18¦ X¦ 17¦ X¦ 16¦ X¦ 04¦ Y¦ Y¦ 03¦ Y¦ 02¦ Y¦ 01¦ Y¦ 00¦ DUCT(300X100)¦ DOWN TO 통신실¦ 5C-2VX4(MONITOR)¦ CPEV 5P/.65X2(M.CON)¦ CV 3.5 /2CX2(M.POW)¦ UTP CAT.5 4PX3(INT)¦ DOWN TO B2¦ (16)HIV1.2X2¦ (16)HIV1.2X3¦ (16)HIV1.2X5¦ 37800¦ 3600¦ 3430¦ 8840¦ 5800¦ 9020¦ 5590¦ 11790¦ 8150¦ 7500¦ 7500¦ 7500¦ 7500¦ 7500¦ 7500¦ 7500¦ 7500¦ 7500¦ 3750¦ 3750¦ 6725¦ 7500¦ 7500¦ 7500¦ 7500¦ 775¦ PS¦ PS¦ ES.DN¦ ES.UP¦ ES.DN¦ ES.UP¦ PS¦ DN¦ UP¦ DN¦ 상부장비반입구¦ AD¦ GTB¦ GTB¦ GIS 실¦ PS¦ AD¦ EPS¦ AT-2¦ AT-1¦ A¦ A¦ P¦ PB(400X400X300)¦ P¦ PB(400X400X300)¦ A¦ P¦ C¦ P¦ DOWN TO B3¦ F¦ T¦ PB(500X500X300)¦ DOWN TO 통신실¦ D¦ 접지단자함¦ 25P¦ PB(400X400X300)¦ (28)UTP CAT.5 25P(전기실)¦ 25P¦ PB(400X400X300)¦ C¦ (28)UTP CAT.5 25P(침실-여)¦ 50P¦ (36)UTP CAT.5 25PX2(신호기계실)¦ 2D¦ P¦ 25P¦ T¦ T¦ T¦ T¦ T¦ T¦ P¦ 상부장비반입구¦ GIS실¦ 창 고¦ CO2실¦ 전 기 실¦ 단권변압기실¦ 예비실¦ 신호기계실¦ 통신기계실¦ C¦ C¦ (16C)x2¦ (16C)¦ (22C)¦ C/R¦ C/R¦ (16C)¦ (22C)¦ P¦ UTP CAT.5 4Px4조(통신TRAY)¦ UTP CAT.5 4Px4조(통신TRAY)¦ (통신TRAY)OFMM 36CORE(50/125)x4조(FIDS)¦ (통신TRAY)UTP CAT.5 50Px2(FIDS)¦ (통신TRAY)OFMM 36CORE(50/125)x4조(FIDS)¦ (통신TRAY)UTP CAT.5 50Px2(FIDS)¦ UTP CAT.5 4Px4조(통신TRAY)¦ (통신TRAY)OFMM 36CORE(50/125)x4조(FIDS)¦ (통신TRAY)UTP CAT.5 50Px2(FIDS)¦ UTP CAT.4 4PX6(공철 역무실);DATA 회선¦ UTP CAT.4 4PX2(공철 운전지급실);DATA 회선¦ UTP CAT.4 4PX6(공철 역무실);DATA 회선¦ UTP CAT.4 4PX2(공철 운전지급실);DATA 회선¦ UTP CAT.4 4PX2(B3매표실);DATA 회선¦ UTP CAT.4 4PX2(B4매표실);DATA 회선¦ UTP CAT.4 25PX2(환승역간 직통전화)¦ UTP CAT.4 25PX2(환승역간 직통전화)¦ A¦ C¦ D¦ E¦ F¦ DUCT(600X100)¦ 1. 음향유도기 전원은 전기콘센트를 이용한다.¦ NOTE¦ 2. 증폭기전원은 전기콘센트를 이용한다.¦ 3. 통신기계실 및 안전관리실 MAIN 분전반은 전기에서 설치한다.¦ 1. 일반교환기에 수용된 전화기는 안전관리실만 IP전화기로 교체한다.¦ NOTE¦ 2. 콜폰, E/L폰, 승강장 비상통화장치도 교체한다.¦ 3. 전화 및 인터폰 구간의 배선배관은 기존활용한다.¦ 지하철 902정거장¦ 김포공항¦ 공항시장¦ 1/400¦ 902정거장 전화설비 지하2층 신설평면도(3/3)¦ S = 1/400¦ 902정거장 전화설비 지하2층 신설평면도(3/3)¦ T¦ 7¦ 0¦ 0¦ 1¦ 0¦ 3¦ 4¦ 0¦ 0¦ 6¦ 개화¦ (기설활용)¦
| 1단계_정거장 - 복사본 | 1단계_정거장 - 복사본 | 037. T7005034-008 905정거장 CCTV,TDI,시계설비 지하2층 철거평면도(2_2).dwg | P¦ G¦ KEY PLAN¦ \A1;81200¦ \A1;7880¦ \A1;8000¦ \A1;8000¦ \A1;7880¦ \A1;31760¦ \A1;7500¦ \A1;7500¦ \A1;7500¦ \A1;7500¦ \A1;7500¦ \A1;7500¦ \A1;7500¦ \A1;7500¦ \A1;7500¦ \A1;6850¦ \A1;6850¦ A¦ TRAY (600x150)¦ FR-CV 3C/4.0㎟x2조 (TDI POWER) ¦ ECX 5C-2Vx2조 (CAMERA)(기존활용) ¦ UL 2919-AMESB 24AWG 4Px2조 (TDI) ¦ UP TO 지하1층¦ FR-CV 3C/4.0㎟x2조 (TDI POWER) ¦ UP TO 지하1층¦ ECX 5C-2Vx2조 (CAMERA)(기존활용) ¦ TRAY (600x150)¦ FR-CVVSB 6C/1.5㎟x2조 (TDI) ¦ MATCH LINE DWG No. "S1-TA-S05-DB-019-1.dwg"¦ P-4¦ (P27:200x200x100) ¦ (P28:200x200x100)¦ (P24:100x100x100)¦ (16) ECX 5C-2Vx1조 (CAMERA)(기존활용) ¦ (16) ECX 5C-2Vx1조 (CAMERA)(기존활용) ¦ (P26:100x100x100)¦ (16) ECX 5C-2Vx1조 (CAMERA)(기존활용) ¦ (16) ECX 5C-2Vx1조 (CAMERA)(기존활용)¦ (22) ECX 5C-2Vx2조 (CAMERA)(기존활용) ¦ P-2¦ P-6¦ P-8¦ (P25:300x300x200)¦ 본선 TRAY 이용¦ 정차열차¦ UP¦ UP¦ UP¦ UP¦ 승 강 장¦ PSD 기계실¦ PSD 기계실¦ 승 강 장¦ X16¦ X17¦ X18¦ X19¦ X20¦ X21¦ X22¦ X23¦ X12¦ X13¦ X14¦ X15¦ 창 고¦ Y00¦ Y01¦ Y02¦ Y03¦ Y04¦ UTP Cat.5E 4Px4조 (TDI) ¦ OF-MM-12Core(난연)x2조 (TDI) ¦ UTP Cat.5E 4Px4조 (TDI) ¦ OF-MM-12Core(난연)x2조 (TDI) ¦ OF-SM-8Cx1조 [공간화상)(철거)¦ F-CV 3C/2.5㎟x1조 (공간화상)(철거)¦ 본선 TRAY 이용¦ OF-SM-4Cx1조 [공간화상)(철거) ¦ F-CV 3C/2.5㎟x1조 (공간화상)(철거)¦ (28) OF-SM-8Cx1조 [공간화상)(철거)¦ (28) F-CV 3C/2.5㎟x1조 (공간화상)(철거)¦ (28) OF-SM-8Cx1조 [공간화상)(철거) ¦ (28) F-CV 3C/2.5㎟x1조 (공간화상)(철거) ¦ OF-SM-8Cx1조 [공간화상)(철거) ¦ F-CV 3C/2.5㎟x1조 (공간화상)(철거) ¦ (16) ECX 5C-2Vx2조 (CAMERA)(기존활용) ¦ (36) FR-CV 3C/4.0㎟x2조 (TDI POWER) ¦ (28) UL 2919-AMESB 24AWG 4Px2조 (TDI) ¦ (22) UTP Cat.5E 4Px4조 (TDI) ¦ (28)x2 OF-MM-12Core(난연)x1조x2 (TDI) ¦ vmh¦ vmh¦ vmh¦ vmh¦ A¦ (28) FR-CV 3C/4.0㎟x1조 (TDI POWER) ¦ (16) UL 2919-AMESB 24AWG 4Px1조 (TDI) ¦ (16) UTP Cat.5E 4Px2조 (TDI) ¦ (28) OF-MM-12Core(난연)x1조(TDI) ¦ B¦ B¦ C¦ C¦ (16) ECX 5C-2Vx2조 (CAMERA)(기존활용) ¦ (36) FR-CV 3C/4.0㎟x2조 (TDI POWER) ¦ (28) UL 2919-AMESB 24AWG 4Px2조 (TDI) ¦ (22) UTP Cat.5E 4Px4조 (TDI) ¦ (28)x2 OF-MM-12Core(난연)x1조x2 (TDI) ¦ B¦ (철거)¦ (철거)¦ 지하철 905정거장¦ 신방화¦ 마곡나루¦ 양천향교¦ 1/400¦ S = 1 / 400¦ 905정거장 CCTV,TDI,시계설비 지하2층 철거평면도(2/2)¦ 905정거장 CCTV,TDI,시계설비 지하2층¦ 철거평면도(2/2)¦ T¦ 7¦ 0¦ 0¦ 5¦ 0¦ 3¦ 4¦ 0¦ 0¦ 8¦ CCTV(기존동축활용)¦ P¦
| 1단계_정거장 - 복사본 | 1단계_정거장 - 복사본 | 038. T4009934-001 918정거장 종합무선중계설비 지하1층 평면도.dwg | H¦ C¦ \A1;7,500¦ \A1;165,000¦ \A1;7,500¦ \A1;7,500¦ \A1;7,500¦ \A1;7,500¦ \A1;7,500¦ \A1;7,500¦ \A1;7,500¦ \A1;7,500¦ \A1;7,500¦ \A1;7,500¦ \A1;7,500¦ \A1;7,500¦ \A1;7,500¦ \A1;7,500¦ \A1;7,500¦ \A1;7,500¦ \A1;5,000¦ \A1;5,000¦ \A1;5,000¦ \A1;5,000¦ \A1;5,000¦ \A1;5,000¦ \A1;5,000¦ \A1;5,000¦ \A1;5,000¦ \A1;5,000¦ \A1;5,500¦ \A1;6,500¦ \A1;6,500¦ \A1;6,500¦ \A1;5,000¦ \A1;30,150¦ \A1;11,300¦ \A1;7,550¦ \A1;11,300¦ \A1;9,600¦ \A1;13,820¦ \A1;11,760¦ \A1;25,580¦ \A1;3,550¦ \A1;4,000¦ \A1;12,500¦ \A1;30,000¦ \A1;100¦ -¦ T¦ 0¦ 0¦ 0¦ 0¦ 0¦ 0¦ 0¦ 0¦ 0¦ 0¦ X-05¦ X-04¦ X-03¦ X-02¦ X-01¦ X00¦ X01¦ X02¦ X03¦ X04¦ X05¦ X06¦ X07¦ X08¦ X09¦ X10¦ X11¦ X12¦ X13¦ X14¦ X15¦ X16¦ X17¦ X18¦ X19¦ X20¦ X21¦ X22¦ X23¦ X24¦ X25¦ X26¦ X27¦ Y00¦ Y01¦ Y02¦ Y-01¦ Y03¦ Y03-1¦ 공조기계실-1¦ UP¦ DN¦ UP¦ UP¦ 용역원대기실¦ 이동통신기계실¦ 용역창고¦ 통신기계실¦ 안전관리실¦ 발매기실-1¦ 대합실¦ 화 장 실¦ 편 의 점¦ 공조기계실-2¦ CO2실-1¦ 복도 -2¦ 연결통로¦ 내부계단1¦ 내부계단2¦ 내부계단3¦ 내부계단4¦ 외부출입구1¦ 복도-1¦ 외부출입구2¦ 외부출입구3¦ 발매기실-2¦ DN¦ DN¦ DN¦ OPEN¦ OPEN¦ OPEN¦ OPEN¦ 방범셔터¦ 방범셔터¦ 상부OPEN¦ 외부엘리베이터 1¦ 외부엘리베이터 3¦ 내부엘리베이터 2¦ 내부엘리베이터 1¦ UP¦ UP¦ 정거장 중심¦ Sta.20K 200.000¦ CO2실-2¦ P¦ P¦ P¦ 2D¦ P¦ P¦ P¦ P¦ TO: 콘솔내접속단자 ¦ P¦ P¦ (P5:200x200x100)¦ (P4:100x100x100)¦ (P3:500x500x300)¦ (P1:500x500x300)¦ (P2:300x300x200)¦ (P6:200x200x100)¦ (P7:100x100x100)¦ (P8:100x100x100)¦ (P9:100x100x100)¦ HFC-22D-FR (승강장 복합통신)¦ HFC-12D-FR (대합실 복합통신)¦ HFC-12D-FR (콘솔내접속단자)¦ HFC-12D-FR (무선통신)¦ TRAY (600x150)¦ DOWN TO 통신기계실 ACCESS FLOOR¦ (54)x2 SPARE (이동통신기계실)¦ (54) SPARE (경찰통신)¦ (28) HFC-12D-FR (콘솔내접속단자)¦ (54) HFC-22D-FR (승강장 복합통신)¦ (28) HFC-12D-FR (대합실 복합통신)¦ (28) HFC-12D-FR (무선통신)¦ (54) SPARE (경찰통신)¦ (28) HFC-12D-FR (승강장 복합통신)¦ (54)x2 SPARE (이동통신기계실)¦ (28) HFC-12D-FR (콘솔내접속단자)¦ (28) HFC-12D-FR (대합실 복합통신)¦ (28) HFC-12D-FR (대합실 복합통신)¦ (28) HFC-12D-FR (대합실 복합통신)¦ (28) HFC-12D-FR (콘솔내접속단자)¦ (28) HFC-12D-FR (대합실 복합통신)¦ 수공¦ ELP 30mm¦ HFC-12D-FR (무선통신)¦ (54)x2 SPARE (이동통신기계실)¦ (54) SPARE (경찰통신)¦ (300x400x150)¦ (700x400x100)¦ (22) HFC-12D-FR (무선통신)¦ HFC-22D-FR (승강장 복합통신)¦ TRAY (900x150)¦ DOWN TO 지하2층¦ 종합무선중계장치¦ HI-PVC 54㎜x3조¦ H¦ (54)x2 SPARE (이동통신기계실)¦ (54)x2 SPARE (이동통신기계실)¦ DOWN TO 기계실 바닥¦ C¦ UTP 4Px1조 (라디오송수신제어)¦ (16) UTP 4Px1조(라디오송수신제어)¦ A¦ UTP 4Px2조 (라디오송수신제어)¦ A¦ B¦ C¦ B¦ C¦ (16) UTP 4Px2조 (라디오송수신제어)¦ D¦ E¦ E¦ (28) HFC-12D-FR (콘솔내접속단자)¦ (28) HFC-12D-FR (대합실 복합통신)¦ (28) HFC-12D-FR (무선통신)¦ (16) UTP 4Px1조 (라디오송수신제어)¦ D¦ TRAY (900x150)¦ DOWN TO 지하2층¦ UTP 4Px1조 (라디오송수신제어)¦ P¦ TO: 환기구¦ 무선통신단자함¦ P¦ (54)x2 HFC-22D-FRx2조 (GPS 안테나)¦ HFC-22D-FRx2조 (GPS 안테나)¦ (54)x2 HFC-22D-FRx2조 (GPS 안테나)¦ (54)x2 HFC-22D-FRx2조 (GPS 안테나)¦ P¦ 임대상가¦ GPS안테나¦ 2D¦ 2D¦ 2D¦ 3D¦ 3D¦ 2D¦ 2D¦ 전기실¦ 변전실¦ HFC-12D-FR (신설)¦ HFC-12D-FR (신설)¦ HFC-12D-FR (신설)¦ HFC-12D-FR (신설)¦ HFC-12D-FR (신설)¦ 3D¦ 2D¦ 2D¦ 3D¦ MCC¦ 통로¦ 환기실¦ 물탱크¦ 3D¦ 918정거장 열차무선설비 지하1층 평면도¦ 918정거장 열차무선설비 지하1층 평면도¦ S = 1/600¦ 1/600¦ 노량진¦ 노들¦ 중앙대입구¦ T¦ 4¦ 0¦ 0¦ 9¦ 9¦ 3¦ 4¦ 0¦ 0¦ 1¦ P¦ 2D¦
| 1단계_정거장 - 복사본 | 1단계_정거장 - 복사본 | 039. T4009934-001 909정거장 종합무선중계설비 지하1층 평면도 (1_2).dwg | 3D¦ C¦ \A1;30,000¦ \A1;27,023¦ \A1;124,523¦ \A1;67,500¦ \A1;57,023¦ \A1;7,500¦ \A1;7,500¦ \A1;7,500¦ \A1;5,000¦ \A1;5,000¦ \A1;5,000¦ \A1;5,000¦ \A1;5,000¦ \A1;2,024¦ \A1;7,900¦ \A1;28,000¦ \A1;7,600¦ \A1;7,900¦ \A1;6,100¦ \A1;6,100¦ \A1;7,500¦ \A1;7,500¦ \A1;7,500¦ \A1;7,500¦ \A1;7,500¦ \A1;7,500¦ \A1;7,500¦ \A1;7,500¦ \A1;7,500¦ \A1;7,500¦ H¦ M¦ 3D¦ -¦ T¦ 0¦ 0¦ 0¦ 0¦ 0¦ 0¦ 0¦ 0¦ 0¦ 0¦ T¦ 0¦ 0¦ 0¦ 0¦ 0¦ 0¦ 0¦ 0¦ 0¦ 0¦ 증미¦ 등촌¦ 염창¦ MATCH LINE¦ MATCH LINE DWG No. "S1-TA-S09-DB-023-0"¦ KEY PLAN¦ X-09¦ X-07¦ X-05¦ X-03¦ X-01¦ X00¦ X01¦ X02¦ X03¦ X04¦ X06¦ X08¦ Y04¦ Y03¦ Y02¦ Y01¦ Y00¦ DN¦ 발매기실 1¦ 편의점¦ 대합실¦ DN¦ DN¦ 통신기계실¦ 이동통신기계실¦ 공조기계실¦ 물탱크실¦ 외부계단 1¦ 내부계단 1¦ 내부계단 2¦ 화장실¦ UP¦ UP¦ UP¦ 외부통로¦ 외부계단 4¦ 외부계단 5¦ 외부통로계단2¦ UP¦ MATCH LINE¦ P¦ P¦ 종합무선중계장치¦ P¦ P¦ P¦ P¦ P¦ HI-PVC 54㎜x3조¦ (P5:400x400x200)¦ (P6:400x400x200)¦ (P7:400x400x200)¦ (P8:400x400x200)¦ (P10:400x400x200)¦ (P12:400x400x200)¦ (P14:200x200x100)¦ (54)x2 SAPER (제2,3사업자)¦ (54) SPARE (경찰통신)¦ HFC-22D-FR (승강장 복합통신)¦ TRAY (900x150)¦ DOWN TO 지하 2층¦ HFC-12D-FR (콘솔내접속단자)¦ HFC-12D-FR (대합실 복합통신)¦ HFC-12D-FR (무선통신)¦ TRAY (600x150)¦ DOWN TO 통신기계실 ACCESS FLOOR¦ (54)x2 SAPER (이동통신기계실)¦ DOWN TO 기계실 바닥¦ (28) HFC-12D-FR (콘솔내접속단자)¦ (28) HFC-12D-FR (대합실 복합통신)¦ (28) HFC-12D-FR (무선통신)¦ (54)x2 SAPER (이동통신기계실)¦ (54) SPARE (경찰통신)¦ (54)x2 SAPER (이동통신기계실)¦ (28) HFC-12D-FR (콘솔내접속단자)¦ (28) HFC-12D-FR (대합실 복합통신)¦ (28) HFC-12D-FR (대합실 복합통신)¦ (54)x2 SAPER (이동통신기계실)¦ (54) SPARE (경찰통신)¦ (28) HFC-12D-FR (대합실 복합통신)¦ (54)x2 SAPER (이동통신기계실)¦ (54) SPARE (경찰통신)¦ (28) HFC-12D-FR (대합실 복합통신)¦ (54)x2 SAPER (이동통신기계실)¦ (54) SPARE (경찰통신)¦ P¦ (P13:200x200x100)¦ 2D¦ C¦ ¦ UTP Cat.5E 4Px1조 (라디오송수신제어)¦ (28) HFC-12D-FR (대합실 복합통신)¦ (28) HFC-12D-FR (무선통신)¦ (28) HFC-12D-FR (콘솔내접속단자)¦ (28) HFC-12D-FR (대합실 복합통신)¦ (28) HFC-12D-FR (무선통신)¦ UTP Cat.5E 4Px2조 (라디오송수신제어)¦ (16) UTP 4Px1조 (라디오송수신제어)¦ P¦ (16) UTP 4Px1조 (라디오송수신제어)¦ TRAY (900x150)¦ DOWN TO 지하 2층¦ UTP Cat.5E 4Px1조 (라디오송수신제어)¦ (16) UTP 4Px1조 (라디오송수신제어)¦ (600x600x300)¦ P¦ P¦ MATCH LINE¦ MATCH LINE¦ (700x400x100)¦ 용역창고¦ 용역원대기실¦ 임대상가¦ P¦ 수공¦ M¦ KT MANHOLE ¦ (김포16 직4)¦ P¦ P¦ H¦ 2D¦ 3D¦ 3D¦ 2D¦ HFC-12D-FR (신설)¦ HFC-12D-FR (신설)¦ HFC-12D-FR (신설)¦ HFC-12D-FR (신설)¦ 3D¦ 909정거장 열차무선설비 지하1층 평면도 (1/2)¦ 909정거장 열차무선설비 지하1층 평면도 (1/2)¦ S = 1 / 400¦ 1/400¦ 증미¦ 등촌¦ 염창¦ T¦ 4¦ 0¦ 0¦ 9¦ 9¦ 3¦ 4¦ 0¦ 0¦ 1¦ P¦ 2D¦
| 1단계_정거장 - 복사본 | 1단계_정거장 - 복사본 | 027. T7001034-010 914정거장 전화설비 지하2층 철거평면도 (2_2).dwg | INT¦ H¦ CONSOLE¦ IP¦ KT¦ AMP¦ 배선반¦ M¦ \A1;27,000¦ \A1;7,500¦ \A1;7,500¦ \A1;7,500¦ \A1;7,500¦ \A1;7,500¦ \A1;7,500¦ \A1;8,130¦ \A1;7,500¦ \A1;7,500¦ \A1;7,500¦ \A1;7,500¦ \A1;7,500¦ \A1;7,500¦ \A1;2,000¦ \A1;10,000¦ \A1;20,980¦ \A1;5490¦ \A1;5490¦ F¦ UTP Cat.5E 25Px3조 (안전관리실)¦ UTP Cat.5E 25Px2조 (CONSOLE CONTROL, LSE)¦ TRAY (300x100)¦ G¦ UTP Cat.5E 25Px1조 (임대상가)¦ UTP Cat.5E 4Px3조 (대합실공중전화)¦ UTP Cat.5E 4Px2조 (국회민원출장소)¦ UTP Cat.5E 4Px2조 (편의점)¦ UTP Cat.5E 4Px2조 (용역원대기실)¦ UTP Cat.5E 4Px2조 (이동통신기계실)¦ TRAY (300x100)¦ UTP Cat.5E 4Px2조 (공조기계실-1)¦ UTP Cat.5E 4Px2조 (공조기계실-2)¦ UTP Cat.5E 25Px2조 (CONSOLE CONTROL, LSE)¦ A¦ UTP Cat.5E 25Px1조 (임대상가)¦ UTP Cat.5E 4Px2조 (국회민원출장소)¦ UTP Cat.5E 4Px2조 (공조기계실-1)¦ UTP Cat.5E 25Px1조 (콜폰)¦ TRAY (300x100)¦ C¦ (16) 인터폰선 0.6x2Px4조 (INT)¦ B¦ UTP Cat.5E 25Px1조 (임대상가)¦ UTP Cat.5E 4Px2조 (국회민원출장소)¦ UTP Cat.5E 4Px2조 (공조기계실-1)¦ UTP Cat.5E 25Px1조 (콜폰)¦ TRAY (300x100)¦ E¦ UTP Cat.5E 4Px2조 (용역원대기실)¦ UTP Cat.5E 4Px3조 (편의점)¦ UTP Cat.5E 25Px1조 (임대상가)¦ UTP Cat.5E 4Px3조 (대합실공중전화)¦ UTP Cat.5E 4Px2조 (국회민원출장소)¦ UTP Cat.5E 4Px2조 (공조기계실-1)¦ TRAY (300x100)¦ H¦ UTP Cat.5E 25Px3조 (안전관리실)¦ UTP Cat.5E 25Px1조 (임대상가)¦ UTP Cat.5E 4Px2조 (국회민원출장소)¦ UTP Cat.5E 4Px2조 (편의점)¦ UTP Cat.5E 4Px2조 (용역원대기실)¦ UTP Cat.5E 4Px2조 (이동통신기계실)¦ TRAY (300x100)¦ UTP Cat.5E 4Px2조 (공조기계실-1)¦ UTP Cat.5E 4Px2조 (공조기계실-2)¦ UTP Cat.5E 25Px2조 (CONSOLE CONTROL, LSE)¦ UTP Cat.5E 25Px1조 (전기실)¦ 1. 음향유도기 전원은 전기콘센트를 이용한다.¦ NOTE¦ 2. 증폭기전원은 전기콘센트를 이용한다.¦ 3. 통신기계실 및 안전관리실 MAIN 분전반은 전기에서 설치한다.¦ MATCH LINE DWG No. "S1-TA-S14-DB-011-0"¦ 지상E/L¦ 지상E/L¦ (P8:300x300x200)¦ UTP Cat.5E 4Px3조 (대합실공중전화)¦ (54)x2 SPARE (KT LINE)¦ UTP Cat.5E 4Px3조 (대합실공중전화)¦ UTP Cat.5E 25Px3조 (안전관리실)¦ UTP Cat.5E 4Px3조 (대합실공중전화)¦ KEY PLAN¦ X09¦ X10¦ X11¦ X12¦ X13¦ X14¦ X15¦ X16¦ X17¦ X18¦ X19¦ X20¦ X21¦ X22¦ Y00¦ Y01¦ Y02¦ Y03¦ 100,130¦ DN¦ UP¦ UP¦ 비품창고¦ 비상전원실¦ 복도¦ 본선환기실¦ 승차권창고¦ 용역창고¦ 용역대기실¦ 대합실¦ 통신기계실¦ 안전관리실¦ 이동통신기계실¦ 비품창고¦ CO2 실¦ 전기실¦ 발매기실¦ 편의점¦ 화장실-2¦ 외부엘리베이터2¦ 내부계단2¦ 외부출입구4¦ 외부엘리베이터2¦ 외부출입구3¦ 내부계단3¦ 외부출입구통로3¦ 내부엘리베이터¦ 914 정거장¦ STA.16km294.519¦ UTP Cat.5E 25Px2조 (CONSOLE CONTROL, LSE)¦ UTP Cat.5E 25Px3조 (안전관리실)¦ TRAY (600x150)¦ DOWN TO 안전관리실 ACCESS FLOOR¦ x2 ¦ x4¦ x2¦ x2¦ (54)x2 SPARE (KT LINE)¦ (16) 인터폰선 0.6x2Px4조 (INT)¦ (P10:400x400x200)¦ (P6:200x200x100)¦ (P7:200x200x100)¦ (P11:100x100x100)¦ (P12:100x100x100)¦ KT MANHOLE¦ (16) 인터폰선 0.6x2Px4조 (INT)¦ (54)x2 SPARE (KT LINE)¦ UTP Cat.5E 4Px2조 (용역원대기실)¦ UTP Cat.5E 4Px3조 (편의점)¦ UTP Cat.5E 4Px2조 (공조기계실-1)¦ UTP Cat.5E 4Px2조 (국회민원출장소)¦ UTP Cat.5E 4Px3조 (대합실 공중전화)¦ TRAY (300x100)¦ (16) 인터폰선 0.6x2Px4조 (INT)¦ (16) 인터폰선 0.6x2Px4조 (INT)¦ DOWN TO CP PANEL¦ (16) UTP Cat.5E 4Px2조 (용역원대기실)¦ (16) UTP Cat.5E 4Px3조 (편의점)¦ (16) UTP Cat.5E 4Px2조 (용역원대기실)¦ (16) 인터폰선 0.6x2Px4조 (INT)¦ (16) 인터폰선 0.6x2Px4조 (INT)¦ (16) UTP Cat.5E 4Px2조 (공조기계실-2)¦ UP TO 지하 1층¦ (16) UTP Cat.5E 4Px2조 (공조기계실-2)¦ (16) UTP Cat.5E 4Px2조 (이동통신기계실)¦ (28) UTP Cat.5E 25Px1조 (전기실)¦ A¦ C¦ E¦ F¦ G¦ H¦ x2 ¦ x2 ¦ UTP Cat.5E 4Px2조 (용역원대기실)¦ UTP Cat.5E 4Px3조 (편의점)¦ TRAY (300x100)¦ B¦ (700x400x100)¦ 수공¦ (700x400x100)¦ UTP 50P [TB No.4]¦ UTP 25P [TB No.3]¦ UTP 50P¦ [TB No.5]¦ x2¦ (54)x2 SPARE (KT LINE)¦ (28) UTP Cat.5E 25Px1조 (콜폰)¦ (36) SPARE (전기실)¦ UTP Cat.5E 25Px1조 (임대상가)¦ (국회7 직4)¦ (16) 인터폰선 0.6x2Px4조 (INT)¦ 인터폰선 0.6x2Px4조 (INT)¦ 인터폰선 0.6x2Px3조 (INT)¦ (기계설비 인터폰 모장치)¦ (16) UTP Cat.5E 4Px3조 (편의점)¦ J¦ I¦ I¦ TRAY (900x150)¦ UTP Cat.5E 4Px3조 (승강장 공중전화)¦ UTP Cat.5E 4Px3조 (승강장 INT)¦ DOWN TO 지하 3층¦ (P9:100x100x100)¦ J¦ UTP Cat.5E 25Px3조 (안전관리실)¦ UTP Cat.5E 25Px1조 (임대상가)¦ UTP Cat.5E 4Px2조 (국회민원출장소)¦ UTP Cat.5E 4Px2조 (편의점)¦ UTP Cat.5E 4Px2조 (용역원대기실)¦ UTP Cat.5E 4Px2조 (이동통신기계실)¦ TRAY (600x150)¦ UTP Cat.5E 4Px2조 (공조기계실-1)¦ UTP Cat.5E 4Px2조 (공조기계실-2)¦ UTP Cat.5E 25Px2조 (CONSOLE CONTROL, LSE)¦ UTP Cat.5E 25Px1조 (전기실)¦ DOWN TO 통신기계실 ACCESS FLOOR¦ UTP Cat.5E 4Px3조 (대합실공중전화)¦ UTP Cat.5E 4Px3조 (승강장 INT)¦ (16) 인터폰선 0.6x2Px각1조 (콜폰)¦ (600x600x300)¦ (600x600x300)¦ UTP Cat.5E 4Px1조 (편의점)¦ UTP Cat.5E 4Px1조 (편의점)¦ (16) 인터폰선 0.6x2Px4조 (INT)¦ DOWN TO CP PANEL¦ 인터폰선 0.6x2Px12조 (INT)¦ UTP Cat.5E 25Px1조 (콜폰)¦ 인터폰선 0.6x2Px10조 (INT)¦ (16) 인터폰선 0.6x2Px4조 (INT)¦ DOWN TO CP PANEL¦ UTP Cat.5E 25Px2조 (콜폰)¦ 인터폰선 0.6x2Px12조 (INT)¦ UTP Cat.5E 4Px3조 (승강장 공중전화)¦ UTP Cat.5E 25Px1조 (전기실)¦ UTP Cat.5E 25Px2조 (콜폰)¦ 인터폰선 0.6x2Px12조 (INT)¦ UTP Cat.5E 25Px2조 (콜폰)¦ 인터폰선 0.6x2Px12조 (INT)¦ 인터폰선 0.6x2Px4조 (INT)¦ HUB¦ (국회민원출장소)¦ UTP Cat.5E 4Px2조 (국회민원출장소)¦ 3-21~24¦ 3-25~28¦ V1.2¦ V1.2.3.4¦ 3-41~44¦ 3-45~48¦ 3-31~34¦ 3-35~38¦ 천정형UTP25P-2¦ TB2¦ 26¦ 27¦ 28¦ 29¦ 30¦ (16) UTP Cat.5E 4Px2조¦ K¦ K¦ 임대상가2¦ (철거)¦ (철거)¦ (철거)¦ (철거)¦ 지하철 914정거장¦ 당산¦ 국회의사당¦ 여의도¦ 1/400¦ 914정거장 전화설비 지하2층 철거평면도(2/2)¦ S = 1/400¦ 914정거장 전화설비 지하2층 철거평면도(2/2)¦ T¦ 7¦ 0¦ 0¦ 1¦ 0¦ 3¦ 4¦ 0¦ 1¦ 0¦ (기설활용)¦ P¦
| 1단계_정거장 - 복사본 | 1단계_정거장 - 복사본 | 023. T7001034-006 919정거장 전화설비 지하1층 철거평면도 (2_2).dwg | IP¦ INT¦ KT¦ H¦ CONSOLE¦ M¦ \A1;4,250¦ \A1;3,100¦ \A1;23,200¦ \A1;13,600¦ \A1;4,250¦ \A1;7,350¦ \A1;7,350¦ \A1;4,250¦ \A1;7,100¦ \A1;6,500¦ \A1;5,000¦ \A1;5,000¦ \A1;3,750¦ \A1;7,500¦ \A1;7,500¦ \A1;7,500¦ \A1;7,500¦ \A1;7,500¦ \A1;7,500¦ \A1;7,500¦ \A1;7,500¦ \A1;5,000¦ \A1;5,000¦ \A1;5,000¦ \A1;5,000¦ KEY PLAN¦ 각도 : -2.0˚¦ E/V¦ E/V¦ UTP Cat.5E 4Px6조 (임대상가)¦ A¦ UTP Cat.5E 25Px3조 (안전관리실)¦ TRAY (300x100)¦ UTP Cat.5E 4Px2조 (편의점)¦ UTP Cat.5E 4Px2조 (공조기계실-2)¦ UTP Cat.5E 25Px2조 (CONSOLE CONTROL, LSE)¦ 인터폰선 0.6x2Px8조 (INT)¦ UTP Cat.5E 4Px3조 (대합실 공중전화)¦ DOWN TO 안전관리실 ACCESS FLOOR¦ UTP Cat.5E 25Px2조 (CONSOLE CONTROL, LSE)¦ 인터폰선 0.6x2Px12조 (INT)¦ E¦ UTP Cat.5E 4Px4조 (임대상가)¦ TRAY (300x100)¦ UTP Cat.5E 4Px3조 (대합실 공중전화)¦ 인터폰선 0.6x2Px8조 (INT)¦ UTP Cat.5E 4Px2조 (공조기계실-2)¦ G¦ (16) UTP Cat.5E 4Px2조 (임대상가2)¦ I¦ (54)x2 SPARE (KT LINE)¦ (16) 인터폰선 0.6x2Px4조 (INT)¦ 1. 음향유도기 전원은 전기콘센트를 이용한다.¦ NOTE¦ 2. 증폭기전원은 전기콘센트를 이용한다.¦ 3. 통신기계실 및 안전관리실 MAIN 분전반은 전기에서 설치한다.¦ 지상E/L¦ C¦ UTP Cat.5E 25Px2조 (CONSOLE CONTROL, LSE)¦ 인터폰선 0.6x2Px12조 (INT)¦ F¦ UTP Cat.5E 25Px3조 (안전관리실)¦ 인터폰선 0.6x2Px12조 (INT)¦ MATCH LINE DWG No. "S1-TA-S19-DB-009-0"¦ x4¦ x2¦ x2¦ x2¦ KT MANHOLE ¦ x2¦ (16) UTP Cat.5E 4Px2조 (공조기계실-2)¦ (16) 인터폰선 0.6x2Px4조 (INT)¦ DOWN TO CP PANEL¦ (16) UTP Cat.5E 4Px2조 (임대상가3)¦ (16) 인터폰선 0.6x2Px4조 (INT)¦ UTP Cat.5E 4Px2조 (공조기계실-2)¦ (16) 인터폰선 0.6x2Px1조 (INT)¦ UP TO 지상 E/L¦ (16) 인터폰선 0.6x2Px4조 (INT)¦ (54)x2 SPARE (KT LINE)¦ (36)x2 SPARE¦ (54)x2 SPARE¦ (16) UTP Cat.5E 4Px2조 (임대상가1)¦ 지상E/L¦ (16) UTP Cat.5E 4Px3조 (편의점)¦ A¦ C¦ D¦ F¦ E¦ G¦ I¦ UTP Cat.5E 25Px3조 (안전관리실)¦ TRAY (300x100)¦ D¦ TRAY (600x150)¦ (P4:200x200x100)¦ (P6:200x200x100)¦ (P7:100x100x100)¦ x2¦ UTP 25P¦ [TB No.3]¦ UTP 50P¦ [TB No.4]¦ (P8:400x400x200)¦ (P9:100x100x100)¦ (700x400x100)¦ (P10:400x400x200)¦ (700x400x100)¦ 수공¦ UTP 25P¦ [TB No.2]¦ 공중전화¦ (22) UTP Cat.5E 4Px3조 (대합실 공중전화)¦ (명수11-1 직5)¦ (16) 인터폰선 0.6x2Px각1조 (INT)¦ (28) UTP Cat.5E 25Px1조 (콜폰)¦ (22) UTP Cat.5E 4Px3조 (대합실 공중전화)¦ 대합실¦ 안전관리실¦ 발매기실¦ 화 장 실¦ 공조기계실-2¦ 편의점¦ 내부계단2¦ 내부계단3¦ 외부출입구2¦ 외부출입구3¦ 외부출입구4¦ 연결통로¦ 방범셔터¦ 방범셔터¦ UP¦ UP¦ UP¦ UP¦ UP¦ 외부엘리베이터1¦ 외부엘리베이터2¦ DN¦ DN¦ OPEN¦ Y00¦ Y01¦ Y02¦ Y03¦ Y04¦ Y05¦ Y06¦ 919 정거장¦ STA.21KM280.000¦ 외부출입구1¦ X30¦ X29¦ X28¦ X27¦ X26¦ X25¦ X24¦ X23¦ X22¦ X21¦ X20¦ X19¦ X18¦ X17¦ X16¦ 93,750¦ J¦ B¦ (16) 인터폰선 0.6x2Px4조 (INT)¦ (기계분야 인터폰모장치)¦ (16) 인터폰선 0.6x2Px4조 (INT)¦ x2¦ (28) UTP Cat.5E 25Px1조 (콜폰)¦ UTP Cat.5E 25Px1조 (콜폰)¦ UTP Cat.5E 25Px1조 (콜폰)¦ UTP Cat.5E 25Px1조 (콜폰)¦ UTP Cat.5E 25Px1조 (콜폰)¦ UTP Cat.5E 4Px1조 (편의점)¦ UTP Cat.5E 4Px1조 (편의점)¦ (16) UTP Cat.5E 4Px2조 (임대상가1)¦ (16) 인터폰선 0.6x2Px4조 (INT)¦ B¦ J¦ UTP Cat.5E 4Px2조 (임대상가)¦ TRAY (300x100)¦ UTP Cat.5E 4Px3조 (대합실 공중전화)¦ 인터폰선 0.6x2Px4조 (INT)¦ UTP Cat.5E 25Px1조 (콜폰)¦ TRAY (300x100)¦ x2¦ UTP Cat.5E 4Px2조 (임대상가)¦ 2-41~44¦ 2-45~48¦ 3-31~34¦ 3-35~38¦ 3-21~24¦ 3-25~28¦ 3-41~44¦ 3-45~48¦ V1,2,3,4¦ 3-11~14¦ 3-15~18¦ 1¦ 천정형UTP25P¦ 2¦ 3¦ 4¦ 5¦ 6¦ 7¦ 8¦ 9¦ 10¦ 11¦ 13¦ 12¦ K¦ K¦ 임대상가-1¦ 임대상가-2¦ 임대상가-3¦ (철거)¦ (철거)¦ 지하철 919정거장¦ 노들¦ 중앙대입구¦ 동작¦ 1/400¦ 919정거장 전화설비 지하1층 철거평면도(2/2)¦ S = 1/400¦ 919정거장 전화설비 지하1층 철거평면도(2/2)¦ T¦ 7¦ 0¦ 0¦ 1¦ 0¦ 3¦ 4¦ 0¦ 0¦ 6¦ (기설활용)¦ P¦
| 1단계_정거장 - 복사본 | 1단계_정거장 - 복사본 | 014. T1001026-010 905정거장 AFC CABLE WIRING DIAGRAM (철거).dwg | D/I MUX (ROUTER)¦ (통신기계실)¦ 분전반 (전기시설분)¦ (안전관리실)¦ AFC 접지단자함 (전기설비)¦ (안전관리실)¦ DPC BOX¦ 인터콤 모장치¦ SMS (S/W HUB)¦ (안전관리실)¦ 개집표 안내표시기 (AIS)¦ 주제어장치 (안전관리실)¦ EM GATE¦ CONTROL BOX¦ 통로안내표시기 (AIM)¦ AGM 11형 (No.1)¦ AGM 12형 (No.2)¦ AGM 6형 (No.3)¦ AGM 8형 (No.5)¦ AGM 8형 (No.6)¦ AGM 8형 (No.7)¦ AGM 10형 (No.8) (HUB)¦ ATVM (No.1~2)¦ 화재수신반¦ STP Cat.5E 4Px1조¦ CPEV 0.9/5Px1조¦ STP Cat.5E 4Px1조¦ STP Cat.5E 4Px1조¦ STP Cat.5E 4Px1조¦ STP Cat.5E 4Px1조¦ STP Cat.5E 4Px1조¦ F-GV 4.0㎟x2조¦ F-GV 4.0㎟x1조¦ F-GV 4.0㎟x1조¦ FR-CV 2C/4.0㎟x1조¦ EM. GATE (No.1) (개폐장치)¦ STP Cat.5E 4Px2조¦ FR-CVVS 4C/2.5㎟x1조 (DPC)¦ 접지 단자함¦ F-GV 50㎟x1조 (통신시공분)¦ FR-CV 3C/4.0㎟x2조¦ FR-CV 3C/4.0㎟x1조¦ FR-CV 3C/4.0㎟x1조¦ FR-CV 3C/4.0㎟x1조¦ FR-CV 3C/4.0㎟x1조¦ FR-CV 3C/4.0㎟x1조¦ FR-CV 3C/4.0㎟x1조¦ FR-CV 3C/4.0㎟x2조¦ STP Cat.5E 4Px1조¦ UTP Cat.5E 4Px1조¦ AAM (No.1)¦ STP Cat.5E 4Px1조¦ F-GV 4.0㎟x1조¦ AGM 8형(No.4)¦ STP Cat.5E 4Px1조¦ CPEV 0.65/5Px1조 (INT)¦ CPEV 0.65/5Px1조 (INT)¦ STP Cat.5E 4Px1조¦ CROSS AISLE CABLE¦ CROSS AISLE CABLE¦ CROSS AISLE CABLE¦ CROSS AISLE CABLE¦ CROSS AISLE CABLE¦ CROSS AISLE CABLE¦ (승강장)¦ (안전관리실)¦ (안전관리실)¦ 905정거장 AFC CABLE WIRING DIAGRAM (철거)¦ S = NONE¦ UTP Cat.5E 4Px2조¦ OF-SM-2Cx1조¦ F-GV 4.0㎟x1조¦ 환급기 (No.1)¦ FR-CV 3C/4.0㎟x1조¦ CPEV 0.65/5Px1조 (INT)¦ F-GV 4.0㎟x1조¦ STP Cat.5E 4Px1조¦ STP Cat.5E 4Px1조¦ FR-CV 3C/4.0㎟x1조¦ 905정거장 AFC CABLE WIRING DIAGRAM (철거)¦ NONE¦ 지하철 905정거장¦ 신방화¦ 마곡나루¦ 양천향교¦ T¦ 1¦ 0¦ 0¦ 1¦ 0¦ 2¦ 6¦ 0¦ 0¦ 1¦ CROSS AISLE CABLE¦ CROSS AISLE CABLE¦ CROSS AISLE CABLE¦ CROSS AISLE CABLE¦ CROSS AISLE CABLE¦ CROSS AISLE CABLE¦
| 1단계_정거장 - 복사본 | 1단계_정거장 - 복사본 | 036. T7005034-001 914정거장 CCTV,TDI,시계설비 지하2층 신설평면도 (1_2).dwg | \A1;7,500¦ \A1;7,500¦ \A1;7,500¦ \A1;7,500¦ \A1;7,500¦ \A1;7,500¦ \A1;7,500¦ \A1;7,500¦ \A1;5,500¦ \A1;7,500¦ \A1;7,500¦ \A1;7,500¦ \A1;7,500¦ \A1;7,500¦ \A1;4,270¦ \A1;5,400¦ \A1;10,000¦ \A1;20,980¦ \A1;5490¦ \A1;5490¦ L¦ L1¦ TRAY (300x100)¦ UTP CAT.5E 25Px1조 (CONSOLE)¦ UTP CAT.5E 4Px4조 (CONSOLE)¦ FR-CV 3C/6.0㎟x1조 (LSE POWER)¦ UTP Cat.5E 4Px2조 (CL POWER)(신설)¦ F-CV 3C/2.5㎟x1조 (공간화상)(기존활용)¦ OF- SM-4Cx1조 (공간화상)(기존활용)¦ UTP Cat.5E4Px15조 (CAMERA)(신설)¦ OF-SM-8C(난연)x10조(신설) ¦ FR-CV 3C/4.0㎟x10조(신설) ¦ OF-SM-8C(난연)x2조(승강장모니터)(신설) ¦ FR-CV 3C/4.0㎟x2조(승강장모니터)(신설) ¦ C/R¦ MATCH LINE DWG No. "S1-TA-S14-DB-022-0"¦ A¦ B¦ D¦ KEY PLAN¦ X-01¦ X-02¦ X-03¦ X-05¦ X-04¦ X-06¦ X-07¦ X00¦ X01¦ X02¦ X03¦ X04¦ X05¦ X06¦ X07¦ X08¦ 47,170¦ Y00¦ Y01¦ Y02¦ Y03¦ 65,500¦ UP¦ DN¦ UP¦ UP¦ 발매기실¦ 국회민원출장소¦ 본선환기실¦ 본선환기실¦ 대합실¦ 화장실-1¦ 오수펌프실¦ 내부계단1¦ 외부출입구통로4¦ 외부출입구1¦ 외부출입구통로1¦ 내부계단5¦ 외부출입구5¦ 외부출입구2¦ 외부출입구통로2¦ 방범셔터설치¦ 외부출입구6¦ D¦ ES-2¦ B¦ A¦ ES-5(1)¦ (P11:200x200x100)¦ (P6:200x200x100)¦ (P9:200x200x100)¦ AGM-1¦ ES-7¦ T-1¦ (P8:200x200x100)¦ ES-3(1)¦ ATVM-1¦ (P4:300x300x200)¦ (P3:200x200x100)¦ C-1¦ (P5:200x200x100)¦ (P2:200x200x100)¦ (P1:200x200x100)¦ ES-1¦ (P7:200x200x100)¦ (P10:200x200x100)¦ AGM-2¦ ES-3(2)¦ ES-5(2)¦ vmh¦ vmh¦ vmh¦ vmh¦ vmh¦ vmh¦ vmh¦ vmh¦ vmh¦ vmh¦ vmh¦ MATCH LINE¦ 외부출입구6¦ MATCH LINE¦ 지상E/L¦ ELE-7(1)¦ vmh¦ ELE-7(2)¦ vmh¦ E¦ E¦ 임대상가1¦ 임대상가3¦ TRAY (300x100)¦ TRAY (300x100)¦ TRAY (300x100)¦ (28) FR-CV 3C/4.0㎟x1조 (CA POWER)¦ DOWN TO 지하 2층 E/L¦ UP TO 지상 E/L¦ F¦ F¦ (16) OF-SM-8Core(난연)x2조(대합실게시기)(신설)¦ (28) FR-CV 3C/4.0㎟x1조 (대합실게시기 POWER)(기존활용)¦ OF-SM-8Core(난연)x2조(대합실게시기)(신설)¦ FR-CV 3C/4.0㎟x1조 (대합실게시기 POWER)(기존활용)¦ D-1¦ D-1¦ TRAY (300x100)¦ OF-SM-8Core(난연)x2조(대합실게시기)(신설)¦ FR-CV 3C/4.0㎟x1조 (대합실게시기 POWER)(기존활용)¦ (16) OF-SM-8C(난연)x1조(CAMERA) ¦ (16) FR-CV 3C/4.0㎟x1조(CAMERA) ¦ (28) OF-SM-8C(난연)x2조(CAMERA) ¦ (28) FR-CV 3C/4.0㎟x2조(CAMERA) ¦ (16) OF-SM-8C(난연)x1조(CAMERA) ¦ (16) FR-CV 3C/4.0㎟x1조(CAMERA) ¦ (16) OF-SM-8C(난연)x1조(CAMERA) ¦ (16) FR-CV 3C/4.0㎟x1조(CAMERA) ¦ (16) OF-SM-8C(난연)x1조(CAMERA) ¦ (16) FR-CV 3C/4.0㎟x1조(CAMERA) ¦ (16) OF-SM-8C(난연)x1조(CAMERA) ¦ (16) FR-CV 3C/4.0㎟x1조(CAMERA) ¦ 스피드돔¦ (28) OF-SM-8C(난연)x2조(CAMERA) ¦ (28) FR-CV 3C/4.0㎟x2조(CAMERA) ¦ (16) OF-SM-8C(난연)x1조(CAMERA) ¦ (16) FR-CV 3C/4.0㎟x1조(CAMERA) ¦ (28) OF-SM-8C(난연)x2조(CAMERA) ¦ (28) FR-CV 3C/4.0㎟x2조(CAMERA) ¦ (16) OF-SM-8C(난연)x1조(CAMERA) ¦ (16) FR-CV 3C/4.0㎟x1조(CAMERA) ¦ (16) OF-SM-8C(난연)x1조(CAMERA) ¦ (16) FR-CV 3C/4.0㎟x1조(CAMERA) ¦ (16) OF-SM-8C(난연)x1조(CAMERA) ¦ (16) FR-CV 3C/4.0㎟x1조(CAMERA) ¦ (28) OF-SM-8C(난연)x2조(CAMERA) ¦ (28) FR-CV 3C/4.0㎟x2조(CAMERA) ¦ (28) OF-SM-8C(난연)x3조(CAMERA) ¦ (28) FR-CV 3C/4.0㎟x3조(CAMERA) ¦ (16) OF-SM-8C(난연)x1조(CAMERA) ¦ (16) FR-CV 3C/4.0㎟x1조(CAMERA) ¦ (16) OF-SM-8C(난연)x1조(CAMERA) ¦ (16) FR-CV 3C/4.0㎟x1조(CAMERA) ¦ (28) OF-SM-8C(난연)x2조(CAMERA) ¦ (28) FR-CV 3C/4.0㎟x2조(CAMERA) ¦ (16) OF-SM-8C(난연)x1조(CAMERA) ¦ (16) FR-CV 3C/4.0㎟x1조(CAMERA) ¦ (16) OF-SM-8C(난연)x1조(CAMERA) ¦ (16) FR-CV 3C/4.0㎟x1조(CAMERA) ¦ OF-SM-8C(난연)x6조(CAMERA) ¦ FR-CV 3C/4.0㎟x6조(CAMERA) ¦ OF-SM-8C(난연)x9조(CAMERA) ¦ FR-CV 3C/4.0㎟x9조(CAMERA) ¦ (28) OF-SM-8C(난연)x2조(CAMERA) ¦ (28) FR-CV 3C/4.0㎟x2조(CAMERA) ¦ (16) OF-SM-8C(난연)x1조(CAMERA) ¦ (16) FR-CV 3C/4.0㎟x1조(CAMERA) ¦ (28) OF-SM-8C(난연)x3조(CAMERA) ¦ (28) FR-CV 3C/4.0㎟x3조(CAMERA) ¦ OF-SM-8C(난연)x10조(CAMERA) ¦ FR-CV 3C/4.0㎟x10조(CAMERA) ¦ (28) OF-SM-8C(난연)x2조(CAMERA) ¦ (28) FR-CV 3C/4.0㎟x2조(CAMERA) ¦ (28) OF-SM-8C(난연)x3조(CAMERA) ¦ (28) FR-CV 3C/4.0㎟x3조(CAMERA) ¦ OF-SM-8C(난연)x9조(CAMERA) ¦ FR-CV 3C/4.0㎟9x조(CAMERA) ¦ 지하철 914정거장¦ 당산¦ 국회의사당¦ 여의도¦ 1/400¦ S = 1 / 400¦ 914정거장 CCTV,TDI,시계설비 지하2층 신설평면도(1/2)¦ 914정거장 CCTV,TDI,시계설비 지하2층¦ 신설평면도(1/2)¦ T¦ 7¦ 0¦ 0¦ 5¦ 0¦ 3¦ 4¦ 0¦ 0¦ 1¦ CCTV(기존동축활용)¦ P¦
| 1단계_정거장 - 복사본 | 1단계_정거장 - 복사본 | 010. T1001026-006 906정거장 종합무선중계,열차무선설비 DIAGRAM.dwg | 기설역사내 종합무선 공중선¦ A¦ B¦ 마곡나루¦ 양천향교¦ 가양¦ T¦ 0¦ 0¦ 0¦ 0¦ 0¦ 0¦ 0¦ 0¦ 0¦ 0¦ 3D¦ RFCL-42D-광대역¦ RFCL-42D-광대역¦ 2D¦ 공조기계실-1¦ 강¦ 선¦ 널¦ 터¦ &¦ 본¦ 장¦ B2¦ 승¦ 콘솔내 접속단자¦ 안전관리실¦ B1¦ 물탱크실¦ 906정거장 종합무선중계,열차무선설비 DIAGRAM¦ S = NONE¦ RFCL-42D-광대역¦ RFCL-42D-광대역¦ 2D¦ 상행¦ UTP Cat.5E 4Px2조¦ 라디오 송수신제어 ANTENNA¦ 하행¦ 3D¦ 2D¦ 2D¦ 무선호출 및¦ 이동전화 ANT.¦ (예비)¦ 경찰 C3 ANT.¦ (예비)¦ 이동전화 중계기¦ 무선호출 및¦ 경찰 무선중계기¦ HFC-22D-FR¦ From: 934정거장¦ 외부접속 단자함¦ 소방무선통신¦ 통신기계실 (종합무선중계설비)¦ D1¦ 광전변환기¦ 광전송장치¦ 광커플러¦ FM¦ 중계장치2¦ HFC-12D-FR¦ HFC-12D-FR¦ MIXER¦ COMBINER¦ D4¦ HFC-12D-FR¦ 복합통신 ANTENNA¦ 콘솔내 접속단자¦ 역무관리실¦ OF-SM-1Core¦ HFC-12D-FR¦ 제2,3이동통신사업자기계실¦ 열차무선장치 (기지국,TRS)¦ OF-SM-1Core¦ c¦ To: 정거장¦ 복합통신안테나 및 콤바이너 철거전 주파수 대역 ¦ NOTE¦ RFCL-42D-광대역¦ RFCL-42D-광대역¦ To: 936정거장¦ OF-SM-1Core¦ B1¦ 복합통신 ANTENNA¦ 복합통신 ANTENNA¦ 복합통신 ANTENNA¦ 선¦ 터¦ 본¦ 널¦ RFCL-42D-광대역¦ RFCL-42D-광대역¦ B2¦ 전¦ 실¦ 변¦ 기¦ 실¦ 환¦ 합¦ 실¦ 대¦ 기¦ 실¦ 환¦ From: 934정거장¦ D2¦ 광전변환기¦ 광전송장치¦ 광커플러¦ DMB¦ 중계장치2¦ OF-SM-1Core¦ To: 936정거장¦ OF-SM-1Core¦ 타사업분¦ RRU¦ I¦ Q¦ 본선터널¦ 철거¦ 신설¦ FM¦ 중계장치1¦ 2D¦ DMB¦ 중계장치1¦ MIXER¦ COMBINER¦ IP MPLS¦ OF-SM-2Core¦ D3¦ 철거¦ 복합통신ANTENNA 철거 후 설치¦ RFCL-42D-광대역¦ RFCL-42D-광대역¦ RFCL-42D-광대역¦ RFCL-42D-광대역¦ : FM, DMB, TRS, 소방¦ : FM, DMB, TRS, 소방, LTE-R¦ 복합통신안테나 및 콤바이너 철거후 주파수 대역 ¦ LTE-R¦ 교체¦ 무선호출 및¦ 이동전화 ANT.¦ (예비)¦ 경찰 C3 ANT.¦ (예비)¦ 이동전화 중계기¦ 무선호출 및¦ 경찰 무선중계기¦ HFC-22D-FR¦ From: 905정거장¦ To: 907정거장¦ OF-SM-1Core¦ 외부접속 단자함¦ 소방무선통신¦ 통신기계실 (종합무선중계설비)¦ D¦ 광전변환기¦ 광전송장치¦ 광커플러¦ FM¦ 중계장치¦ HFC-12D-FR¦ HFC-12D-FR¦ MIXER¦ COMBINER¦ COMBINER¦ 2D¦ HFC-12D-FR¦ 합¦ RFCL-42D-광대역¦ RFCL-42D-광대역¦ 2D¦ HFC-12D-FR¦ 복합통신 ANTENNA¦ 강¦ 선¦ 널¦ 터¦ &¦ 본¦ 장¦ B2¦ 승¦ 실¦ 콘솔내 접속단자¦ 안전관리실¦ 대¦ B1¦ OF-SM-1Core¦ HFC-12D-FR¦ 복합통신 ANTENNA¦ HFC-12D-FR¦ 이동통신기계실¦ 열차무선장치¦ From: 907정거장¦ OF-SM-1Core¦ C¦ RFCL-42D-광대역¦ RFCL-42D-광대역¦ 2D¦ 2D¦ HFC-22D-FR¦ 장비사 공급분¦ 본선시공¦ 역사시공¦ NOTE¦ UTP Cat.5E 4Px2조¦ 상행¦ UTP Cat.5E 4Px2조¦ 라디오 송수신제어 ANTENNA¦ 하행¦ 3D¦ 2D¦ 환기실1¦ 공조기계실1¦ 2D¦ 2D¦ 2D¦ 공조기계실2¦ 변전실¦ 환기실2¦ 무선호출 및¦ 이동전화 ANT.¦ (예비)¦ 경찰 C3 ANT.¦ (예비)¦ 이동전화 중계기¦ 무선호출 및¦ 경찰 무선중계기¦ HFC-22D-FR¦ From: 905정거장¦ 외부접속 단자함¦ 소방무선통신¦ 통신기계실 (종합무선중계설비)¦ D1¦ 광전변환기¦ 광전송장치¦ 광커플러¦ FM¦ 중계장치2¦ HFC-12D-FR¦ HFC-12D-FR¦ MIXER¦ COMBINER¦ D4¦ HFC-12D-FR¦ OF-SM-1Core¦ HFC-12D-FR¦ 제2,3이동통신사업자기계실¦ 열차무선장치 (기지국,TRS)¦ OF-SM-1Core¦ c¦ To: 정거장¦ To: 907정거장¦ OF-SM-1Core¦ From: 905정거장¦ D2¦ 광전변환기¦ 광전송장치¦ 광커플러¦ DMB¦ 중계장치2¦ OF-SM-1Core¦ To: 907정거장¦ OF-SM-1Core¦ RRU¦ 철거¦ 신설¦ FM¦ 중계장치1¦ 2D¦ DMB¦ 중계장치1¦ MIXER¦ COMBINER¦ IP MPLS¦ OF-SM-2Core¦ D3¦ 철거후 직결¦ LTE-R¦ A¦ B¦ 공조기계실-1¦ 2D¦ 본선환기실-1¦ 본선환기실-1¦ 2D¦ 공조기계실-2¦ 2D¦ 공조기계실-2¦ 2D¦ 변전실¦ 복도¦ 2D¦ 본선환기실-2¦ 2D¦ 전기실¦ 2D¦ 대합실¦ 906정거장 종합무선중계,열차무선설비 DIAGRAM¦ NONE¦ T¦ 1¦ 0¦ 0¦ 1¦ 0¦ 2¦ 6¦ 0¦ 0¦ 6¦ 2D¦ 무선호출 및¦ 이동전화 ANT.¦ (예비)¦ 경찰 C3 ANT.¦ (예비)¦ 이동전화 중계기¦ 무선호출 및¦ 경찰 무선중계기¦ HFC-22D-FR¦ From: 934정거장¦ 외부접속 단자함¦ 소방무선통신¦ 통신기계실 (종합무선중계설비)¦ D1¦ 광전변환기¦ 광전송장치¦ 광커플러¦ FM¦ 중계장치2¦ HFC-12D-FR¦ HFC-12D-FR¦ MIXER¦ COMBINER¦ D4¦ HFC-12D-FR¦ 복합통신 ANTENNA¦ 콘솔내 접속단자¦ 역무관리실¦ OF-SM-1Core¦ HFC-12D-FR¦ 제2,3이동통신사업자기계실¦ 열차무선장치 (기지국,TRS)¦ OF-SM-1Core¦ c¦ To: 정거장¦ 복합통신안테나 및 콤바이너 철거전 주파수 대역 ¦ NOTE¦ RFCL-42D-광대역¦ RFCL-42D-광대역¦ To: 936정거장¦ OF-SM-1Core¦ B1¦ 복합통신 ANTENNA¦ 복합통신 ANTENNA¦ 복합통신 ANTENNA¦ 선¦ 터¦ 본¦ 널¦ RFCL-42D-광대역¦ RFCL-42D-광대역¦ B2¦ 전¦ 실¦ 변¦ 기¦ 실¦ 환¦ 합¦ 실¦ 대¦ 기¦ 실¦ 환¦ From: 934정거장¦ D2¦ 광전변환기¦ 광전송장치¦ 광커플러¦ DMB¦ 중계장치2¦ OF-SM-1Core¦ To: 936정거장¦ OF-SM-1Core¦ 타사업분¦ RRU¦ I¦ Q¦ 본선터널¦ 철거¦ 신설¦ FM¦ 중계장치1¦ 2D¦ DMB¦ 중계장치1¦ MIXER¦ COMBINER¦ IP MPLS¦ OF-SM-2Core¦ D3¦ 철거¦ 복합통신ANTENNA 철거 후 설치¦ RFCL-42D-광대역¦ RFCL-42D-광대역¦ RFCL-42D-광대역¦ RFCL-42D-광대역¦ : FM, DMB, TRS, 소방¦ : FM, DMB, TRS, 소방, LTE-R¦ 복합통신안테나 및 콤바이너 철거후 주파수 대역 ¦ LTE-R¦ 교체¦ -¦ T¦ 0¦ 0¦ 0¦ 0¦ 0¦ 0¦ 0¦ 0¦ 0¦ 0¦
| 1단계_정거장 - 복사본 | 1단계_정거장 - 복사본 | 078. T9203038-028 열차무선용 철관주 상세도.dwg | \A1;200¦ \A1;200¦ \A1;30¦ \A1;30¦ \A1;140¦ \A1;200¦ \A1;30¦ \A1;150¦ \A1;70¦ \A1;600¦ \A1;100¦ \A1;30¦ \A1;300¦ \A1;150¦ \A1;300¦ \A1;1,300¦ \A1;500¦ \A1;3,000¦ \A1;70¦ \A1;150¦ \A1;210¦ -¦ T¦ 0¦ 0¦ 0¦ 0¦ 0¦ 0¦ 0¦ 0¦ 0¦ 0¦ 공통¦ Φ22¦ 4¦ 너 트¦ 개¦ Φ22x250¦ 앙카볼트¦ 개¦ 4¦ 개¦ 4¦ Φ22¦ 스프링와셔¦ 13¦ 1¦ 2¦ 3¦ 5¦ 6¦ 4¦ 7¦ 8¦ 10¦ 11¦ 9¦ 12¦ 순번¦ (WELDING)¦ STS PLATE (6tx4EA)¦ (Φ22x250x4WA)¦ ANCHOR BOLT¦ 물 량 표¦ 0.196¦ ㎥¦ 콘크리트¦ 1:2:4¦ 5¦ 비 고¦ 1¦ 수 량¦ M¦ 단 위¦ 1¦ 4¦ 8¦ M¦ 개¦ 개¦ 개¦ 4¦ 2¦ 8¦ 4¦ 4¦ 개¦ 개¦ 개¦ 개¦ 개¦ 1¦ 개¦ Φ100*3m*2t*STS¦ 규 격¦ pole¦ 품 명¦ 후강 42C¦ Φ1/2"¦ 전선관¦ 전산볼트¦ 발받이¦ 너 트¦ Φ1/2"x12"¦ Φ3/8"x8"¦ 70x150x6t¦ Φ3/8"¦ Φ1/2"¦ 너 트¦ U-BOLT¦ 삼각대¦ DETAIL"C"¦ 32*50 장공타공¦ PL -10T¦ 플랜치¦ 300x300x10t¦ M24xL1000¦ STS D10x240¦ DETAIL"A"¦ Φ10MM HOLE¦ U-BOLT Φ1/2"x12"¦ Φ10MM HOLE¦ HFC-12D¦ FEEDER HOLE Φ20MM¦ U-BOLTΦ1/2"x12"¦ DETAIL"A"¦ HFC-22D¦ DETAIL"B"¦ STS¦ WELDING¦ DETAIL"B"¦ DETAIL"C"¦ WELDING¦ 기존바닥철근¦ (2개 배선홀 있음.4개 배선홀 없음)¦ \A1;100¦ STS*100￠*3M*2T¦ STS¦ STS¦ STS¦ STS¦ STS¦ STS¦ STS¦ STS¦ STS¦ STS¦ STS¦ 열차무선용 철관주 상세도¦ 열차무선용 철관주 상세도¦ S = NONE¦ NONE¦ 공통¦ T¦ 9¦ 2¦ 0¦ 3¦ 0¦ 3¦ 8¦ 0¦ 2¦ 8¦ \A1;300¦ \A1;300¦ \A1;1,000¦ \A1;600¦
| 1단계_정거장 - 복사본 | 1단계_정거장 - 복사본 | 034. T7005034-002 907정거장 CCTV,TDI,시계설비 지하1층 신설평면도 (2_3).dwg | \A1;5,000¦ \A1;5,000¦ \A1;105,000¦ \A1;5,000¦ \A1;5,000¦ \A1;5,000¦ \A1;5,000¦ \A1;5,000¦ \A1;5,000¦ \A1;2,500¦ \A1;5,000¦ \A1;5,000¦ \A1;5,000¦ \A1;5,000¦ \A1;5,000¦ \A1;5,000¦ \A1;5,000¦ \A1;5,000¦ \A1;2,500¦ \A1;27,800¦ \A1;13,900¦ \A1;13,900¦ \A1;5,000¦ \A1;5,000¦ \A1;5,000¦ \A1;5,000¦ L1¦ TRAY (300x100)¦ UTP CAT.5E 25Px1조 (CONSOLE)¦ UTP CAT.5E 4Px4조 (CONSOLE)¦ FR-CV 3C/6.0㎟x1조 (LSE POWER)¦ UTP Cat.5E 4Px2조 (CL POWER)(신설)¦ F-CV 3C/2.5㎟x1조 (공간화상)(기존활용)¦ OF- SM-4Cx1조 (공간화상)(기존활용)¦ UTP Cat.5E4Px15조 (CAMERA)(신설)¦ OF-SM-8C(난연)x10조(신설) ¦ FR-CV 3C/4.0㎟x10조(신설) ¦ OF-SM-8C(난연)x2조(승강장모니터)(신설) ¦ FR-CV 3C/4.0㎟x2조(승강장모니터)(신설) ¦ MATCH LINE DWG No. "S1-TA-S07-DB-019-0"¦ MATCH LINE DWG No. "S1-TA-S07-DB-021-0"¦ KEY PLAN¦ X25¦ X26¦ X27¦ X28¦ X29¦ X09¦ X10¦ X11¦ X12¦ X13¦ X14¦ X15¦ X16¦ X17¦ X18¦ X19¦ X21¦ X22¦ X23¦ X24¦ X20¦ Y00¦ Y01¦ Y02¦ 대 합 실¦ 물탱크실¦ 연결통로¦ 공조기계실¦ 창고¦ DN¦ DN¦ 내부계단¦ 창고¦ 내부계단¦ 용역¦ 용역원대기실¦ 907 정거장¦ STA.9km100.167¦ NOTE¦ 1. 광케이블, 전원/접지케이블 (OF-SM-4Core, CV 3C/2.5㎟)¦ 3. 승강장 ANT설치위치: 열차 진행방향 정거장 시종점부에 설치¦ 2. 광케이블, 전원/접지케이블 (OF-SM-8Core, CV 3C/2.5㎟)¦ 임대상가2¦ 임대상가1¦ TRAY (300x100)¦ TRAY (300x100)¦ OF-SM-8C(난연)x21조(CAMERA) ¦ FR-CV 3C/4.0㎟x21조(CAMERA) ¦ OF-SM-8C(난연)x21조(CAMERA) ¦ FR-CV 3C/4.0㎟x21조(CAMERA) ¦ FR-CV 3C/4.0㎟x4조 (대합실게시기 POWER)(기존활용)¦ OF-SM-8Core(난연)x1조(대합실게시기)(신설)¦ FR-CV 3C/4.0㎟x4조 (대합실게시기 POWER)(기존활용)¦ OF-SM-8Core(난연)x1조(대합실게시기)(신설)¦ 1/400¦ 지하철 907정거장¦ 양천향교¦ 가양¦ 증미¦ S = 1 / 400¦ 907정거장 CCTV,TDI,시계설비 지하1층 신설평면도(2/3)¦ 907정거장 CCTV,TDI,시계설비 지하1층¦ 신설평면도(2/3)¦ T¦ 7¦ 0¦ 0¦ 5¦ 0¦ 3¦ 4¦ 0¦ 0¦ 2¦ CCTV(기존동축활용)¦
| 1단계_정거장 - 복사본 | 1단계_정거장 - 복사본 | 031. T7003034-004 916정거장 방송설비 지하3층 신설평면도 (1_2).dwg | \A1;10,300¦ \A1;4,375¦ \A1;7,500¦ \A1;5,000¦ \A1;5,000¦ \A1;5,000¦ \A1;10,000¦ \A1;7,500¦ \A1;7,500¦ \A1;5,000¦ \A1;10,000¦ \A1;10,000¦ \A1;10,000¦ \A1;5,000¦ \A1;65,000¦ \A1;26,875¦ \A1;7,080¦ \A1;4,950¦ \A1;32,860¦ \A1;7,080¦ \A1;4,950¦ \A1;4,400¦ \A1;4,400¦ P¦ S = 1 / 400¦ 903정거장 방송설비 지하1층 신설평면도(2/2)¦ 1/400¦ 904정거장 방송설비 지하1층 신설평면도 (1/2)¦ 0¦ 0¦ 0¦ -¦ 0¦ 0¦ 0¦ 0¦ (기설활용)¦ -¦ T¦ 7¦ 0¦ 0¦ 3¦ 0¦ 3¦ 4¦ 0¦ 1¦ 6¦ : (16) HIV 1.5㎟x2조¦ NOTE¦ : (16) HIV 1.5㎟x5조¦ : (16) HIV 1.5㎟x6조¦ : (22) HIV 1.5㎟x7조¦ : (22) HIV 1.5㎟x8조¦ : (22) HIV 1.5㎟x10조¦ : (16) HIV 1.5㎟x4조¦ : (16) HIV 1.5㎟x3조¦ KEY PLAN¦ MATCH LINE DWG No. "S1-TA-S16-DB-018-0"¦ X05¦ X03¦ X01¦ X00¦ X-01¦ X-02¦ X-03¦ X-04¦ X-05¦ X-06¦ X-07¦ X-08¦ Y00¦ Y01¦ Y03¦ Y05¦ Y06¦ UP¦ UP¦ PSD기계실 2¦ PSD기계실 1¦ 내부계단 3¦ 배수펌프실¦ 내부엘리베이터 1¦ 내부계단 6¦ 내부엘리베이터 2¦ UP¦ UP¦ HIV 1.5㎟x2조 (승강장 SP)¦ TRAY (600x150)¦ UP TO 지하2층¦ HIV 1.5㎟x2조 (승강장 SP)¦ TRAY (600x150)¦ UP TO 지하2층¦ (P16:100x100x100)¦ (P19:100x100x100)¦ 벽부형 3W : 2 EA¦ 천정형 5W : 6 EA¦ 지하철 916정거장¦ 여의도¦ 샛강¦ 노량진¦ S = 1 / 400¦ 916정거장 방송설비 지하3층 신설평면도(1/2)¦ 1/400¦ 916정거장 방송설비 지하3층 신설평면도 (1/2)¦ (기설활용)¦ T¦ 7¦ 0¦ 0¦ 3¦ 0¦ 3¦ 4¦ 0¦ 0¦ 4¦
| 1단계_정거장 - 복사본 | 1단계_정거장 - 복사본 | 044. T9103038-003 FDF 48C 상세도.dwg | FDF 48C 상세도¦ NONE¦ FDF 48C 상세도¦ S = NONE¦ Unregistered Version - http://www.aidecad.com¦ FDF¦ FDF 48C (외부도면)¦ FDF 48C (내부도면)¦ 케이블 그랜드PG29¦ 48C 취부판¦ T¦ 9¦ 1¦ 0¦ 3¦ 0¦ 3¦ 8¦ 0¦ 0¦ 3¦ 공통¦
| 1단계_정거장 - 복사본 | 1단계_정거장 - 복사본 | 049. T9103066-003 904정거장 AFC설비 장비배치도(1_2).dwg | \A1;600¦ \A1;1100¦ \A1;150¦ \A1;3,823¦ \A1;600¦ \A1;600¦ \A1;800¦ \A1;1,000¦ \A1;600¦ \A1;800¦ \A1;600¦ \A1;1,000¦ \A1;800¦ \A1;600¦ \A1;7500¦ \A1;10681¦ \A1;11638¦ \A1;10681¦ \A1;5680¦ \A1;46180¦ \A1;12600¦ \A1;11400¦ \A1;22800¦ \A1;11400¦ \A1;12600¦ \A1;48000¦ \A1;1061¦ \A1;9620¦ \A1;3400¦ \A1;16000¦ \A1;3400¦ \A1;22800¦ \A1;8000¦ \A1;8000¦ 8형¦ 6형¦ 10형¦ 11형¦ 12형¦ \A1;600¦ \A1;200¦ \A1;150¦ \A1;150¦ \A1;150¦ \A1;150¦ \A1;150¦ \A1;150¦ \A1;600¦ \A1;150¦ Detail "A"¦ Detail "A"¦ PAID AREA¦ FREE AREA¦ Detail "B"¦ Detail "B"¦ 발매기실¦ AAM ¦ X-03¦ X-02¦ X-01¦ X00¦ X01¦ X02¦ X03¦ X04¦ X05¦ X06¦ X07¦ X08¦ X09¦ X10¦ X11¦ X12¦ X13¦ X14¦ X15¦ X16¦ X17¦ X18¦ X19¦ X20¦ X21¦ X22¦ Y-01¦ Y00¦ UP¦ UP¦ 7,150¦ 7,500¦ 7,500¦ 7,500¦ 7,500¦ 7,500¦ 7,500¦ 7,500¦ 7,500¦ 7,500¦ 7,500¦ 7,500¦ 7,500¦ 7,500¦ 7,500¦ 7,500¦ 7,500¦ 7,500¦ 7,500¦ 7,500¦ 149,700¦ 195,880¦ X08¦ X09¦ Y02¦ Y04¦ Y01¦ Y03¦ Y05¦ Y00¦ Y01¦ Y02¦ Y03¦ Y04¦ UP¦ UP¦ UP¦ UP¦ UP¦ UP¦ UP¦ UP¦ UP¦ UP¦ 외부출입구1¦ 외부출입구8¦ 외부출입구7¦ 외부출입구6¦ 외부출입구2¦ 통신기계실¦ 안전관리실¦ 편 의 점 ¦ 이동통신¦ 기계실¦ 발매기실1¦ 외부출입구5¦ 화 장 실¦ 용역창고¦ 용역원대기실¦ 발매기실2¦ CO2 실¦ 이동 통신실¦ 물탱크실¦ 복 도¦ 전 기 실¦ 비상 전원실¦ 대 합 실¦ 비품창고¦ 공조기계실-1¦ ¦ 6형¦ 8형¦ 6형¦ AAM ¦ AAM ¦ 10형¦ 10형¦ 구 분¦ 당 초¦ 변 경¦ 6형¦ 8형¦ 10형¦ 6/12형¦ 10/11형¦ 11형¦ 12형¦ 2¦ 2¦ 3¦ 4¦ 1¦ 1¦ 1¦ 1¦ 1¦ 1¦ -¦ -¦ -¦ -¦ 904정거장 AFC설비 지하1층 장비배치도 (1/2)¦ 1/600¦ 지하철 904정거장¦ 공항시장¦ 신방화¦ 마곡나루¦ 904정거장 AFC설비 지하1층 장비배치도 (1/2)¦ S = 1 / 600¦ T¦ 9¦ 1¦ 0¦ 3¦ 0¦ 6¦ 6¦ 0¦ 0¦ 3¦
| 1단계_정거장 - 복사본 | 1단계_정거장 - 복사본 | 047. T9103066-002 906정거장 안전관리실 기기배치도 및 바닥 TRAY 설치도.dwg | \A1;7500¦ \A1;4282¦ \A1;2900¦ \A1;2100¦ \A1;800¦ \A1;1,625¦ \A1;1,000¦ \A1;700¦ \A1;5,000¦ \A1;2,900¦ \A1;2,100¦ \A1;7,500¦ \A1;4,282¦ TRAY 설치도¦ 906정거장 통신기계실 기기배치도 및 바닥¦ -¦ T¦ 0¦ 0¦ 0¦ 0¦ 0¦ 0¦ 0¦ 0¦ 0¦ 0¦ X05¦ X06¦ Y04¦ Y05¦ 행선안내¦ SMS¦ PRINTER¦ PSD 제어반¦ 설비자동제어반¦ 화재탐지반¦ 조명제어반¦ CCTV 및 통신종합집중관리반¦ 종합집중관리¦ 설비 콘솔1¦ 종합집중관리¦ 설비 콘솔2¦ 행선안내¦ TRAY (W300xH100)¦ \pi24.66;{\C0;접지단자함}¦ \pi81.498;{\C0;UTP 50P}¦ \pi81.498;{\C0;UTP 25P}¦ \pi127.93;{\C0;L-AFC}¦ \pi17.324;{\C0;AFC GATE용}¦ (28)x6¦ (28)x6¦ (28)x3¦ Equipment Schedule¦ 1¦ 번 호¦ 장 비 명¦ 규 격 (W x D x H)¦ 행선안내¦ 1200x750x1000¦ 설비자동제어반¦ 화재탐지반¦ 조명제어반¦ CCTV 및 통신종합집중관리반¦ PSD 제어반¦ SMS¦ PRINTER¦ 종합집중관리 설비 콘솔1¦ 종합집중관리 설비 콘솔2¦ 1000x600x1600¦ 1800x600x1800¦ 864x600x2304¦ 1768x600x1600¦ 800x800x2000¦ 650x800x1000¦ 700x800x750¦ 600x600x1600¦ 600x600x1600¦ 6¦ 5¦ 4¦ 3¦ 2¦ 10¦ 9¦ 8¦ 7¦ \A1;600¦ X05¦ X06¦ Y04¦ Y05¦ 행선안내¦ SMS¦ PSD 제어반¦ 설비자동제어반¦ 화재탐지반¦ 조명제어반¦ CCTV 및 통신¦ 종합집중관리¦ 설비 콘솔1¦ 종합집중관리¦ 설비 콘솔2¦ \A1;2,000¦ \A1;1,800¦ 행선안내¦ \A1;700¦ TRAY (W300xH100)¦ \pi49.321;{\C0;접지단자함}¦ \pi163;{\C0;UTP 50P}¦ \pi163;{\C0;UTP 25P}¦ \pi255.87;{\C0;L-AFC}¦ \pi34.647;{\C0;AFC GATE용}¦ (28)x6¦ (28)x6¦ (28)x3¦ 종합집중관리반¦ 축척 - 2배확대¦ \A1;900¦ \A1;7,900¦ (LSE 1)¦ (LSE 2)¦ 906정거장 안전관리실 기기배치도 및 바닥 TRAY 설치도¦ S = 1/50¦ 1/50¦ 지하철 906정거장¦ 마곡나루¦ 양천향교¦ 가양¦ TRAY 설치도¦ 906정거장 안전관리실 기기배치도 및 바닥¦ T¦ 9¦ 1¦ 0¦ 3¦ 0¦ 6¦ 6¦ 0¦ 0¦ 2¦
| 1단계_정거장 - 복사본 | 1단계_정거장 - 복사본 | 040. T5001034-001 904정거장 AFC설비 지하1층 평면도__완료(완전).dwg | GND¦ SMS¦ P¦ P¦ \A1;10681¦ \A1;5680¦ \A1;1061¦ \A1;9620¦ \A1;12600¦ \A1;11400¦ \A1;22800¦ \A1;11400¦ \A1;12600¦ \A1;48000¦ S/W HUB¦ 전송장비¦ (16) UTP Cat.5E 4Px2조 (발매기 INT)¦ DOWN TO 발매기실2¦ (28) HFCO 3C/4.0㎟x1조 (발매기 POWER)¦ (16) F-GV 4.0㎟x1조 (발매기 GND)¦ (16) FTP Cat.5E 4Px2조 (발매기 COMMS)¦ F7-DUCT¦ DOWN TO TRAY(통신)¦ F-GV 4.0㎟x1조 (발매기 GND)¦ UTP Cat.5E 4Px2조 (발매기 INT)¦ HFCO 3C/4.0㎟x1조 (발매기 POWER)¦ FTP Cat.5E 4Px2조 (발매기 COMMS)¦ DOWN TO 발매기실1¦ TRAY (통신)¦ (P1:300x300x200)¦ (P4:500x500x300)¦ (P5:500x500x300)¦ (P11:300x300x200)¦ DOWN TO 안전관리실 ACCESS FLOOR¦ (P3:500x500x300)¦ DN¦ DN¦ X00¦ X01¦ X02¦ X03¦ X04¦ X05¦ X06¦ X07¦ X08¦ X09¦ X10¦ X11¦ X12¦ X13¦ X14¦ X15¦ X16¦ UP¦ UP¦ 7,200¦ 7,500¦ 7,500¦ 7,500¦ 7,500¦ 7,500¦ 7,500¦ 7,500¦ 7,500¦ 7,500¦ 7,500¦ 7,500¦ 7,500¦ 7,500¦ UP¦ UP¦ UP¦ DN¦ DN¦ DN¦ DN¦ DN¦ DN¦ UP¦ UP¦ UP¦ 외부출입구2¦ 통신기계실¦ 안전관리실¦ 편 의 점 ¦ 이동통신¦ 기계실¦ 발매기실1¦ 외부출입구5¦ 화 장 실¦ 용역창고¦ 용역원대기실¦ 내부계단4¦ 발매기실2¦ CO2 실¦ 이동 통신실¦ 물탱크실¦ 복 도¦ 전 기 실¦ 비상 전원실¦ 대 합 실¦ 비품창고¦ ¦ Y-01¦ Y00¦ Y02¦ Y04¦ Y01¦ Y03¦ Y05¦ 정산기 ¦ 정산기 ¦ F-GV 4.0㎟x1조 (정산기 GND)¦ HFCO 3C/4.0㎟x1조 (정산기 POWER)¦ UTP Cat.5E 4Px1조 (정산기 INT)¦ FTP Cat.5E 4Px1조 (정산기 COMMS)¦ (28)¦ (28)¦ J¦ J¦ HFCO 3C/4.0㎟x5조 (정산기,게이트 POWER)¦ FR-CVVS 4C/2.5㎟x1조 (DPC)¦ FTP Cat.5E 4Px8조 (정산기,게이트 COMMS)¦ H¦ H¦ (28) HFCO 2C/4.0㎟x1조 (EM GATE#2)¦ (22) UTP Cat.5E 4Px1조 (EM GATE#2 INT)¦ DOWN TO TRAY(통신)¦ (16) UTP Cat.5E 4Px2조 (발매기 INT)¦ (28) HFCO 3C/4.0㎟x1조 (발매기 POWER)¦ (16) F-GV 4.0㎟x1조 (발매기 GND)¦ (16) FTP Cat.5E 4Px2조 (발매기 COMMS)¦ (28) HFCO 2C/4.0㎟x1조 (EM GATE#1)¦ (22) UTP Cat.5E 4Px1조 (EM GATE#1 INT)¦ F-GV 4.0㎟x2조 (정산기, 게이트 GND)¦ N¦ TRAY (통신)¦ HFCO 2C/4.0㎟x1조 (EM GATE#2)¦ UTP Cat.5E 4Px1조 (EM GATE#2 INT)¦ N¦ G¦ G¦ F7-DUCT¦ I¦ (54) HFCO 3C/4.0㎟x5조 (정산기,게이트 POWER)¦ (22) FR-CVVS 4C/2.5㎟x1조 (DPC)¦ (16) FTP Cat.5E 4Px8조 (정산기,게이트 COMMS)¦ I¦ (22) F-GV 4.0㎟x2조 (정산기, 게이트 GND)¦ (28) HFCO 2C/4.0㎟x1조 (EM GATE#2)¦ (22) UTP Cat.5E 4Px1조 (EM GATE#2 INT)¦ (16) UTP Cat.5E 4Px1조 (정산기 INT)¦ M¦ M¦ (54)x2 HFCO 3C/4.0㎟x6조¦ (22) FR-CVVS 4C/2.5㎟x1조 (DPC)¦ (28)x2 FTP Cat.5E 4Px10조 (발매기,정산기,게이트 COMMS)¦ L¦ (28) F-GV 4.0㎟x3조 (발매기,정산기,게이트 GND)¦ (28) HFCO 2C/4.0㎟x1조 (EM GATE#2)¦ (22) UTP Cat.5E 4Px1조 (EM GATE#2 INT)¦ (16) UTP Cat.5E 4Px3조 (발매기,정산기 INT)¦ L¦ HFCO 3C/4.0㎟x12조 (발매기,정산기,환급기,게이트 POWER)¦ FR-CVVS 4C/2.5㎟x2조 (DPC)¦ FTP Cat.5E 4Px19조 (발매기,정산기,환급기,게이트 COMMS)¦ O¦ F-GV 4.0㎟x6조 (발매기,정산기,환급기,게이트, GND)¦ HFCO 2C/4.0㎟x2조 (EM GATE#1,2)¦ UTP Cat.5E 4Px2조 (EM GATE#1,2 INT)¦ UTP Cat.5E 4Px5조 (발매기,정산기,환급기 INT)¦ TRAY (통신)¦ O¦ 환급기¦ C¦ C¦ F-GV 4.0㎟x1조 (환급기 GND)¦ HFCO 3C/4.0㎟x1조 (환급기 POWER)¦ UTP Cat.5E 4Px1조 (환급기 INT)¦ FTP Cat.5E 4Px1조 (환급기)¦ (28)¦ (28)¦ F-GV 4.0㎟x2조 (발매기,환급기 GND)¦ FTP Cat.5E 4Px3조 (환급기, 발매기 INT)¦ HFCO 3C/4.0㎟x2조 (환급기, 발매기 POWER)¦ FTP Cat.5E 4Px3조 (환급기, 발매기 COMMS)¦ C¦ F-GV 4.0㎟x1조 (환급기 GND)¦ HFCO 3C/4.0㎟x1조 (환급기 POWER)¦ (16) UTP Cat.5E 4Px1조 (환급기 INT)¦ FTP Cat.5E 4Px1조 (환급기 COMMS)¦ (28)¦ (28)¦ 환급기¦ M¦ A¦ A¦ A¦ G¦ (발매기,정산기,게이트 POWER)¦ 임대상가4¦ 임대상가2¦ (16) UTP Cat.5E 4Px2조 (발매기 INT)¦ (28) HFCO 3C/4.0㎟x1조 (발매기 POWER)¦ (16) F-GV 4.0㎟x1조 (발매기 GND)¦ (16) FTP Cat.5E 4Px2조 (발매기 COMMS)¦ (28) HFCO 3C/4.0㎟x1조 (발매기 POWER)¦ (16) F-GV 4.0㎟x1조 (발매기 GND)¦ (16) FTP Cat.5E 4Px2조 (발매기 COMMS)¦ FTP Cat.5E 4Px1조 (환급기)¦ (28)¦ (28)¦ F-GV 4.0㎟x1조 (환급기 GND)¦ HFCO 3C/4.0㎟x1조 (환급기 POWER)¦ UTP Cat.5E 4Px1조 (환급기 INT)¦ (16) UTP Cat.5E 4Px2조 (발매기 INT)¦ HFCO 3C/4.0㎟x4조 (게이트 POWER)¦ FR-CVVS 4C/2.5㎟x1조 (DPC)¦ FTP Cat.5E 4Px7조 (게이트 COMMS)¦ F-GV 4.0㎟x1조 (게이트 GND)¦ UTP Cat.5E 4Px1조 (정산기 INT)¦ I¦ HFCO 3C/4.0㎟x5조 (정산기,게이트 POWER)¦ FR-CVVS 4C/2.5㎟x1조 (DPC)¦ FTP Cat.5E 4Px8조 (정산기,게이트 COMMS)¦ F-GV 4.0㎟x2조 (정산기, 게이트 GND)¦ HFCO 2C/4.0㎟x1조 (EM GATE#1)¦ UTP Cat.5E 4Px1조 (EM GATE#1 INT)¦ UTP Cat.5E 4Px1조 (정산기 INT)¦ K¦ K¦ TRAY(통신)¦ HFCO 3C/4.0㎟x5조 (정산기,게이트 POWER)¦ FR-CVVS 4C/2.5㎟x1조 (DPC)¦ FTP Cat.5E 4Px8조 (정산기,게이트 COMMS)¦ F-GV 4.0㎟x2조 (정산기, 게이트 GND)¦ HFCO 2C/4.0㎟x1조 (EM GATE#1)¦ UTP Cat.5E 4Px1조 (EM GATE#1 INT)¦ UTP Cat.5E 4Px1조 (정산기 INT)¦ R¦ R¦ DOWN TO 접지단자함¦ F-GV 4.0㎟x10조 (발매기,정산기,환급기,게이트,SMS,S/W HUB GND)¦ S¦ Q¦ Q¦ UP TO TRAY (통신)¦ FTP Cat.5E 4Px19조 (발매기,정산기,환급기,게이트 COMMS)¦ HFCO 2C/4.0㎟x2조 (EM GATE#1,2)¦ UTP Cat.5E 4Px2조 (EM GATE#1,2 INT)¦ UTP Cat.5E 4Px5조 (발매기,정산기,환급기 INT)¦ HFCO 3C/4.0㎟x12조 (발매기,정산기,환급기,게이트 POWER)¦ FR-CVVS 4C/2.5㎟x2조 (DPC)¦ F-GV 4.0㎟x6조 (발매기,정산기,환급기,게이트 GND)¦ P¦ F-GV 4.0㎟x2조 (발매기,환급기 GND)¦ HFCO 3C/4.0㎟x2조 (발매기,환급기 POWER)¦ UTP Cat.5E 4Px3조 (발매기,환급기 INT)¦ FTP Cat.5E 4Px3조 (발매기,환급기 COMMS)¦ P¦ TRAY (통신)¦ HFCO 3C/4.0㎟x2조 (SMS,S/W HUB POWER)¦ HFCO 3C/4.0㎟x2조 (발매기,환급기 POWER)¦ UTP Cat.5E 4Px5조 (발매기,정산기,환급기 INT)¦ FTP Cat.5E 4Px3조 (발매기,환급기 COMMS)¦ F-GV 4.0㎟x2조 (발매기,환급기 GND)¦ FTP Cat.5E 4Px1조 (통신기계실~S/W HUB)¦ UTP Cat.5E 4Px2조 (EM GATE#1,2)¦ B¦ B¦ B¦ DOWN TO 분전반¦ S¦ HFCO 3C/4.0㎟x14조 (발매기,정산기,환급기,게이트 POWER)¦ D¦ D¦ E¦ E¦ 904정거장 AFC설비 지하1층 평면도¦ 1/400¦ 지하철 904정거장¦ 공항시장¦ 신방화¦ 마곡나루¦ 904정거장 AFC설비 지하1층 평면도¦ S = 1/400¦ T¦ 5¦ 0¦ 0¦ 1¦ 0¦ 3¦ 4¦ 0¦ 0¦ 1¦
| 1단계_정거장 - 복사본 | 1단계_정거장 - 복사본 | 029. T7003034-004 910정거장 방송설비 지하2층 신설평면도 (2_2).dwg | \A1;5,000¦ \A1;5,000¦ \A1;5,000¦ \A1;5,000¦ \A1;5,000¦ \A1;5,000¦ \A1;5,000¦ \A1;5,000¦ \A1;5,000¦ \A1;7,500¦ \A1;7,500¦ \A1;20,000¦ \A1;32,500¦ \A1;520¦ \A1;7,711¦ \A1;7,709¦ \A1;520¦ \A1;3,730¦ \A1;3,729¦ \A1;8,231¦ \A1;8,229¦ \A1;3,730¦ \A1;11,960¦ \A1;11,959¦ \A1;23,919¦ S = 1 / 400¦ 903정거장 방송설비 지하1층 신설평면도(2/2)¦ 1/400¦ 904정거장 방송설비 지하1층 신설평면도 (1/2)¦ 0¦ 0¦ 0¦ -¦ 0¦ 0¦ 0¦ 0¦ (기설활용)¦ -¦ T¦ 7¦ 0¦ 0¦ 3¦ 0¦ 3¦ 4¦ 0¦ 1¦ 6¦ : (16) HIV 1.5㎟x2조¦ NOTE¦ : (16) HIV 1.5㎟x5조¦ : (16) HIV 1.5㎟x6조¦ : (22) HIV 1.5㎟x7조¦ : (22) HIV 1.5㎟x8조¦ : (22) HIV 1.5㎟x10조¦ : (16) HIV 1.5㎟x4조¦ : (16) HIV 1.5㎟x3조¦ KEY PLAN¦ MATCH LINE DWG No. "S1-TA-S10-DB-015-0"¦ Y-00¦ Y-01¦ Y-05¦ Y-06¦ Y-03¦ X21¦ X22¦ X23¦ X24¦ X25¦ X26¦ X27¦ X20¦ X19¦ X18¦ X17¦ X16¦ X15¦ X13¦ X14¦ 7,500¦ 7,500¦ 7,500¦ 3,750¦ 33,750¦ UP¦ 올라감¦ UP¦ 올라감¦ 창고1¦ 승강장¦ 창고2¦ 승강장¦ 내부엘리베이터2¦ 내부엘리베이터1¦ 배수 펌프실¦ 910 정거장¦ STA.11km750.167¦ (P7:100x100x100) ¦ (P8:100x100x100) ¦ HIV 1.5㎟x4조 (승강장 SP)¦ UP TO 지하1층¦ UP TO 지하1층¦ TRAY (900x150)¦ HIV 1.5㎟x4조 (승강장 SP)¦ TRAY (900x150)¦ 천정형 5W : 22 EA¦ 지하철 910정거장¦ 등촌¦ 염창¦ 신목동¦ S = 1 / 400¦ 910정거장 방송설비 지하2층 신설평면도(2/2)¦ 1/400¦ 910정거장 방송설비 지하2층 신설평면도 (2/2)¦ (기설활용)¦ T¦ 7¦ 0¦ 0¦ 3¦ 0¦ 3¦ 4¦ 0¦ 0¦ 4¦ P¦
| 1단계_정거장 - 복사본 | 1단계_정거장 - 복사본 | 056. T7001034-017 주공장 구내통신설비 지상1층 신설평면도 (2_2).dwg | C/R¦ \A1;26,000¦ \A1;20,000¦ \A1;20,000¦ \A1;20,000¦ \A1;30,000¦ \A1;116,000¦ \A1;5,000¦ \A1;15,000¦ \A1;10,000¦ \A1;10,000¦ \A1;4,000¦ \A1;26,000¦ \A1;5,150¦ \A1;1,100¦ \A1;6,000¦ \A1;3,200¦ \A1;800¦ \A1;1,000¦ \A1;1,700¦ \A1;1,200¦ \A1;1,000¦ \A1;2,000¦ \A1;700¦ \A1;350¦ \A1;8,950¦ \A1;2,600¦ \A1;450¦ \A1;13,900¦ \A1;450¦ \A1;2,600¦ \A1;5,000¦ \A1;400¦ \A1;6,600¦ \A1;1,900¦ \A1;900¦ \A1;15,200¦ \A1;7,000¦ \A1;1,900¦ \A1;350¦ \A1;1,900¦ \A1;5,500¦ \A1;10,000¦ \A1;10,000¦ \A1;18,000¦ \A1;10,000¦ \A1;10,000¦ \A1;10,000¦ \A1;10,000¦ \A1;10,000¦ \A1;50,000¦ \A1;18,000¦ \A1;20,000¦ \A1;88,000¦ \A1;9,500¦ \A1;500¦ \A1;5,000¦ \A1;8,000¦ \A1;5,000¦ \A1;5,150¦ MATCH LINE DWG No. "S1-TA-D02-DB-002-0"¦ x2¦ UP TO 지상 2층¦ x2¦ [TB NO.3]¦ x2¦ [TB NO.4]¦ (P5:200x200x100)¦ (P4:400x400x200)¦ (P6:100x100x100)¦ DOWN TO PIT¦ CABLE TRAY (W:300)¦ SPIRAL SLEEVE(난연)28㎜x5조¦ UTP 25P¦ F-GV 4.0㎟x1조 (GND)¦ UTP Cat.5E 25Px1조 (제동실)¦ UP TO 지상 2층¦ (16) F-GV 4.0㎟x1조 (GND)¦ (28) UTP Cat.5E 25Px1조 (제동실)¦ UTP 25P¦ (16) UTP Cat.5E 4Px2조 (전기실)¦ (16) UTP Cat.5E 4Px2조 (출입통제)¦ (28) FR-CV 3C/6.0㎟x1조 (CA POWER)(기존활용)¦ (28) OF-MM-4Corex1조 (CAMERA)(기존활용)¦ 10C-HFBTx1조 (주공장 TV)¦ FR-CV 3C/6.0㎟x4조 (주공장 CA POWER)(기존활용)¦ F/S(J.F)0.65x100P(50%차폐)x1조 (주공장)¦ OF-SM-8Corex1조 (주공장 광S/W HUB)¦ OF-MM-4Corex4조 (주공장 CA)(기존활용)¦ FR-CVVSB 2C/2.5㎟x1조 (주공장 CLOCK)¦ ELEC-1¦ CABLE TRAY (W:300)¦ SPIRAL SLEEVE(난연)28㎜x5조¦ 10C-HFBTx1조 (주공장 TV)¦ FR-CV 3C/6.0㎟x3조 (주공장 CA POWER)(기존활용)¦ F/S(J.F)0.65x100P(50%차폐)x1조 (주공장)¦ OF-SM-8Corex1조 (주공장 광S/W HUB)¦ OF-MM-4Corex3조 (주공장 CA)(기존활용)¦ FR-CVVSB 2C/2.5㎟x1조 (주공장 CLOCK)¦ UTP Cat.5E 25Px1조 (전기실)¦ F-GV 4.0㎟x1조 (GND)¦ x2¦ (16) UTP Cat.5E 4Px2조 (공기압축기/회전기/시험실)¦ (16) UTP Cat.5E 4Px2조 (공기압축기/회전기/시험실)¦ x2¦ (16) UTP Cat.5E 4Px2조 (베어링수선장)¦ UP TO 지상 2층¦ (16) UTP Cat.5E 4Px2조 (베어링수선장)¦ (16) UTP Cat.5E 4Px2조 (초음파 탐상실)¦ UP TO 지상 2층¦ X09¦ X10¦ X11¦ X12¦ X13¦ 탈의실2¦ 탈의실2¦ 화장실2¦ 여자¦ 남자¦ 남자¦ SLOPE¦ SLOPE¦ 밧데리실¦ 차체창고¦ 제동창고¦ 대차창고¦ 제 동 실¦ 연결기수선장¦ SLOPE¦ SLOPE¦ 온탕¦ 냉탕¦ 전기실¦ 공기압축기실¦ 남자¦ 샤워/목욕실2¦ 기 계 실¦ 온탕¦ 냉탕¦ 여자¦ 샤워/목욕실¦ 화장실2¦ 여자¦ CO2실¦ 대차수선장¦ CRANE 3TON¦ 공기/고무¦ 스프링시험장¦ 회전기수선장¦ SLOPE¦ SLOPE¦ 차축보관장¦ 윤축수선장¦ 차륜보관장¦ 화장실3¦ CRANE 3TON¦ 남자¦ 화장실3¦ 부품도장장¦ SLOPE¦ SLOPE¦ SLOPE¦ 공기압축기/ 회전기/시험실¦ 회전기창고¦ 여자¦ CRANE 3TON¦ CRANE 7.5/3TON¦ SLOPE¦ SLOPE¦ 기계공장¦ CRANE 3TON¦ 용 접 장¦ 베어링수선장¦ 기계공장¦ Y00¦ Y01¦ Y02¦ Y03¦ Y04¦ Y05¦ Y06¦ Y07¦ Y08¦ FR-CV 2C/4㎟x1조 (TV전원)¦ x2¦ (16) UTP Cat.5E 4Px2조 (전기실)¦ UTP Cat.5E 25Px1조 (전기실)¦ F-GV 4.0㎟x1조 (GND)¦ 3.4¦ 1.2¦ 15.16¦ 1.2¦ 1.2¦ 3.4¦ 주공장 구내통신설비 지상1층 신설평면도 (2/2)¦ S = 1/600¦ 차량기지¦ 차량기지¦ 주공장 구내통신설비 지상1층 신설평면도¦ 1/600¦ (2/2)¦ T¦ 7¦ 0¦ 0¦ 1¦ 0¦ 3¦ 4¦ 0¦ 1¦ 7¦ P¦
| 1단계_정거장 - 복사본 | 1단계_정거장 - 복사본 | 024. T7001034-008 909정거장 전화설비 지하2층 철거평면도 (2_2).dwg | INT¦ \A1;7,900¦ \A1;7,900¦ \A1;28,000¦ \A1;47,560¦ \A1;30,000¦ \A1;77,560¦ \A1;2,560¦ \A1;5,000¦ \A1;5,000¦ \A1;5,000¦ \A1;5,000¦ \A1;5,000¦ \A1;5,000¦ \A1;5,000¦ \A1;5,000¦ \A1;5,000¦ \A1;7,500¦ \A1;7,500¦ \A1;7,500¦ \A1;7,500¦ \A1;6,100¦ \A1;6,100¦ 1. 음향유도기 전원은 전기콘센트를 이용한다.¦ NOTE¦ 2. 증폭기전원은 전기콘센트를 이용한다.¦ 3. 통신기계실 및 안전관리실 MAIN 분전반은 전기에서 설치한다.¦ MATCH LINE DWG No. "S1-TA-S09-DB-011-0"¦ KEY PLAN¦ Y04¦ Y03¦ Y02¦ Y01¦ Y00¦ X16¦ X18¦ X20¦ X22¦ X24¦ X26¦ X27¦ X28¦ X29¦ UP¦ UP¦ 창 고 1¦ 창 고 2¦ (P24:500x500x300)¦ (P16:500x500x300)¦ (P17:100x100x100)¦ (P25:100x100x100)¦ (22) UTP Cat.5 4Px3조 (승강장 공중전화)¦ (16) UTP Cat.5E 4Px1조 (승강장 INT)¦ (22) UTP Cat.5 4Px3조 (승강장 공중전화)¦ (16) UTP Cat.5E 4Px1조 (승강장 INT)¦ (22) UTP Cat.5 4Px3조 (승강장 공중전화)¦ UTP 25P¦ [TB No.5]¦ 공중전화¦ UTP 25P¦ [TB No.6]¦ 공중전화¦ (16) UTP Cat.5E 4Px1조 (승강장 INT)¦ (16) UTP Cat.5E 4Px1조 (승강장 INT)¦ (22) UTP Cat.5 4Px3조 (승강장 공중전화)¦ (16) UTP Cat.5E 4Px1조 (승강장 INT)¦ (16) UTP Cat.5E 4Px1조 (승강장 INT)¦ 지하철 909정거장¦ 가양¦ 등촌¦ 염창¦ 1/400¦ 909정거장 전화설비 지하2층 철거평면도(2/2)¦ S = 1/400¦ 909정거장 전화설비 지하2층 철거평면도(2/2)¦ T¦ 7¦ 0¦ 0¦ 1¦ 0¦ 3¦ 4¦ 0¦ 0¦ 8¦ (기설활용)¦ P¦
| 1단계_정거장 - 복사본 | 1단계_정거장 - 복사본 | 017. T1001026-013 918정거장 통신기계실 & 안전관리실 CABLE WIRING DIAGRAM.dwg | 공통접지 단자함¦ FR-CVVSB 4P/1.5㎟ (연선전화)¦ FR-CVVSB 4P/1.5㎟ (연선전화)¦ 발매기실 접지단자함 (AFC)¦ F-GV 50㎟x1조¦ F/S(J.F) 0.65x25P (50%%%차폐) 직통전화¦ F/S(J.F) 0.65x25P (50%%%차폐) 직통전화¦ From: 917 ¦ To: 919 ¦ From: 917 ¦ To: 919 ¦ From: 917 ¦ To: 919 ¦ From: 917 ¦ To: 919 ¦ OF-SM 46Core (상선)¦ OF-SM 46Core (상선)¦ OF-SM 46Core (하선)¦ OF-SM 46Core (하선)¦ F-GV 6.0㎟x9조¦ OFD¦ 배선반¦ ADM¦ CCTV MATRIX RACK¦ 부모시계¦ 열차무선 장치¦ 종합무선 중계장치¦ UPS¦ 분전반¦ 종합집중관리 콘솔¦ 화재수신반¦ 광점퍼코드 (FC-PC)x4조¦ 광점퍼코드 (FC-PC)x4조¦ UTP Cat.5E 25Px10조¦ UTP Cat.5E 4Px1조 (DATA)¦ UL 2464-AMESB 24AWGx16Cx3조(방송)¦ P.A AMP RACK¦ FR-CV 4C/25㎟x2조¦ FR-CV 3C/4.0㎟¦ FR-CV 3C/4.0㎟¦ FR-CV 3C/6.0㎟¦ FR-CV 3C/4.0㎟¦ FR-CV 3C/6.0㎟¦ F-GV 6.0㎟x1조¦ F-GV 6.0㎟x2조¦ F-GV 6.0㎟x4조¦ F-GV 6.0㎟x5조¦ F-GV 6.0㎟x7조¦ F-GV 6.0㎟x8조¦ 통신기계실¦ UTP Cat.5E 4Px4조 (영상)¦ UTP Cat.5E 25Px2조 (CONSOLE)¦ FR-CV 3C/4.0㎟¦ 접지단자함 (AFC)¦ F-GV 50㎟x1조¦ 접지단자함 (통신)¦ UTP Cat.5E 25Px1조 (CCTV)¦ F-GV 6㎟x1조¦ F-GV 50㎟x1조¦ F-GV 50㎟x1조¦ 분전반¦ 출입통제 (ACU)¦ UTP Cat.5E 4Px1조 (DATA)¦ FR-CV 3C/4.0㎟¦ F-GV 6.0㎟x6조¦ 행선안내게시기 (LSE)¦ 안전관리실¦ UTP Cat.5E 25Px1조 (LSE)¦ FR-CV 3C/6.0㎟¦ UTP Cat.5E 4Px1조 (화재탐지용)¦ UL 2464-AMESB 24AWG 16Cx2조 (방송), CPEV 0.9 5Px1조, UL 2464-AMESB 24AWG 4Cx1조¦ UTP Cat.5E 4Px1조 (자동방송)¦ 사령전화 역장치¦ 종합집중관리 장치¦ CCTV 콘솔¦ 방송원격조정기¦ UTP Cat.5E 4Px1조¦ UTP Cat.5E 4Px1조¦ UTP Cat.5E 4Px1조¦ CPEV 0.9 5Px1조¦ UTP Cat.5E 4Px1조¦ UTP Cat.5E 4Px1조¦ HFC-12Dx1조¦ F-GV 16㎟x1조¦ 광점퍼코드 (FC-PC)x2조¦ F-GV 6.0㎟x2조¦ F-GV 6.0㎟x1조¦ FR-CV 3C/6.0㎟¦ UTP Cat.5E 4Px1조 (UPS NMS)¦ F-GV 6㎟x1조¦ 역단위 전산기 (SMS)¦ L-M 분전반¦ FR-CV 3C/2.5㎟¦ FR-CV 3C/4㎟¦ UTP Cat.5E 25Px1조¦ UTP Cat.5E 25Px1조¦ UTP Cat.5E 4Px1조¦ FR-CV 3C/4.0㎟¦ OF-SM 48Core (상선)¦ OF-SM 48Core (하선)¦ To: 919정거장 ¦ OF-SM 48Core (상선)¦ From: 917정거장 ¦ OF-SM 48Core (하선)¦ *전송(IP-MPLS) 및 열차무선(LTE-R)의 전원 및 신호계통은 별도 도면 참조¦ *점선( ) : 철거, 실선( ) : 신설¦ UTP Cat.5E 25Px2조¦ 단자함, OFD¦ OF-SM-24CORE X1조¦ From: 917정거장 ¦ 918정거장 통신기계실 & 안전관리실 CABLE WIRING DIAGRAM¦ 918정거장 통신기계실 & 안전관리실 CABLE WIRING DIAGRAM¦ S = NONE¦ NONE¦ 노량진¦ 노들¦ 중앙대입구¦ T¦ 1¦ 0¦ 0¦ 1¦ 0¦ 2¦ 6¦ 0¦ 1¦ 3¦ T¦ 0¦ 0¦ 0¦ 0¦ 0¦ 0¦ 0¦ 0¦ 0¦ 0¦ 노량진¦ 노들¦ 중앙대입구¦ OFD¦ 배선반¦ 전송설비¦ CCTV MATRIX RACK¦ 사령전화(역장치)¦ 열차무선 중계장치(SOR)¦ UPS¦ 분전반¦ 종합집중관리 콘솔¦ 화재수신반¦ 광점퍼코드x4¦ 광점퍼코드x2¦ UTP Cat.5E 25Px10¦ UL 2464-AMESB 24AWGx16Cx3(방송) , CPEV 0.65/5Px1 (Rail Condition)¦ CPEV 0.65/5Px1(Rail Condition)¦ P.A AMP RACK¦ F-CV 4C/25㎟¦ F-CV 3C/4.0㎟¦ F-CV 3C/4.0㎟¦ F-CV 3C/4.0㎟¦ F-CV 3C/4.0㎟¦ 전기공통접지 단자함¦ UTP Cat.5E 4Px1 (화재수신)¦ UL 2464-AMESB 24AWG 16Cx1 (방송)¦ F-GV 6.0㎟x1¦ F-GV 6.0㎟x2¦ F-GV 6.0㎟x4¦ F-GV 6.0㎟x5¦ F-GV 6.0㎟x7¦ F-GV 6.0㎟x8¦ 통신기계실¦ UTP Cat.5E 4Px4 (영상), UTP Cat.5E 25Px1 (제어)¦ UTP Cat.5E 25Px1 (CONSOLE)¦ F-CV 3C/4.0㎟¦ 접지단자함 (AFC)¦ F-GV 50㎟x1¦ 접지단자함 (통신)¦ UTP Cat.5E 25Px1 (CCTV)¦ F-GV 50㎟x1¦ 분전반((AFC)¦ OF-SM 72Core (상선)¦ Fom: 930정거장 ¦ OF-SM 72Core (하선)¦ To: 932정거장 ¦ 출입통제 (ACU)¦ UTP Cat.5E 4Px1 (DATA)¦ F-CV 3C/4.0㎟¦ F-GV 6.0㎟x6¦ F-GV 6.0㎟x3¦ 행선안내게시기 (LSE)¦ 역무관리실¦ UTP Cat.5E 25Px1 (LSE)¦ Fom: 930정거장 ¦ To: 932정거장 ¦ F-CV 2C/10㎟¦ UTP Cat.5E 4Px1 (화재수신)¦ UTP Cat.5E 4Px1 (화재수신)¦ 지하재방송(역장치)¦ 광점퍼코드x4(FM, TV, 예비)¦ M I S(역장치)¦ 광점퍼코드x12(상위망, 하위망)¦ F-CV 3C/4.0㎟¦ F-CV 3C/4.0㎟¦ F-GV 6.0㎟x9¦ F-GV 6.0㎟x10¦ F-GV 6.0㎟x11¦ 광점퍼코드x2¦ CPEV-S 0.9x10Px2조 직통전화, 연선전화¦ CPEV-S 0.9x10Px2조 직통전화, 연선전화¦ F-GV 6.0㎟x1¦ F-GV 6.0㎟x2¦ *전송(IP-MPLS) 및 열차무선(LTE-R)의 전원 및 신호계통은 별도 도면 참조¦ *점선( ) : 철거, 실선( ) : 신설¦ OF-SM 48Core (상선)¦ From: 930정거장 ¦ OF-SM 48Core (하선)¦ OF-SM 48Core (상선)¦ OF-SM 48Core (하선)¦ To: 932정거장 ¦
| 1단계_정거장 - 복사본 | 1단계_정거장 - 복사본 | 013. T1001026-009 913정거장 AFC SYSTEM DIAGRAM (2_2) (환승구간).dwg | L-AFC-1-분전반¦ 환승용¦ 접지단자함¦ CONTROL¦ EM.GATE¦ BOX¦ 안전관리실¦ BOX¦ DPC¦ COM¦ INTER¦ COMMS¦ S/W HUB¦ 화재¦ 수신반¦ SMS¦ 광S/W HUB¦ 06¦ AGM10/11¦ AGM6¦ AGM8¦ AGM8¦ 01¦ 02¦ 03¦ AGM8¦ 04¦ NO.07 (AGM12)¦ H U B¦ 07¦ AGM12¦ AGM6¦ AGM8¦ AGM8¦ 08¦ 09¦ 11¦ 12¦ AGM8¦ AGM8¦ 10¦ NO.14 (AGM12)¦ H U B¦ 13¦ AGM12¦ AGM6¦ AGM8¦ AGM6¦ 15¦ 18¦ AGM8¦ AGM10¦ 16¦ NO.18 (AGM10)¦ H U B¦ 19¦ AGM8¦ 20¦ AGM8¦ AGM10/11¦ 21¦ 22¦ AGM12¦ AGM10/11¦ 분전반~AAM, AGM, SMS, ATVM, AIM¦ : IN USE¦ 접지반~AAM, AGM, SMS, ATVM¦ EM. GATE¦ MAIN GROUND¦ INTERCOM~ATVM, AAM¦ SMS(S/W HUB)~TOM, AGM, ATVM¦ D/I MUX(ROUTER)~SMS(S/W HUB)¦ NOTE¦ 화재수신반~DPC BOX¦ I/F¦ DPC¦ DPC SW~AGM(DPC)¦ : HFCO 3C/4.0㎟¦ : F-GV 4.0㎟¦ : FR-CV 2C/4.0㎟¦ : F-GV 50㎟¦ : UTP Cat.5E 4P¦ : FTP Cat.5E 4Px1조¦ : FTP Cat.5E 4Px1조¦ : UTP Cat.5E 4P¦ : Interface Unit¦ : Direct Power Control¦ : FR-CVVS 4C/2.5㎟¦ INTERCOM~EM.GATE¦ : UTP Cat.5E 4P¦ AGM8¦ 05¦ 14¦ 17¦ AGM8¦ 23¦ 24¦ 913정거장 AFC SYSTEM DIAGRAM (2/2) (환승구간)¦ 913정거장 AFC SYSTEM DIAGRAM (2/2) (환승구간)¦ S = NONE¦ NONE¦ 지하철 913정거장¦ 선유도¦ 당산¦ 국회의사당¦ T¦ 1¦ 0¦ 0¦ 1¦ 0¦ 2¦ 6¦ 0¦ 0¦ 9¦
| 1단계_정거장 - 복사본 | 1단계_정거장 - 복사본 | 045. T9103075-001 911정거장 역사 L3스위치 인터페이스 구성도.dwg | NONE¦ 911(신목동)정거장 역사 L3 스위치 인터페이스 구성도¦ S = NONE¦ NMS¦ 시리얼 통신장치¦ 역사 L3 스위치-A¦ 역사 L3 스위치-B¦ B¦ A¦ B¦ PDP분배반¦ 전원 A¦ 전원 B¦ 10G 라인카드¦ 10G 라인카드¦ 10/ 100/ 1000Base-T¦ PDP분배반¦ 전원 A¦ 전원 B¦ 10G 라인카드¦ 10G 라인카드¦ 10/ 100/ 1000Base-T¦ 기계설비¦ CTC-1¦ VTS(대열차)¦ UPS¦ 사령전화¦ 방송설비¦ 중앙집중¦ CCTV¦ NTP¦ 교환기¦ 종합무선¦ AFC#1¦ PSD용 신호회선¦ SCADA MMI¦ 열차무선¦ 출입통제¦ PSD¦ 행선안내¦ AFC#3¦ CTC-2¦ AFC#2¦ A¦ 역사백본¦ 전송설비 과업¦ 타시스템 과업¦ 역사백본¦ -철 거-¦ 911정거장 역사 L3스위치 인터페이스 구성도¦ NONE¦ T¦ 9¦ 1¦ 0¦ 3¦ 0¦ 7¦ 5¦ 0¦ 0¦ 1¦ 911¦ 912¦ 910¦ 903¦ 902¦ 904¦
| 1단계_정거장 - 복사본 | 1단계_정거장 - 복사본 | 004. T1001001-001 정거장 통신설비 계통도.dwg | ¦ ¦ ¦ ¦ ¦ ¦ 12:00¦ CCTV CONT.S¦ RADIO CONT,S¦ DATA¦ VIDEO¦ INTERFACE¦ Gigabit¦ Ethernet¦ VOICE¦ ¦ O.F¦ O.F¦ ....¦ MONITOR(차량내)¦ IP-MPLS 시리얼장치¦ TIME TABLE DATA¦ NVR¦ MONITOR¦ AFC¦ MIS¦ PC¦ PRINTER¦ FAX¦ PA AMPS¦ DTS¦ CONTROLLER¦ RTU¦ RTU¦ 배 선 반¦ LTE-R¦ MAINTENANCE¦ RADIO¦ 누설동축¦ 누설동축¦ TALK BACK¦ TALK BACK¦ TUNNEL SIDE¦ ¦ ¦ ¦ ¦ ¦ ¦ ¦ ¦ ¦ ¦ ¦ ¦ FM¦ PROCESSING DATA¦ PLATFORM¦ DMB¦ 종합무선¦ 중계설비¦ 소방¦ 경찰¦ 열차무선¦ 기 지 국 / DU¦ NTP¦ 열차 운행 정보¦ 차량이동국,¦ 휴대기¦ 전철기, 신호기, 궤도회로, ATC¦ 신호제어정보¦ 행선안내게시기¦ 카메라¦ 승강장 감시용¦ 그룹 조작반¦ 관련설비¦ 구내전화¦ 역내 자동 안내 방송¦ 신호기계실¦ 안전관리실¦ 신호 제어반 CRT¦ 전력 사령 전화¦ 전기 설비¦ 변전 사령 전화¦ 전기 설비¦ 카메라¦ 안내 게시기¦ 전 기 실¦ 변 전 실¦ 연선전화¦ FM, DMB 재방송, 경찰, 소방¦ 자장치¦ 주 장 치¦ 운 전 취 급 실¦ 운전 사령 전화¦ 역간 ¦ 직통전화¦ ¦ ¦ ¦ M¦ M¦ 안테나¦ SIGNAL¦ TO : MIS Router¦ 정거장 통신 설비 계통도¦ S = NONE¦ 카메라¦ 신호 사령 전화¦ 카메라¦ HUB¦ 사령전화¦ 방재사령전화¦ 영상¦ CONTROLLER¦ PDA¦ NVR¦ 사령원격방송, 승강장 방송¦ LTE-R¦ 9호선 전송망 IP-MPLS¦ MIS NETWORK¦ 열차무선¦ 기 지 국 / RRU¦ 전화¦ 통신 사령¦ 동케이블¦ CTC 설비¦ TO : CTC ¦ Router¦ TO : AFC Router¦ PSD¦ 설비¦ TO : PSD Router¦ 공통¦ 정거장 통신 설비 계통도¦ NONE¦ T¦ 1¦ 0¦ 0¦ 1¦ 0¦ 0¦ 4¦ 0¦ 0¦ 1¦
| 1단계_정거장 - 복사본 | 1단계_정거장 - 복사본 | 067. T9103038-019 카메라 설치 상세도.dwg | \A1;270¦ \A1;2,900¦ \A1;270¦ \A1;2,500¦ \A1;270¦ \A1;270¦ \A1;200¦ \A1;4,650¦ \A1;3,500¦ \A1;400¦ \A1;550¦ \A1;2,900¦ \A1;2,500¦ \A1;1,000¦ \A1;150¦ \A1;200¦ 공통¦ -¦ T¦ 0¦ 0¦ 0¦ 0¦ 0¦ 0¦ 0¦ 0¦ 0¦ 0¦ ¦ ¦ ¦ ¦ ¦ ¦ ¦ 장애자용 ELEVATOR 평면도¦ ATTACHED OF CAMERA¦ 장애자용 ELEVATOR 주단면도¦ OUTLET BOX¦ 배관설치 위치¦ DN¦ DETAIL 참조¦ OUTLET BOX¦ SEMI-FIXED¦ 장애자용 ELEVATOR 정면도¦ INTERPHONE¦ OUTLET BOX¦ 카메라 설치 상세도¦ 카메라 설치 상세도¦ S = NONE¦ NONE¦ T¦ 9¦ 1¦ 0¦ 3¦ 0¦ 3¦ 8¦ 0¦ 1¦ 9¦ \A1;2,100¦
| 1단계_정거장 - 복사본 | 1단계_정거장 - 복사본 | 005. T1001026-001 910정거장 CIRCUIT WIRING SYSTEM DIAGRAM_신설.dwg | KT¦ IP¦ G¦ D¦ C/R¦ T¦ 0¦ 0¦ 0¦ 0¦ 0¦ 0¦ 0¦ 0¦ 0¦ 0¦ 통신기계실¦ 소방외부 무선통신 보조설비¦ 경찰통신설비¦ O/F(SM) FM RADIO¦ POWER DISTRIBUTION¦ O/F(SM)¦ O/F(SM)¦ UPS¦ CCTV¦ 광화상전송장치¦ MATRIX¦ RACK¦ TV 광전송장치¦ 부모시계¦ To: NEXT STATION¦ O/F(SM)¦ O/F(SM)¦ To: KT¦ M/D¦ FAX¦ P.A AMP¦ 배 선 반¦ 출입통제¦ 통신장치¦ IP MPLS¦ 역사백본¦ 시리얼 ¦ FXO/FXS¦ Ethernet¦ L3 Switch¦ 신설¦ O/F(SM) 인접역¦ O/F(SM) 열차무선 / DU¦ 신설¦ 열차무선 RRU¦ LTE-R¦ EQUIP¦ MULTI¦ COMM¦ FM/DMB¦ 광전송장치¦ C¦ 통신기계실¦ 통신기계실¦ 안전관리실¦ 소방외부 무선통신 보조설비¦ 경찰통신설비¦ O/F(SM) FM RADIO¦ POWER DISTRIBUTION¦ O/F(SM)¦ O/F(SM)¦ UPS¦ CCTV¦ 광화상전송장치¦ MATRIX¦ RACK¦ TV 광전송장치¦ 부모시계¦ To: NEXT STATION¦ O/F(SM)¦ O/F(SM)¦ To: KT¦ M/D¦ KT¦ 전력사령¦ 방재사령¦ 통신사령¦ FAX¦ Data Line (전력)¦ Data Line¦ Data Line¦ Data Line¦ Data Line (AFC)¦ Data Line (통신)¦ Data Line (방재)¦ Data Line (운전)¦ SMS¦ AGM¦ AAM¦ ATVM¦ IP¦ P.A AMP¦ x2¦ x2¦ x2¦ 지하1층 (대합실) x 32¦ 지하2층 (승강장상선) x 21¦ G¦ G¦ G¦ G¦ G¦ 지하3층 (승강장상선) x 2¦ 지하3층 (승강장하선) x 2¦ CCTV¦ CONSOLE¦ 지하1층¦ (복합통신ANT)¦ 무선통신 보조설비¦ HFC-22D-FR¦ HFC-12D-FR¦ 본선터널 (승강장) RFCL-42D-광대역¦ 본선터널 (승강장) RFCL-42D-광대역¦ D¦ POWER LINE¦ INT¦ T¦ x2¦ x11¦ x2¦ x2¦ T¦ x10¦ x2¦ x2¦ x7 ¦ 인터폰¦ 모장치¦ 배 선 반¦ x3¦ 지하2층 (승강장하선) x 21¦ 출입통제¦ C/R¦ C/R¦ C/R¦ C/R¦ 운전사령¦ Data Line¦ Data Line¦ 소방외부¦ T¦ T¦ x2¦ INT¦ x6¦ 공조기계실-1¦ 공조기계실-2¦ 이동통신기계실¦ Callphone¦ 전기실¦ 기능실복도¦ 발매기실¦ 화장실 (남,여)¦ 장애자화장실¦ 임대상가¦ ELEV, 화장실¦ 용역원대기실¦ 지하1층 (대합실)¦ PSD실 (상선)¦ PSD실 (하선)¦ 편의점¦ 비상전원실¦ 승강장 INT¦ 본선터널 (승강장) RFCL-42D-광대역¦ 본선터널 (승강장) RFCL-42D-광대역¦ D¦ IP¦ x2¦ 환급기¦ 통신기계실¦ 소방외부 무선통신 보조설비¦ 경찰통신설비¦ O/F(SM) FM RADIO¦ POWER DISTRIBUTION¦ O/F(SM)¦ O/F(SM)¦ UPS¦ CCTV¦ 광화상전송장치¦ MATRIX¦ RACK¦ TV 광전송장치¦ 부모시계¦ To: NEXT STATION¦ O/F(SM)¦ O/F(SM)¦ To: KT¦ M/D¦ FAX¦ P.A AMP¦ 배 선 반¦ 출입통제¦ 통신장치¦ IP MPLS¦ 역사백본¦ 시리얼 ¦ FXO/FXS¦ Ethernet¦ L3 Switch¦ 신설¦ O/F(SM) 인접역¦ O/F(SM) 열차무선 / DU¦ 신설¦ 열차무선 RRU¦ LTE-R¦ EQUIP¦ MULTI¦ COMM¦ FM/DMB¦ 광전송장치¦ C¦ 통신장치¦ IP MPLS¦ 역사백본¦ 시리얼 ¦ FXO/FXS¦ Ethernet¦ L3 Switch¦ 신설¦ O/F(SM) 인접역¦ 신설¦ 열차무선 RRU¦ LTE-R¦ O/F(SM) 열차무선 / DU¦ EQUIP¦ MULTI¦ COMM¦ FM/DMB¦ 광전송장치¦ O/F(SM) 인접역¦ OF-SM-8C(난연),FR-CV 3c/4.0㎟¦ UTP Cat. 5E4P¦ 승강장모니터(상선)¦ UTP Cat. 5E4P¦ OF-SM-8C(난연),FR-CV 3c/4.0㎟¦ 승강장모니터(하선)¦ OF-SM-8C(난연),FR-CV 3c/4.0㎟¦ OF-SM-8C(난연),FR-CV 3c/4.0㎟¦ 910정거장 CIRCUIT WIRING SYSTEM DIAGRAM / 신설¦ 910정거장 CIRCUIT WIRING SYSTEM DIAGRAM / 신설¦ S = NONE¦ NONE¦ 등촌¦ 염창¦ 신목동¦ T¦ 1¦ 0¦ 0¦ 1¦ 0¦ 2¦ 6¦ 0¦ 0¦ 1¦
| 1단계_정거장 - 복사본 | 1단계_정거장 - 복사본 | 082. T9203038-032 종합관리 및 복지후생동 RACK 실장도 (2,450W).dwg | \A1;1,920¦ \A1;1,780¦ \A1;560¦ \A1;425%%p2¦ \A1;350¦ \A1;350¦ \A1;425%%p2¦ \A1;575¦ \A1;485¦ \A1;575¦ \A1;485¦ \A1;325¦ \A1;375%%p2¦ \A1;560¦ \A1;600¦ ¦ 4-Φ20 holes¦ 1¦ 9¦ 9¦ 14¦ SIDE VIEW¦ FRONT VIEW¦ REAR VIEW¦ 2¦ 3¦ 4¦ 5¦ 6¦ 7¦ 8¦ 9¦ 9¦ 9¦ 10¦ 12¦ 9¦ 9¦ 9¦ 9¦ 9¦ 9¦ 9¦ 9¦ 10¦ 11¦ 12¦ 13¦ 13¦ 13¦ 13¦ 13¦ IL SHIN¦ TERMINAL TU-043¦ 2¦ MONITOR MP-021¦ IL SHIN¦ 20¦ 0¦ 3¦ VU¦ 9¦ 8¦ 10¦ 6¦ 5¦ OFF¦ 3¦ 4¦ 1¦ 2¦ 11¦ 7¦ VOLUME¦ 7¦ 11¦ 10¦ 9¦ 8¦ 6¦ 1¦ 4¦ 3¦ 5¦ 12¦ CH-SELECTOR¦ OFF (외부)¦ LEVEL¦ RESET¦ EMERGENCY CONTROL EM-011¦ IL SHIN¦ ON (모니터)¦ 0¦ 10¦ Tx¦ Rx¦ SPEAKER¦ 4¦ 1¦ 2¦ 3¦ 5¦ 6¦ 7¦ 8¦ 9¦ 10¦ FIRE¦ SPEAKER SELECTOR SS-013¦ 2¦ 1¦ IL SHIN¦ 5¦ 3¦ 4¦ 8¦ 7¦ 6¦ 10¦ 9¦ ALL¦ CHIME & SIREN CS-011¦ IL SHIN¦ 경계¦ 공습¦ 정지¦ CHIME¦ POWER¦ REM¦ PRE AMPLIFIER PP-012¦ ON¦ MIC1¦ IL SHIN¦ OFF¦ MIC1¦ MIC2¦ MIC3¦ MIC4¦ AUX1¦ TREBLE¦ MASTER¦ BASS¦ POWER¦ 2¦ 1¦ 3¦ SPEAKER SELECTOR SS-013¦ 2¦ 1¦ IL SHIN¦ 5¦ 3¦ 4¦ 8¦ 7¦ 6¦ 10¦ 9¦ ALL¦ POWER¦ IL SHIN¦ MAIN POWER SWITCH MPS-011 ¦ MASTER¦ IL SHIN¦ MATRIX LOGIC MU-018¦ 1¦ 2¦ 3¦ 4¦ 7¦ 6¦ 5¦ 8¦ POWER¦ IL SHIN¦ Tx¦ TROUBLE DATA / ALARM TDU-023¦ Err¦ Rx¦ R¦ M¦ POWER¦ IL SHIN¦ BLANK PANEL¦ IL SHIN¦ BLANK PANEL¦ IL SHIN¦ BLANK PANEL¦ IL SHIN¦ BLANK PANEL¦ SIGNAL¦ SIGNAL¦ FUSE¦ TROUBLE¦ POWER¦ FUSE¦ TROUBLE¦ POWER¦ SIGNAL¦ FUSE¦ FUSE¦ DC 7A¦ AC 3A¦ FUSE¦ FUSE¦ AC 3A¦ DC 7A¦ SIGNAL¦ FUSE¦ POWER¦ TROUBLE¦ DC 7A¦ AC 3A¦ FUSE¦ FUSE¦ TROUBLE¦ FUSE¦ POWER¦ AC 3A¦ FUSE¦ FUSE¦ DC 7A¦ SIGNAL¦ SIGNAL¦ FUSE¦ TROUBLE¦ POWER¦ FUSE¦ TROUBLE¦ POWER¦ SIGNAL¦ FUSE¦ FUSE¦ DC 7A¦ AC 3A¦ FUSE¦ FUSE¦ AC 3A¦ DC 7A¦ SIGNAL¦ FUSE¦ POWER¦ TROUBLE¦ DC 7A¦ AC 3A¦ FUSE¦ FUSE¦ TROUBLE¦ FUSE¦ POWER¦ AC 3A¦ FUSE¦ FUSE¦ DC 7A¦ SIGNAL¦ SIGNAL¦ FUSE¦ TROUBLE¦ POWER¦ FUSE¦ TROUBLE¦ POWER¦ SIGNAL¦ FUSE¦ FUSE¦ DC 7A¦ AC 3A¦ FUSE¦ FUSE¦ AC 3A¦ DC 7A¦ SIGNAL¦ FUSE¦ POWER¦ TROUBLE¦ DC 7A¦ AC 3A¦ FUSE¦ FUSE¦ TROUBLE¦ FUSE¦ POWER¦ AC 3A¦ FUSE¦ FUSE¦ DC 7A¦ BLANK PANEL¦ IL SHIN¦ INPUT1¦ POWER DISTRIBUTOR PD-041¦ OUTPUT METER¦ IL SHIN¦ INPUT2¦ INPUT1¦ MAIN POWER¦ INPUT2¦ SIGNAL¦ SIGNAL¦ FUSE¦ TROUBLE¦ POWER¦ FUSE¦ TROUBLE¦ POWER¦ SIGNAL¦ FUSE¦ FUSE¦ DC 7A¦ AC 3A¦ FUSE¦ FUSE¦ AC 3A¦ DC 7A¦ SIGNAL¦ FUSE¦ POWER¦ TROUBLE¦ DC 7A¦ AC 3A¦ FUSE¦ FUSE¦ TROUBLE¦ FUSE¦ POWER¦ AC 3A¦ FUSE¦ FUSE¦ DC 7A¦ SIGNAL¦ SIGNAL¦ FUSE¦ TROUBLE¦ POWER¦ FUSE¦ TROUBLE¦ POWER¦ SIGNAL¦ FUSE¦ FUSE¦ DC 7A¦ AC 3A¦ FUSE¦ FUSE¦ AC 3A¦ DC 7A¦ SIGNAL¦ FUSE¦ POWER¦ TROUBLE¦ DC 7A¦ AC 3A¦ FUSE¦ FUSE¦ TROUBLE¦ FUSE¦ POWER¦ AC 3A¦ FUSE¦ FUSE¦ DC 7A¦ SIGNAL¦ SIGNAL¦ FUSE¦ TROUBLE¦ POWER¦ FUSE¦ TROUBLE¦ POWER¦ SIGNAL¦ FUSE¦ FUSE¦ DC 7A¦ AC 3A¦ FUSE¦ FUSE¦ AC 3A¦ DC 7A¦ SIGNAL¦ FUSE¦ POWER¦ TROUBLE¦ DC 7A¦ AC 3A¦ FUSE¦ FUSE¦ TROUBLE¦ FUSE¦ POWER¦ AC 3A¦ FUSE¦ FUSE¦ DC 7A¦ SIGNAL¦ SIGNAL¦ FUSE¦ TROUBLE¦ POWER¦ FUSE¦ TROUBLE¦ POWER¦ SIGNAL¦ FUSE¦ FUSE¦ DC 7A¦ AC 3A¦ FUSE¦ FUSE¦ AC 3A¦ DC 7A¦ SIGNAL¦ FUSE¦ POWER¦ TROUBLE¦ DC 7A¦ AC 3A¦ FUSE¦ FUSE¦ TROUBLE¦ FUSE¦ POWER¦ AC 3A¦ FUSE¦ FUSE¦ DC 7A¦ SIGNAL¦ SIGNAL¦ FUSE¦ TROUBLE¦ POWER¦ FUSE¦ TROUBLE¦ POWER¦ SIGNAL¦ FUSE¦ FUSE¦ DC 7A¦ AC 3A¦ FUSE¦ FUSE¦ AC 3A¦ DC 7A¦ SIGNAL¦ FUSE¦ POWER¦ TROUBLE¦ DC 7A¦ AC 3A¦ FUSE¦ FUSE¦ TROUBLE¦ FUSE¦ POWER¦ AC 3A¦ FUSE¦ FUSE¦ DC 7A¦ SIGNAL¦ SIGNAL¦ FUSE¦ TROUBLE¦ POWER¦ FUSE¦ TROUBLE¦ POWER¦ SIGNAL¦ FUSE¦ FUSE¦ DC 7A¦ AC 3A¦ FUSE¦ FUSE¦ AC 3A¦ DC 7A¦ SIGNAL¦ FUSE¦ POWER¦ TROUBLE¦ DC 7A¦ AC 3A¦ FUSE¦ FUSE¦ TROUBLE¦ FUSE¦ POWER¦ AC 3A¦ FUSE¦ FUSE¦ DC 7A¦ SIGNAL¦ SIGNAL¦ FUSE¦ TROUBLE¦ POWER¦ FUSE¦ TROUBLE¦ POWER¦ SIGNAL¦ FUSE¦ FUSE¦ DC 7A¦ AC 3A¦ FUSE¦ FUSE¦ AC 3A¦ DC 7A¦ SIGNAL¦ FUSE¦ POWER¦ TROUBLE¦ DC 7A¦ AC 3A¦ FUSE¦ FUSE¦ TROUBLE¦ FUSE¦ POWER¦ AC 3A¦ FUSE¦ FUSE¦ DC 7A¦ SIGNAL¦ SIGNAL¦ FUSE¦ TROUBLE¦ POWER¦ FUSE¦ TROUBLE¦ POWER¦ SIGNAL¦ FUSE¦ FUSE¦ DC 7A¦ AC 3A¦ FUSE¦ FUSE¦ AC 3A¦ DC 7A¦ SIGNAL¦ FUSE¦ POWER¦ TROUBLE¦ DC 7A¦ AC 3A¦ FUSE¦ FUSE¦ TROUBLE¦ FUSE¦ POWER¦ AC 3A¦ FUSE¦ FUSE¦ DC 7A¦ SIGNAL¦ SIGNAL¦ FUSE¦ TROUBLE¦ POWER¦ FUSE¦ TROUBLE¦ POWER¦ SIGNAL¦ FUSE¦ FUSE¦ DC 7A¦ AC 3A¦ FUSE¦ FUSE¦ AC 3A¦ DC 7A¦ SIGNAL¦ FUSE¦ POWER¦ TROUBLE¦ DC 7A¦ AC 3A¦ FUSE¦ FUSE¦ TROUBLE¦ FUSE¦ POWER¦ AC 3A¦ FUSE¦ FUSE¦ DC 7A¦ SIGNAL¦ POWER¦ TROUBLE¦ DC 7A¦ FUSE¦ AC 3A¦ FUSE¦ FUSE¦ 1¦ IL SHIN¦ 4¦ 3¦ 2¦ 7¦ 6¦ 5¦ RELAY GROUP RG-011¦ 10¦ 9¦ 8¦ POWER¦ 1¦ IL SHIN¦ 4¦ 3¦ 2¦ 7¦ 6¦ 5¦ RELAY GROUP RG-011¦ 10¦ 9¦ 8¦ POWER¦ INPUT1¦ POWER DISTRIBUTOR PD-041¦ OUTPUT METER¦ IL SHIN¦ INPUT2¦ INPUT1¦ MAIN POWER¦ INPUT2¦ OPERATING WINDOW¦ TERMINAL TU-042¦ IL SHIN¦ IL SHIN¦ AMPLIFIER PA-64¦ IL SHIN¦ AMPLIFIER PA-64¦ IL SHIN¦ AMPLIFIER PA-64¦ IL SHIN¦ AMPLIFIER PA-64¦ IL SHIN¦ AMPLIFIER PA-64¦ IL SHIN¦ AMPLIFIER PA-64¦ IL SHIN¦ AMPLIFIER PA-64¦ IL SHIN¦ AMPLIFIER PA-64¦ IL SHIN¦ AMPLIFIER PA-64¦ IL SHIN¦ AMPLIFIER PA-64¦ IL SHIN¦ AMPLIFIER PA-64¦ IL SHIN¦ AMPLIFIER PA-64¦ IL SHIN¦ AMPLIFIER PA-64¦ IL SHIN¦ AMPLIFIER PA-64¦ IL SHIN¦ AMPLIFIER PA-64¦ IL SHIN¦ AMPLIFIER PA-64¦ IL SHIN¦ AMPLIFIER PA-64¦ IL SHIN¦ AMPLIFIER PA-64¦ IL SHIN¦ AMPLIFIER PA-64¦ IL SHIN¦ AMPLIFIER PA-64¦ IL SHIN¦ AMPLIFIER PA-64¦ IL SHIN¦ AMPLIFIER PA-64¦ IL SHIN¦ AMPLIFIER PA-64¦ IL SHIN¦ AMPLIFIER PA-64¦ IL SHIN¦ AMPLIFIER PA-64¦ IL SHIN¦ AMPLIFIER PA-64¦ IL SHIN¦ AMPLIFIER PA-64¦ IL SHIN¦ AMPLIFIER PA-64¦ IL SHIN¦ AMPLIFIER PA-64¦ IL SHIN¦ AMPLIFIER PA-64¦ IL SHIN¦ AMPLIFIER PA-64¦ IL SHIN¦ AMPLIFIER PA-64¦ IL SHIN¦ AMPLIFIER PA-64¦ IL SHIN¦ AMPLIFIER PA-64¦ IL SHIN¦ AMPLIFIER PA-64¦ IL SHIN¦ AMPLIFIER PA-64¦ IL SHIN¦ AMPLIFIER PA-64¦ IL SHIN¦ AMPLIFIER PA-64¦ IL SHIN¦ AMPLIFIER PA-64¦ IL SHIN¦ AMPLIFIER PA-64¦ IL SHIN¦ AMPLIFIER PA-64¦ IL SHIN¦ AMPLIFIER PA-64¦ IL SHIN¦ AMPLIFIER PA-64¦ IL SHIN¦ AMPLIFIER PA-64¦ IL SHIN¦ AMPLIFIER PA-64¦ IL SHIN¦ AMPLIFIER PA-64¦ IL SHIN¦ AMPLIFIER PA-64¦ IL SHIN¦ AMPLIFIER PA-64¦ IL SHIN¦ AMPLIFIER PA-64¦ 5¦ 7¦ 6¦ 4¦ 3¦ 2¦ 1¦ 전치증폭기¦ 메인 파워 스위치¦ 방송순위제어기¦ 모니터 유니트¦ 챠임 & 싸이렌¦ 화재 경보 발생기¦ 스피커 회선 제어기¦ No.¦ I T E M¦ 13¦ 14¦ 10¦ 11¦ 12¦ 8¦ 9¦ No.¦ AUTO FAN¦ BLANK¦ 터미널 판넬¦ 전원분배기¦ 스피커 릴레이 그룹¦ 주 증폭기 (50W)¦ 고장정보 송출기¦ I T E M¦ Q'ty¦ Q'ty¦ 2¦ 1¦ 1¦ 1¦ 1¦ 1¦ 1¦ 2¦ 2¦ 2¦ 2¦ 49¦ 1¦ 1. MATRIAL - RACK : STEEL 1.6t¦ NOTE¦ PAINT COLOR : ¦ TOLERANCE : %%p15¦ UNIT : mm¦ 종합관리 및 복지후생동 RACK 실장도 (2,450W)¦ 종합관리 및 복지후생동 RACK 실장도 (2,450W)¦ S = NONE¦ NONE¦ 차량기지¦ 차량기지¦ T¦ 9¦ 2¦ 0¦ 3¦ 0¦ 3¦ 8¦ 0¦ 3¦ 2¦
| 1단계_정거장 - 복사본 | 1단계_정거장 - 복사본 | 031. T7001034-012 902정거장 전화설비 지하4층신설평면도(3-3).dwg | 창고¦ 20¦ X¦ 19¦ X¦ 18¦ X¦ 17¦ X¦ X¦ 20¦ X¦ 21¦ X¦ 22¦ X¦ 23¦ X¦ 24¦ X¦ 25¦ X¦ 26¦ 발매기실/매표소-1¦ 발매기실/매표소-2¦ 대 합 실¦ -3¦ 7500¦ 7500¦ 7500¦ 7500¦ 7500¦ 7500¦ 7500¦ 7500¦ 7500¦ 00¦ Y¦ 01¦ Y¦ 02¦ Y¦ 03¦ Y¦ 3550¦ 8240¦ 9020¦ 8840¦ 26100¦ AMP¦ P¦ A¦ P¦ P¦ PB(400X400X300)¦ P¦ P¦ P¦ PB(400X400X300)¦ B¦ A¦ B¦ C¦ PB(500X500X300)¦ PB(500X500X300)¦ C¦ M¦ M¦ (22)5C-2VX2(MONITOR)¦ (22)CPEV 5P/.65(M.CON)¦ (22)CV 3.5 /2C(M.POW)¦ C¦ PB(500X500X300)¦ UP TO B3¦ E¦ (16)IV 1.2X4(CL)¦ C¦ AMP¦ UP TO B3¦ F¦ PB(500X500X300)¦ P¦ INT¦ C¦ (16)UTP CAT.5 4P(INT)¦ PB(200X200X100)¦ (16)UTP CAT.5 4P(INT)¦ D¦ (16)HIV1.2X2¦ (16)HIV1.2X3¦ (16)HIV1.2X4¦ (16)HIV1.2X6¦ ES.DN¦ ES.UP¦ ES.UP¦ ES.DN¦ 도심방향¦ PS¦ PS¦ PS¦ PS¦ EPS¦ PS¦ PS¦ DN¦ UP¦ ST¦ ST¦ ST¦ ST¦ 광복합케이블2조(통신TRAY):해외지급분¦ C/R¦ 승강장2¦ 게이트2¦ 발매기2¦ 하행 모니터¦ (28)UTP CAT.5 25P(9호선 매표소 -1)¦ (16)UTP CAT.5 4PX2(INT)¦ (28)UTP CAT.5 25P(B4 공중전화)¦ A¦ (28)UTP CAT.5 25P(9호선 매표소 B4-1)¦ (16)UTP CAT.5 4PX2(INT)¦ B¦ (16)UTP CAT.5 4PX2(INT)¦ (28)UTP CAT.5 25P(B4 공중전화)¦ C¦ (28)UTP CAT.5 25P(9호선 매표소 B4-1)¦ (16)UTP CAT.5 4PX2(INT)¦ D¦ UTP CAT.5 25P(9호선 매표소 B4-1,2)¦ UTP CAT.5 4PX2(INT)¦ UTP CAT.5 25P(B4 공중전화)¦ DUCT (450X100)¦ UP TO B3¦ E¦ UTP CAT.5 4PX3(INT)¦ DUCT (450X100)¦ UP TO B3¦ F¦ 1. 음향유도기 전원은 전기콘센트를 이용한다.¦ NOTE¦ 2. 증폭기전원은 전기콘센트를 이용한다.¦ 3. 통신기계실 및 안전관리실 MAIN 분전반은 전기에서 설치한다.¦ 1. 일반교환기에 수용된 전화기는 안전관리실만 IP전화기로 교체한다.¦ NOTE¦ 2. 콜폰, E/L폰, 승강장 비상통화장치도 교체한다.¦ 3. 전화 및 인터폰 구간의 배선배관은 기존활용한다.¦ 지하철 902정거장¦ 김포공항¦ 공항시장¦ 1/400¦ 902정거장 전화설비 지하4층 신설평면도(3/3)¦ S = 1/400¦ 902정거장 전화설비 지하4층 신설평면도(3/3)¦ 개화¦ (기설활용)¦ T¦ 7¦ 0¦ 0¦ 1¦ 0¦ 3¦ 4¦ 0¦ 1¦ 2¦
| 1단계_정거장 - 복사본 | 1단계_정거장 - 복사본 | 036. T7005034-007 908정거장 CCTV,TDI,시계설비 지하3층 철거평면도 (1_2).dwg | P¦ \A1;11,250¦ \A1;22,500¦ \A1;25,000¦ \A1;7,500¦ \A1;7,500¦ \A1;7,500¦ \A1;7,500¦ \A1;3,750¦ \A1;93,750¦ \A1;20,000¦ \A1;15,000¦ \A1;22,700¦ \A1;2,400¦ \A1;7,150¦ \A1;2,400¦ \A1;1,100¦ \A1;700¦ \A1;700¦ \A1;1,100¦ MATCH LINE DWG No. "S1-TA-S08-DB-020-0"¦ KEY PLAN¦ \A1;7,150¦ 0-0¦ 0-0¦ 0-0¦ 0-0¦ 0-0¦ 0-0¦ 0-0¦ 0-0¦ 0-0¦ 0-0¦ 0-0¦ 0-0¦ 0-0¦ 0-0¦ 0-0¦ 0-0¦ 0-0¦ 0-0¦ 0-0¦ 0-0¦ 0-0¦ 0-0¦ 0-0¦ 0-0¦ 0-0¦ 0-0¦ 0-0¦ 0-0¦ 0-0¦ 0-0¦ 0-0¦ 0-0¦ 0-0¦ 0-0¦ 0-0¦ 0-0¦ X00¦ X04¦ X09¦ X12¦ X13¦ X14¦ X15¦ X16¦ X01¦ X02¦ X03¦ X05¦ X06¦ X07¦ X08¦ X10¦ X11¦ Y00¦ Y04¦ Y08¦ Y03¦ Y07¦ UP¦ UP¦ 창 고2¦ 창 고1¦ 승강장¦ 승강장¦ 908 정거장¦ STA.9km840.167¦ G¦ (28) FR-CV 3C/4.0㎟x1조 (TDI POWER)¦ (16) UL 2919-AMESB 24AWG 4Px1조 (TDI)¦ (16) UTP Cat.5E 4Px2조 (TDI)¦ (16) ECX 5C-2Vx1조 (CAMERA)(기존활용)¦ (28) FR-CV 3C/4.0㎟x1조 (TDI POWER)¦ (16) UL 2919-AMESB 24AWG 4Px1조 (TDI)¦ (16) UTP Cat.5E 4Px2조 (TDI)¦ (22) ECX 5C-2Vx2조 (CAMERA)(기존활용)¦ (28) FR-CV 3C/4.0㎟x1조 (TDI POWER)¦ (16) UL 2919-AMESB 24AWG 4Px1조 (TDI)¦ (16) UTP Cat.5E 4Px2조 (TDI)¦ (22) ECX 5C-2Vx2조 (CAMERA)(기존활용)¦ (28) FR-CV 3C/4.0㎟x1조 (TDI POWER)¦ (16) UL 2919-AMESB 24AWG 4Px1조 (TDI)¦ (16) UTP Cat.5E 4Px2조 (TDI)¦ (16) ECX 5C-2Vx1조 (CAMERA)(기존활용)¦ (28) FR-CV 3C/4.0㎟x1조 (TDI POWER)¦ (16) UL 2919-AMESB 24AWG 4Px1조 (TDI)¦ (16) UTP Cat.5E 4Px2조 (TDI)¦ P-1¦ P-3¦ ELE-7¦ ELE-6¦ (16) ECX 5C-2Vx1조 (CAMERA)(기존활용)¦ (16) ECX 5C-2Vx1조 (CAMERA)(기존활용)¦ (16) ECX 5C-2Vx1조 (CAMERA)(기존활용)¦ (16) ECX 5C-2Vx1조 (CAMERA)(기존활용)¦ (28) OF-MM-12Core(난연)x1조 (TDI)¦ (28) OF-MM-12Core(난연)x1조 (TDI)¦ (28) OF-MM-12Core(난연)x1조 (TDI)¦ (28) OF-MM-12Core(난연)x1조 (TDI¦ (28) OF-MM-12Core(난연)x1조 (TDI¦ 본선 TRAY 이용¦ OF-SM-4Cx1조 [공간화상)(철거)¦ F-CV 3C/2.5㎟x1조 (공간화상)(철거)¦ 본선 TRAY 이용¦ OF-SM-4Cx1조 [공간화상)(철거)¦ F-CV 3C/2.5㎟x1조 (공간화상)(철거)¦ NOTE¦ 1. 광케이블, 전원/접지케이블 (OF-SM-4Core, CV 3C/2.5㎟)¦ 3. 승강장 ANT설치위치: 열차 진행방향 정거장 시종점부에 설치¦ 2. 광케이블, 전원/접지케이블 (OF-SM-8Core, CV 3C/2.5㎟)¦ vmh¦ vmh¦ vmh¦ vmh¦ (철거)¦ 지하철 908정거장¦ 가양¦ 증미¦ 등촌¦ 1/400¦ S = 1 / 400¦ 908정거장 CCTV,TDI,시계설비 지하3층 철거평면도(1/2)¦ 908정거장 CCTV,TDI,시계설비 지하3층¦ 철거평면도(1/2)¦ T¦ 7¦ 0¦ 0¦ 5¦ 0¦ 3¦ 4¦ 0¦ 0¦ 7¦ CCTV(기존동축활용)¦ G¦
| 1단계_정거장 - 복사본 | 1단계_정거장 - 복사본 | 069. T9103038-021 자시계 외형도.dwg | 공통¦ \A1;194¦ \A1;170¦ FRONT VIEW¦ SIDE VIEW¦ 천 정 형¦ FRONT VIEW¦ SIDE VIEW¦ 벽 부 형¦ \A1;288¦ \A1;144¦ \A1;60¦ \A1;137¦ \A1;500¦ \A1;500¦ \A1;25¦ \A1;25¦ \A1;30¦ \A1;58¦ 길이는 현장여건에 맞게¦ Φ40 Steel Pipe¦ 고정 고리(2EA)¦ 내부 고정용¦ 100 X 450¦ 판 넬¦ 볼트 3부 조임¦ 9¦ 6¦ 3¦ 12¦ {\fArial¦b1¦i1¦c0¦p32;\C5;METRO 9}¦ \A1;137¦ 경 첩¦ 고리¦ \A1;25¦ \A1;45¦ \A1;45¦ \A1;20¦ \A1;288¦ 200¦ 문 자 판 (아크릴2t)¦ Movement¦ Steel 1.2T¦ 지정색 소부도장¦ 지 침¦ 알루미늄 가공¦ 유 리 3t¦ 내 부 태¦ 볼트 3부 조임¦ 경 첩¦ 문자판 고정판¦ 내부태¦ 유리3t¦ 비스¦ 용 접¦ 경 첩¦ 내부 조명¦ 문자판¦ 아크릴 4t¦ {\C1;45}¦ 도광판 5t¦ 6¦ 3¦ 9¦ 12¦ {\fArial¦b1¦i1¦c0¦p32;\C5;METRO 9}¦ 4¦ 7¦ 5¦ 8¦ 10¦ 11¦ 1¦ 2¦ \A1;{\Fromans,ghs¦c129;400}¦ \A1;{\Fromans,ghs¦c129;400}¦ \A1;400¦ \A1;400¦ \A1;25¦ 자시계 외형도¦ 자시계 외형도¦ S = NONE¦ NONE¦ 공통¦ T¦ 9¦ 1¦ 0¦ 3¦ 0¦ 3¦ 8¦ 0¦ 2¦ 2¦ -¦ T¦ 0¦ 0¦ 0¦ 0¦ 0¦ 0¦ 0¦ 0¦ 0¦ 0¦
| 1단계_정거장 - 복사본 | 1단계_정거장 - 복사본 | 033. T7003034-002 902정거장 방송설비 지하1층신설평면도(2-3).dwg | ES.UP¦ ES.DN¦ ES.UP¦ ES.DN¦ DN¦ DN¦ OPEN¦ 상부OPEN¦ 15¦ X¦ X¦ 14¦ X¦ 13¦ X¦ 12¦ X¦ 11¦ X¦ 10¦ X¦ 09¦ X¦ 08¦ X¦ 07¦ X¦ 06¦ X¦ 05¦ 00¦ Y¦ 01¦ Y¦ 02¦ Y¦ 03¦ Y¦ Y¦ 04¦ OPEN¦ 상부OPEN¦ 운전취급실¦ 통신,신호기계실¦ 신호주재소¦ 내부계단-1¦ 에스칼레이터-1¦ 내부계단-2¦ P¦ PB(300X300X200)¦ T¦ T¦ B¦ P¦ P¦ PB(300X300X200)¦ DOWN TO B2¦ DOWN TO B2¦ P¦ DOWN TO B2¦ P¦ DOWN TO B2¦ PB(100X100X100)¦ PB(150X150X100)¦ 25P¦ PB(300X300X200)¦ C¦ (16)IV 1.2X2(CL)¦ (16)HIV1.2X2¦ (16)HIV1.2X3¦ (16)HIV1.2X5¦ 7500¦ 9020¦ 8840¦ 8150¦ 37800¦ 11790¦ 7500¦ 7500¦ 7500¦ 7500¦ 7500¦ 7500¦ 7500¦ 7500¦ 7500¦ 5C-2V (16C)¦ CV 3.5 /3C(22C)¦ 통신실¦ VMT¦ VMT¦ (16)5C-HFBT(TV)¦ (16)IV1.2X2(CL)¦ B¦ (16)5C-HFBT(TV)¦ (16)IV1.2X2(CL)¦ C¦ 지하철 902정거장¦ 김포공항¦ 공항시장¦ 1/400¦ 902정거장 방송설비 지하1층 신설평면도(2/3)¦ S = 1/400¦ 902정거장 방송설비 지하1층 신설평면도(2/3)¦ 개화¦ T¦ 7¦ 0¦ 0¦ 3¦ 0¦ 3¦ 4¦ 0¦ 0¦ 2¦ (기설활용)¦
| 1단계_정거장 - 복사본 | 1단계_정거장 - 복사본 | 017. T1001026-013 919정거장 통신기계실 & 안전관리실 CABLE WIRING DIAGRAM.dwg | FR-CVVSB 4P/1.5㎟ (연선전화)¦ FR-CVVSB 4P/1.5㎟ (연선전화)¦ F/S(J.F) 0.65x25P (50%%%차폐) 직통전화¦ F/S(J.F) 0.65x25P (50%%%차폐) 직통전화¦ From: 918 ¦ To: 920 ¦ From: 918 ¦ To: 920 ¦ From: 918 ¦ To: 920 ¦ From: 918 ¦ To: 920 ¦ OF-SM 46Core (상선)¦ OF-SM 46Core (상선)¦ OF-SM 46Core (하선)¦ OF-SM 46Core (하선)¦ F-GV 6.0㎟x9조¦ OFD¦ 배선반¦ ADM¦ CCTV MATRIX RACK¦ 부모시계¦ 열차무선 장치¦ 종합무선 중계장치¦ UPS¦ 분전반¦ 종합집중관리 콘솔¦ 화재수신반¦ 광점퍼코드 (FC-PC)x4조¦ 광점퍼코드 (FC-PC)x4조¦ UTP Cat.5E 25Px10조¦ UTP Cat.5E 4Px1조 (DATA)¦ UL 2464-AMESB 24AWGx16Cx3조(방송)¦ P.A AMP RACK¦ FR-CV 4C/25㎟x2조¦ FR-CV 3C/4.0㎟¦ FR-CV 3C/4.0㎟¦ FR-CV 3C/6.0㎟¦ FR-CV 3C/4.0㎟¦ FR-CV 3C/6.0㎟¦ 공통접지 단자함¦ F-GV 6.0㎟x1조¦ F-GV 6.0㎟x2조¦ F-GV 6.0㎟x4조¦ F-GV 6.0㎟x5조¦ F-GV 6.0㎟x7조¦ F-GV 6.0㎟x8조¦ 통신기계실¦ UTP Cat.5E 4Px4조 (영상)¦ UTP Cat.5E 25Px2조 (CONSOLE)¦ FR-CV 3C/4.0㎟¦ 접지단자함 (AFC)¦ F-GV 50㎟x1조¦ 접지단자함 (통신)¦ UTP Cat.5E 25Px1조 (CCTV)¦ F-GV 6㎟x1조¦ F-GV 50㎟x1조¦ F-GV 50㎟x1조¦ 분전반¦ 출입통제 (ACU)¦ UTP Cat.5E 4Px1조 (DATA)¦ FR-CV 3C/4.0㎟¦ F-GV 6.0㎟x6조¦ 행선안내게시기 (LSE)¦ 안전관리실¦ UTP Cat.5E 25Px1조 (LSE)¦ FR-CV 3C/6.0㎟¦ UTP Cat.5E 4Px1조 (화재탐지용)¦ UL 2464-AMESB 24AWG 16Cx2조 (방송), CPEV 0.9 5Px1조, UL 2464-AMESB 24AWG 4Cx1조¦ UTP Cat.5E 4Px1조 (자동방송)¦ 사령전화 역장치¦ 종합집중관리 장치¦ CCTV 콘솔¦ 방송원격조정기¦ UTP Cat.5E 4Px1조¦ UTP Cat.5E 4Px1조¦ UTP Cat.5E 4Px1조¦ CPEV 0.9 5Px1조¦ UTP Cat.5E 4Px1조¦ UTP Cat.5E 4Px1조¦ HFC-12Dx1조¦ F-GV 16㎟x1조¦ 광점퍼코드 (FC-PC)x2조¦ F-GV 6.0㎟x2조¦ F-GV 6.0㎟x1조¦ FR-CV 3C/6.0㎟¦ UTP Cat.5E 4Px1조 (UPS NMS)¦ F-GV 6㎟x1조¦ 역단위 전산기 (SMS)¦ L-M 분전반¦ FR-CV 3C/2.5㎟¦ FR-CV 3C/4㎟¦ UTP Cat.5E 25Px1조¦ UTP Cat.5E 25Px1조¦ UTP Cat.5E 4Px1조¦ FR-CV 3C/4.0㎟¦ OF-SM 48Core (상선)¦ From: 918정거장 ¦ OF-SM 48Core (하선)¦ OF-SM 48Core (상선)¦ OF-SM 48Core (하선)¦ To: 920정거장 ¦ *전송(IP-MPLS) 및 열차무선(LTE-R)의 전원 및 신호계통은 별도 도면 참조¦ *점선( ) : 철거, 실선( ) : 신설¦ UTP Cat.5E 25Px2조¦ 단자함, OFD¦ OF-SM-24CORE X1조¦ From: 918정거장 ¦ 919정거장 통신기계실 & 안전관리실 CABLE WIRING DIAGRAM¦ 919정거장 통신기계실 & 안전관리실 CABLE WIRING DIAGRAM¦ S = NONE¦ NONE¦ 노들¦ 중앙대입구¦ 동작¦ T¦ 1¦ 0¦ 0¦ 1¦ 0¦ 2¦ 6¦ 0¦ 1¦ 3¦ T¦ 0¦ 0¦ 0¦ 0¦ 0¦ 0¦ 0¦ 0¦ 0¦ 0¦ 노들¦ 중앙대입구¦ 동작¦ OFD¦ 배선반¦ 전송설비¦ CCTV MATRIX RACK¦ 사령전화(역장치)¦ 열차무선 중계장치(SOR)¦ UPS¦ 분전반¦ 종합집중관리 콘솔¦ 화재수신반¦ 광점퍼코드x4¦ 광점퍼코드x2¦ UTP Cat.5E 25Px10¦ UL 2464-AMESB 24AWGx16Cx3(방송) , CPEV 0.65/5Px1 (Rail Condition)¦ CPEV 0.65/5Px1(Rail Condition)¦ P.A AMP RACK¦ F-CV 4C/25㎟¦ F-CV 3C/4.0㎟¦ F-CV 3C/4.0㎟¦ F-CV 3C/4.0㎟¦ F-CV 3C/4.0㎟¦ 전기공통접지 단자함¦ UTP Cat.5E 4Px1 (화재수신)¦ UL 2464-AMESB 24AWG 16Cx1 (방송)¦ F-GV 6.0㎟x1¦ F-GV 6.0㎟x2¦ F-GV 6.0㎟x4¦ F-GV 6.0㎟x5¦ F-GV 6.0㎟x7¦ F-GV 6.0㎟x8¦ 통신기계실¦ UTP Cat.5E 4Px4 (영상), UTP Cat.5E 25Px1 (제어)¦ UTP Cat.5E 25Px1 (CONSOLE)¦ F-CV 3C/4.0㎟¦ 접지단자함 (AFC)¦ F-GV 50㎟x1¦ 접지단자함 (통신)¦ UTP Cat.5E 25Px1 (CCTV)¦ F-GV 50㎟x1¦ 분전반((AFC)¦ OF-SM 72Core (상선)¦ Fom: 930정거장 ¦ OF-SM 72Core (하선)¦ To: 932정거장 ¦ 출입통제 (ACU)¦ UTP Cat.5E 4Px1 (DATA)¦ F-CV 3C/4.0㎟¦ F-GV 6.0㎟x6¦ F-GV 6.0㎟x3¦ 행선안내게시기 (LSE)¦ 역무관리실¦ UTP Cat.5E 25Px1 (LSE)¦ Fom: 930정거장 ¦ To: 932정거장 ¦ F-CV 2C/10㎟¦ UTP Cat.5E 4Px1 (화재수신)¦ UTP Cat.5E 4Px1 (화재수신)¦ 지하재방송(역장치)¦ 광점퍼코드x4(FM, TV, 예비)¦ M I S(역장치)¦ 광점퍼코드x12(상위망, 하위망)¦ F-CV 3C/4.0㎟¦ F-CV 3C/4.0㎟¦ F-GV 6.0㎟x9¦ F-GV 6.0㎟x10¦ F-GV 6.0㎟x11¦ 광점퍼코드x2¦ CPEV-S 0.9x10Px2조 직통전화, 연선전화¦ CPEV-S 0.9x10Px2조 직통전화, 연선전화¦ F-GV 6.0㎟x1¦ F-GV 6.0㎟x2¦ *전송(IP-MPLS) 및 열차무선(LTE-R)의 전원 및 신호계통은 별도 도면 참조¦ *점선( ) : 철거, 실선( ) : 신설¦ OF-SM 48Core (상선)¦ From: 930정거장 ¦ OF-SM 48Core (하선)¦ OF-SM 48Core (상선)¦ OF-SM 48Core (하선)¦ To: 932정거장 ¦
| 1단계_정거장 - 복사본 | 1단계_정거장 - 복사본 | 068. T9203026-016 검사고 CIRCUIT WIRING SYSTEM DIAGRAM.dwg | INT¦ KT¦ 검수사무실¦ 통신기계실¦ 일상검수원대기실¦ 6일 검사선-1¦ 휴게실¦ 월상검수원대기실¦ 구내기관사실¦ 자재창고¦ 화장실-1,2 (남, 여)¦ 복도¦ 비품창고¦ 전자실¦ 용역사무/대기실¦ 남자탈의실, 여자탈의실¦ 화장실-3,4 (남,여)¦ 청소원사무실/대기실 (남)¦ 밧데리실¦ 필터세척실¦ 운전취급실¦ 신호기계실¦ 통합운영관리실¦ 검수사무실¦ 통신기계실¦ 전산자료실¦ 남,여화장실¦ 공조기계실¦ 교육실¦ A/S 창고¦ A/S 사무실¦ 대청소선-1¦ 3월 검사선-1¦ 침실x8¦ To: 종합관리 및 복지후생동¦ T¦ R¦ T¦ T¦ T¦ T¦ T¦ T¦ T¦ T¦ R¦ T¦ T¦ x8¦ T¦ 운전취급실¦ To: 차량기지내 CA¦ CCTV¦ CONSOLE¦ To: 종합관리 및 복지후생동¦ To: 종합관리 및 복지후생동¦ 광 S/W¦ H¦ U¦ B¦ To: 종합관리 및 복지후생동¦ x3¦ x2¦ x5¦ x2¦ x16¦ x2¦ x8¦ 인터폰¦ 모장치¦ x8¦ AMP¦ TV¦ (2D)¦ AMP¦ TV¦ (2D)¦ [대청소선 x4, 6일검사선x3]¦ x4¦ x2¦ x2¦ x2¦ x6¦ x4¦ x2¦ x4¦ x4¦ x4¦ x8¦ x2¦ x6¦ x2¦ x2¦ x2¦ x6¦ x2¦ x2¦ x4¦ x2¦ x22¦ x2¦ x2¦ x4¦ x22¦ x7¦ x7¦ x7¦ x7¦ x7¦ x7¦ x7¦ x8¦ 옥외청소선-1¦ 복도¦ 운전사령¦ 신호사령¦ 지상1층¦ 지상2층¦ 지상3층¦ x2¦ C/R¦ C/R¦ C¦ C¦ T¦ V¦ A¦ C¦ K¦ R¦ 모¦ 시¦ 계¦ 청소원사무실/대기실 (여)¦ T¦ x2¦ 통신사령¦ 복도¦ x3¦ 창고¦ x2¦ R¦ .¦ P¦ A¦ A¦ M¦ P¦ R¦ A¦ C¦ K¦ F¦ D¦ I¦ [탁상형 PAGING]¦ x8¦ x2¦ R¦ 열차¦ 무선¦ x2¦ (1,450W)¦ T¦ AMP¦ TV¦ (2D)¦ R¦ 이사장실¦ x2¦ T¦ x2¦ 부¦ (기설활용)¦ 검사고 CIRCUIT WIRING SYSTEM DIAGRAM¦ 검사고 CIRCUIT WIRING SYSTEM DIAGRAM¦ S = NONE¦ NONE¦ 차량기지¦ 차량기지¦ T¦ 9¦ 2¦ 0¦ 3¦ 0¦ 2¦ 6¦ 0¦ 1¦ 6¦ IP¦
| 1단계_정거장 - 복사본 | 1단계_정거장 - 복사본 | 021. T7001034-004 908정거장 전화설비 지하3층 신설평면도 (2_2).dwg | P¦ INT¦ \A1;22,500¦ \A1;22,500¦ \A1;26,250¦ \A1;3,750¦ \A1;7,500¦ \A1;7,500¦ \A1;7,500¦ \A1;7,500¦ \A1;7,500¦ \A1;7,500¦ \A1;7,500¦ \A1;7,500¦ \A1;7,500¦ \A1;71,250¦ \A1;22,700¦ \A1;2,400¦ \A1;7,150¦ \A1;2,400¦ \A1;1,100¦ \A1;700¦ \A1;700¦ \A1;1,100¦ 1. 일반교환기에 수용된 전화기는 IP전화기로 교체한다.¦ NOTE¦ 2. 콜폰, E/L폰, 승강장 비상통화장치도 교체한다.¦ 3. 전화 및 인터폰 구간의 배선배관은 기존활용한다.¦ 1. 음향유도기 전원은 전기콘센트를 이용한다.¦ NOTE¦ 2. 증폭기전원은 전기콘센트를 이용한다.¦ 3. 통신기계실 및 안전관리실 MAIN 분전반은 전기에서 설치한다.¦ MATCH LINE DWG No. "S1-TA-S08-DB-011-0"¦ (22) UTP Cat.5E 4Px3조 (승강장 공중전화)¦ (16) UTP Cat.5E 4Px2조 (승강장 INT)¦ (22) UTP Cat.5E 4Px3조 (승강장 공중전화)¦ (16) UTP Cat.5E 4Px2조 (승강장 INT)¦ KEY PLAN¦ \A1;7,150¦ 0-0¦ 0-0¦ 0-0¦ 0-0¦ 0-0¦ 0-0¦ 0-0¦ 0-0¦ 0-0¦ 0-0¦ 0-0¦ 0-0¦ 0-0¦ 0-0¦ 0-0¦ 0-0¦ 0-0¦ 0-0¦ 0-0¦ 0-0¦ 0-0¦ 0-0¦ 0-0¦ 0-0¦ 0-0¦ 0-0¦ 0-0¦ 0-0¦ X17¦ X18¦ X19¦ X20¦ X21¦ X22¦ X23¦ X24¦ X25¦ X26¦ Y00¦ Y04¦ Y08¦ Y03¦ Y07¦ 정화조¦ UP¦ UP¦ PSD기계실2¦ PSD기계실1¦ 레일부¦ 배수펌프실¦ (22) UTP Cat.5E 4Px3조 (승강장 INT)¦ (22) UTP Cat.5E 4Px3조 (승강장 공중전화)¦ UP TO 지하2층¦ TRAY (900x150)¦ UTP Cat.5E 4Px3조 (승강장 공중전화)¦ UTP Cat.5E 4Px3조 (승강장 INT)¦ (P16:500x500x300)¦ (P15:500x500x300)¦ (P19:500x500x300)¦ (P20:500x500x300)¦ (16) UTP Cat.5E 4Px1조 (승강장 INT)¦ (16) UTP Cat.5E 4Px1조 (승강장 INT)¦ UP TO 지하2층¦ TRAY (900x150)¦ UTP Cat.5E 4Px3조 (승강장 공중전화)¦ UTP Cat.5E 4Px3조 (승강장 INT)¦ (22) UTP Cat.5E 4Px3조 (승강장 공중전화)¦ (22) UTP Cat.5E 4Px3조 (승강장 INT)¦ (P18:500x500x300)¦ (22) UTP Cat.5E 4Px3조 (승강장 공중전화)¦ (16) UTP Cat.5E 4Px2조 (승강장 INT)¦ (P14:500x500x300)¦ (P17:300x300x200)¦ (22) UTP Cat.5E 4Px3조 (승강장 공중전화)¦ (16) UTP Cat.5E 4Px2조 (승강장 INT)¦ (16) UTP Cat.5E 4Px1조 (승강장 INT)¦ DOWN TO 승강장 PIT¦ 접지단자함¦ F-GV 50㎟x3조 (MGB)¦ 접지¦ A¦ A¦ 1. 일반교환기에 수용된 전화기는 안전관리실만 IP전화기로 교체한다.¦ NOTE¦ 2. 콜폰, E/L폰, 승강장 비상통화장치도 교체한다.¦ 3. 전화 및 인터폰 구간의 배선배관은 기존활용한다.¦ 지하철 908정거장¦ 가양¦ 증미¦ 등촌¦ 1/400¦ 908정거장 전화설비 지하3층 신설평면도(2/2)¦ S = 1/400¦ 908정거장 전화설비 지하3층 신설평면도(2/2)¦ T¦ 7¦ 0¦ 0¦ 1¦ 0¦ 3¦ 4¦ 0¦ 0¦ 4¦ (기설활용)¦
| 1단계_정거장 - 복사본 | 1단계_정거장 - 복사본 | 076. T9103066-002 902정거장 안전관리실 기기배치도 및 바닥 TRAY 설치도.dwg | \A1;7500¦ \A1;8099¦ \A1;7500¦ C/R¦ \A1;8215¦ 차량기지 부속동 구내통신설비 철거평면도 ¦ (기취고)¦ -¦ T¦ 0¦ 0¦ 0¦ 0¦ 0¦ 0¦ 0¦ 0¦ 0¦ 0¦ Equipment Schedule¦ 1¦ 번 호¦ 장 비 명¦ 규 격 (W x D x H)¦ 행선안내¦ 1200x750x1000¦ 설비자동제어반¦ 화재탐지반¦ 조명제어반¦ CCTV 및 통신종합집중관리반¦ PSD 제어반¦ SMS¦ PRINTER¦ 종합집중관리 설비 콘솔1¦ 종합집중관리 설비 콘솔2¦ 1000x600x1600¦ 1800x600x1600¦ 600x600x1600¦ 2652x600x1600¦ 800x800x2000¦ 650x800x1000¦ 700x800x750¦ 600x600x1600¦ 600x600x1600¦ 6¦ 5¦ 4¦ 3¦ 2¦ 10¦ 9¦ 8¦ 7¦ X03¦ X02¦ X01¦ 종합집중관리¦ 설비 콘솔1¦ 종합집중관리¦ 설비 콘솔2¦ CCTV 및 통신종합집중관리반¦ PSD 제어반¦ 행선안내¦ 행선안내¦ SMS¦ PRINTER¦ 조명제어반¦ 설비자동제어반¦ 화재탐지반¦ TRAY (300x100)¦ 발매기실¦ 편의점¦ SMS¦ 행선안내¦ 행선안내¦ CCTV 및 통신종합집중관리반¦ X00¦ TRAY (300x100)¦ \pi163;{\C0;UTP 50P}¦ \pi163;{\C0;UTP 25P}¦ \pi49.321;{\C0;접지단자함}¦ 환불기¦ 조명제어반¦ PSD제어반¦ (LSE 1)¦ (LSE 2)¦ \A1;2,540¦ \A1;900¦ \A1;950¦ \A1;750¦ \A1;620¦ \A1;500¦ 902정거장 안전관리실 기기배치도 및 바닥 TRAY 설치도¦ S = 1/100¦ 902정거장 안전관리실 기기배치도 및 바닥¦ 1 / 100¦ 지하철 902정거장¦ 개화¦ 김포공항¦ 공항시장¦ TRAY 설치도¦ T¦ 9¦ 1¦ 0¦ 3¦ 0¦ 6¦ 6¦ 0¦ 0¦ 2¦ \A1;7500¦
| 1단계_정거장 - 복사본 | 1단계_정거장 - 복사본 | 019. T7001034-002 911정거장 전화설비 지하1,2층 신설평면도 (2_2).dwg | INT¦ \A1;14,000¦ \A1;6,500¦ \A1;7,500¦ \A1;7,500¦ \A1;28,000¦ \A1;14,000¦ \A1;6,500¦ \A1;5,630¦ \A1;8,370¦ \A1;5,630¦ \A1;28,000¦ \A1;8,370¦ \A1;3,750¦ \A1;7,500¦ \A1;7,500¦ \A1;5,000¦ \A1;5,000¦ \A1;5,000¦ \A1;5,000¦ \A1;5,000¦ \A1;5,000¦ \A1;5,000¦ \A1;5,000¦ \A1;5,000¦ \A1;7,500¦ \A1;7,500¦ \A1;30,000¦ \A1;20,000¦ \A1;7,330¦ \A1;7,330¦ \A1;500¦ \A1;3,880¦ \A1;7,830¦ \A1;3,880¦ \A1;7,830¦ \A1;23,420¦ \A1;500¦ 1. 일반교환기에 수용된 전화기는 IP전화기로 교체한다.¦ NOTE¦ 2. 콜폰, E/L폰, 승강장 비상통화장치도 교체한다.¦ 3. 전화 및 인터폰 구간의 배선배관은 기존활용한다.¦ MATCH LINE DWG No. "S1-TA-S11-DB-009-0"¦ (16) 인터폰선 0.6x2Px4조 (INT)¦ (16) UTP Cat.5E 4Px2조 (용역원대기실)¦ (16) UTP Cat.5E 4Px2조 (이동통신기계실)¦ A¦ UTP Cat.5E 4Px3조 (대합실 공중전화)¦ TRAY (300x100)¦ UTP Cat.5E 4Px2조 (공조기계실2)¦ UTP Cat.5E 4Px3조 (편의점)¦ B¦ (22) UTP Cat.5E 4Px3조 (대합실 공중전화)¦ 1. 음향유도기 전원은 전기콘센트를 이용한다.¦ NOTE¦ 2. 증폭기전원은 전기콘센트를 이용한다.¦ 3. 통신기계실 및 안전관리실 MAIN 분전반은 전기에서 설치한다.¦ (22) UTP Cat.5E 4Px3조 (대합실 공중전화)¦ (16) 인터폰선 0.6x2Px4조 (INT)¦ KEY PLAN¦ X12¦ X13¦ X14¦ X15¦ X16¦ Y-08¦ Y-07¦ Y-06¦ Y-05¦ Y-04¦ Y-03¦ OPEN¦ DN¦ 내부계단¦ 홀¦ 외부엘리베이터1¦ Y00¦ Y01¦ Y03¦ Y05¦ Y06¦ 28,750¦ 78,750¦ X15¦ X16¦ X17¦ X18¦ X19¦ X20¦ X21¦ X22¦ X23¦ X24¦ X25¦ X26¦ X27¦ X28¦ UP¦ DN¦ DN¦ 물탱크실¦ 공조기계실2¦ 편의점¦ 대 합 실¦ 이동통신기계실¦ 용역원대기실¦ 발매기실¦ 외부출입구2¦ UP¦ 방범셔터¦ 지상E/L¦ x2¦ x2 ¦ x2¦ x2 ¦ x2 ¦ (P11:200x200x100)¦ (P12:200x200x100)¦ UTP 25P¦ [TB No.4]¦ (16) UTP Cat.5E 4Px2조 (공조기계실2)¦ UTP Cat.5E 4Px2조 (공조기계실2)¦ TRAY (300x100)¦ (16) UTP Cat.5E 4Px3조 (편의점)¦ (16) UTP Cat.5E 4Px2조 (임대상가)¦ (16) 인터폰선 0.6x2Px4조 (INT)¦ DOWN TO CP PANEL¦ (16) UTP Cat.5E 4Px2조 (용역원대기실)¦ A¦ 공중전화¦ B¦ 지하1층 평면도¦ C¦ C¦ (16) 인터폰선 0.6x2Px4조 (INT)¦ (기계분야 인터폰 모장치)¦ (P13:300x300x200)¦ (36) UTP Cat.5E 25Px2조 (임대상가)¦ DOWN TO 지하2층¦ (16) 인터폰선 0.6x2Px5조 (INT)¦ DOWN TO CP PANEL¦ UTP 25P¦ [TB No.6]¦ UTP 25P¦ [TB No.5]¦ (P14:300x300x200)¦ (P15:300x300x200)¦ (P16:200x200x100)¦ (28) UTP Cat.5E 25Px1조 (임대상가)¦ x2¦ x2¦ (16) UTP Cat.5E 4Px2조 (임대상가)¦ (36) UTP Cat.5E 25Px2조 (임대상가)¦ (16) UTP Cat.5E 4Px2조 (임대상가)¦ (16) UTP Cat.5E 4Px2조 (임대상가)¦ 인터폰선 0.6x2Px9조 (INT)¦ UTP Cat.5E 4Px2조 (용역원대기실)¦ UTP Cat.5E 4Px2조 (이동통신기계실)¦ 지상E/L¦ (16) 인터폰선 0.6x2Px4조 (INT)¦ 4-21~24¦ 4-25~28¦ 4-41~44¦ 4-45~48¦ 5-1~4¦ 5-5~8¦ 4-31~34¦ 4-35~38¦ 4-1~4¦ 4-5~8¦ V1.2¦ V1.2¦ D¦ D¦ 외부출입구3¦ 임대상가1¦ 임대상가3¦ 1. 일반교환기에 수용된 전화기는 안전관리실만 IP전화기로 교체한다.¦ NOTE¦ 2. 콜폰, E/L폰, 승강장 비상통화장치도 교체한다.¦ 3. 전화 및 인터폰 구간의 배선배관은 기존활용한다.¦ 지하철 911정거장¦ 염창¦ 신목동¦ 선유도¦ 1/400¦ 911정거장 전화설비 지하1,2층 신설평면도(2/2)¦ S = 1/400¦ 911정거장 전화설비 지하1,2층 신설평면도(2/2)¦ T¦ 7¦ 0¦ 0¦ 1¦ 0¦ 3¦ 4¦ 0¦ 0¦ 2¦ (기설활용)¦ P¦
| 1단계_정거장 - 복사본 | 1단계_정거장 - 복사본 | 009. T1001026-005 917정거장 CCTV,TDI,시계설비 CABLE WIRING DIAGRAM.dwg | 901정거장 CCTV,TDI,시계설비 CABLE WIRING DIAGRAM¦ S = NONE¦ 901정거장 CCTV,TDI,시계설비 CABLE WIRING¦ DIAGRAM¦ FR-CV 3C/4.0㎟x1조 (대합실게시기 POWER), ,UTP Cat.5E 4Px4조 (대합실게시기)¦ FR-CV 3C/4.0㎟, OF-SM-8C(난연)¦ 통신기계실¦ ELE-4 (지상층)¦ 안전관리실¦ CONSOLE DESK¦ ELE-3 (대합실)¦ ELE-2 (지상층)¦ ELE-1 (대합실)¦ ELE-5 (대합실)¦ ELE-6 (대합실)¦ ES-1 (외부계단출입구)¦ ES-2 (외부계단출입구)¦ ES-3 (외부계단출입구)¦ ES-4 (외부계단출입구)¦ ES-5 (외부계단출입구)¦ ES-6 (외부계단출입구)¦ ES-7 (대합실)¦ ES-10 (대합실)¦ T-2 (화장실.여)¦ P-1 (승강장)¦ P-3 (승강장)¦ P-4 (승강장)¦ AGM-2 (대합실)¦ ATVM-1 (대합실)¦ C-1 ( (대합실)¦ COMM-1 (통신기계실)¦ 안전관리실¦ 대합실¦ ELEC-1 (전기실)¦ UTP Cat.5E 4Px4조(신설)¦ UTP Cat.5E 25Px1조(신설)¦ FR-CV 3C/4.0㎟x1조 (TDI POWER), OF-MM-12Core(난연)x1조 (TDI) : (기존활용)¦ FR-CV 3C/4.0㎟x1조 (TDI POWER), OF-MM-12Core(난연)x1조 (TDI) : (기존활용)¦ FR-CV 3C/4.0㎟x1조 (TDI POWER), OF-MM-12Core(난연)x1조 (TDI) : (기존활용)¦ FR-CV 3C/4.0㎟x1조 (TDI POWER), OF-MM-12Core(난연)x1조 (TDI) : (기존활용)¦ UTP Cat.5E 4Px2조 (CLOCK)(신설)¦ UTP Cat.5E 4Px2조 (CLOCK)(신설), HIV 2.5㎟x2조 (CLOCK POWER)(기존활용)¦ x2¦ P-2 (승강장)¦ OF-SM-4C, F-CV 3C/2.5㎟ (공간화상)¦ OF-SM-4C, F-CV 3C/2.5㎟ (공간화상)¦ 발매기실¦ ES-8 (대합실)¦ ES-9 (대합실)¦ AGM-3 (대합실)¦ ATVM-2 (대합실)¦ C-2 ( (대합실)¦ 용역원대기실¦ L¦ S¦ E¦ ELE-7 (승강장)¦ ELE-8 (승강장)¦ T-3 (화장실.여)¦ T-1 (화장실.여)¦ AGM-1 (대합실)¦ AGM-4 (대합실)¦ 공간화상¦ (차량기지방향)¦ 공간화상¦ (강남방향)¦ C¦ C¦ T¦ M¦ A¦ T¦ R¦ V¦ R¦ A¦ C¦ K¦ I¦ X¦ 시계¦ 부모¦ FR-CV 3C/4.0㎟x1조 (출입구게시기 POWER)(기존활용), OF-MM-8Core(난연)x2조 (출입구게시기) (신설)¦ FR-CV 3C/4.0㎟x1조 (출입구게시기 POWER)(기존활용), OF-MM-8Core(난연)x2조 (출입구게시기) (신설)¦ FR-CV 3C/4.0㎟x1조 (출입구게시기 POWER)(기존활용), OF-MM-8Core(난연)x2조 (출입구게시기) (신설)¦ 기설치 카메라¦ UTP Cat.5e4P(신설)¦ UTP Cat.5e4P(신설)¦ UTP Cat.5e4P(신설)¦ UTP Cat.5e4P(신설)¦ UTP Cat.5e4P(신설)¦ UTP Cat.5e4P(신설)¦ UTP Cat.5e4P(신설)¦ UTP Cat.5e4P(신설)¦ UTP Cat.5e4P(신설)¦ UTP Cat.5e4P(신설)¦ UTP Cat.5e4P(신설)¦ UTP Cat.5e4P(신설)¦ UTP Cat.5e4P(신설)¦ UTP Cat.5e4P(신설)¦ UTP Cat.5e4P(신설)¦ UTP Cat.5e4P(신설)¦ UTP Cat.5e4P(신설)¦ UTP Cat.5e4P(신설)¦ UTP Cat.5e4P(신설)¦ UTP Cat.5e4P(신설)¦ UTP Cat.5e4P(신설)¦ UTP Cat.5e4P(신설)¦ UTP Cat.5e4P(신설)¦ FR-CV 3C/4.0㎟x1조 (대합실게시기 POWER), UTP Cat.5E 4Px4조 (대합실게시기) : (기존활용)¦ FR-CV 3C/4.0㎟x1조 (대합실게시기 POWER), UTP Cat.5E 4Px4조 (대합실게시기) : (기존활용)¦ FR-CV 3C/4.0㎟, OF-SM-8C(난연)(신설)¦ FR-CV 3C/4.0㎟, OF-SM-8C(난연)(신설)¦ FR-CV 3C/4.0㎟, OF-SM-8C(난연)(신설)¦ FR-CV 3C/4.0㎟, OF-SM-8C(난연)(신설)¦ FR-CV 3C/4.0㎟, OF-SM-8C(난연)(신설)¦ FR-CV 3C/4.0㎟, OF-SM-8C(난연)(신설)¦ FR-CV 3C/4.0㎟, OF-SM-8C(난연)(신설)¦ FR-CV 3C/4.0㎟, OF-SM-8C(난연)(신설)¦ FR-CV 3C/4.0㎟, OF-SM-8C(난연)(신설)¦ FR-CV 3C/4.0㎟, OF-SM-8C(난연)(신설)¦ FR-CV 3C/4.0㎟, OF-SM-8C(난연)(신설)¦ UTP Cat.5e4P(신설)¦ FR-CV 3C/4.0㎟, OF-SM-8C(난연)(신설)¦ 통신기계실¦ ELE-4 (지상층)¦ 안전관리실¦ CONSOLE DESK¦ ELE-3 (대합실)¦ ELE-2 (지상층)¦ ELE-1 (대합실)¦ ELE-5 (대합실)¦ ELE-6 (대합실)¦ ES-1 (외부계단출입구)¦ ES-2 (외부계단출입구)¦ ES-3 (외부계단출입구)¦ ES-4 (외부계단출입구)¦ ES-5 (외부계단출입구)¦ ES-6 (외부계단출입구)¦ ES-7 (대합실)¦ ES-10 (대합실)¦ T-2 (화장실.여)¦ P-1 (승강장)¦ P-3 (승강장)¦ P-4 (승강장)¦ AGM-2 (대합실)¦ ATVM-1 (대합실)¦ C-1 ( (대합실)¦ COMM-1 (통신기계실)¦ 안전관리실¦ 대합실¦ ELEC-1 (전기실)¦ UTP Cat.5E 4Px4조(신설)¦ UTP Cat.5E 25Px1조(신설)¦ x2¦ P-2 (승강장)¦ OF-SM-4C, F-CV 3C/2.5㎟ (공간화상)(철거)¦ OF-SM-4C, F-CV 3C/2.5㎟ (공간화상)(철거)¦ 발매기실¦ ES-8 (대합실)¦ ES-9 (대합실)¦ AGM-3 (대합실)¦ ATVM-2 (대합실)¦ C-2 ( (대합실)¦ 용역원대기실¦ L¦ S¦ E¦ ELE-7 (승강장)¦ ELE-8 (승강장)¦ T-3 (화장실.여)¦ T-1 (화장실.여)¦ AGM-1 (대합실)¦ AGM-4 (대합실)¦ 공간화상¦ (차량기지방향)¦ 공간화상¦ (강남방향)¦ C¦ C¦ T¦ M¦ A¦ T¦ R¦ V¦ R¦ A¦ C¦ K¦ I¦ X¦ 기설치 카메라¦ UL 2919-AMESB 24AWG 4Px1조 (TDI), FR-CV 3C/4.0㎟x1조 (TDI POWER), OF-MM-12Core(난연)x1조 (TDI), UTP Cat.5E 4Px2조 (TDI):기존활용¦ UL 2919-AMESB 24AWG 4Px1조 (TDI), FR-CV 3C/4.0㎟x1조 (TDI POWER), OF-MM-12Core(난연)x1조 (TDI), UTP Cat.5E 4Px2조 (TDI):기존활용¦ UL 2919-AMESB 24AWG 4Px1조 (TDI), FR-CV 3C/4.0㎟x1조 (TDI POWER), OF-MM-12Core(난연)x1조 (TDI), UTP Cat.5E 4Px2조 (TDI):기존활용¦ UL 2919-AMESB 24AWG 4Px1조 (TDI), FR-CV 3C/4.0㎟x1조 (TDI POWER), OF-MM-12Core(난연)x1조 (TDI), UTP Cat.5E 4Px2조 (TDI):기존활용¦ 승강장모니터(상선)¦ 승강장모니터(하선)¦ FR-CV 3C/4.0㎟(신설), OF-SM-8C(난연)(신설)¦ FR-CV 3C/4.0㎟(신설), OF-SM-8C(난연)(신설)¦ FR-CV 3C/4.0㎟x1조 (출입구 게시기 POWER), UTP Cat.5E4Px2조 (출입구게시기)(철거)¦ FR-CV 3C/4.0㎟x1조 (출입구 게시기 POWER), UTP Cat.5E4Px2조 (출입구게시기)(철거)¦ 스위치¦ L2¦ HIV 1.5㎟x2조 (CLOCK)(철거), HIV 2.5㎟x2조 (CLOCK POWER)(철거)¦ HIV 1.5㎟x2조 (CLOCK)(철거)¦ ECX 5C-2V(기존활용)¦ ECX 5C-2V(기존활용)¦ ECX 5C-2V(기존활용)¦ ECX 5C-2V(기존활용)¦ ECX 5C-2V(기존활용)¦ ECX 5C-2V(기존활용)¦ ECX 5C-2V(기존활용)¦ ECX 5C-2V(기존활용)¦ ECX 5C-2V(기존활용)¦ ECX 5C-2V(기존활용)¦ ECX 5C-2V(기존활용)¦ ECX 5C-2V(기존활용)¦ ECX 5C-2V(기존활용)¦ ECX 5C-2V(기존활용)¦ ECX 5C-2V(기존활용)¦ ECX 5C-2V(기존활용)¦ ECX 5C-2V(기존활용)¦ ECX 5C-2V(기존활용)¦ ECX 5C-2V(기존활용)¦ ECX 5C-2V(기존활용)¦ ECX 5C-2V(기존활용)¦ ECX 5C-2V(기존활용)¦ ECX 5C-2V(기존활용)¦ ECX 5C-2V(기존활용)¦ ECX 5C-2V(기존활용)¦ ECX 5C-2V(기존활용)¦ ECX 5C-2V(기존활용)¦ ECX 5C-2V(기존활용)¦ ECX 5C-2V(기존활용)¦ ECX 5C-2V(기존활용)¦ ECX 5C-2V(기존활용)¦ ECX 5C-2V(기존활용)¦ ECX 5C-2V(기존활용)¦ ECX 5C-2V(기존활용)¦ ECX 5C-2V(기존활용)¦ ECX 5C-2V(기존활용)¦ FR-CV 3C/4.0㎟x1조 (대합실 게시기 POWER)(기존활용), OF-SM-8Core(난연)x2조 (대합실게시기)(신설)¦ FR-CV 3C/4.0㎟x1조 (대합실 게시기 POWER)(기존활용), OF-SM-8Core(난연)x2조 (대합실게시기)(신설)¦ FR-CV 3C/4.0㎟x1조 (대합실 게시기 POWER)(기존활용), OF-SM-8Core(난연)x2조 (대합실게시기)(신설)¦ 917정거장 CCTV,TDI,시계설비 CABLE WIRING DIAGRAM¦ S = NONE¦ 지하철 917정거장¦ 샛강¦ 노량진¦ 노들¦ 917정거장 CCTV,TDI, 시계설비 ¦ NONE¦ T¦ 1¦ 0¦ 0¦ 1¦ 0¦ 2¦ 6¦ 0¦ 0¦ 5¦ CABLE WIRING DIAGRAM¦ 서 울 시 메 트 로 9 호 선 주 식 회 사¦ SEOUL METRO LINE9 Corporation¦
| 1단계_정거장 - 복사본 | 1단계_정거장 - 복사본 | 064. T7005034-021 902정거장 CCTV,TDI,시계설비 지하3층철거평면도(3-3).dwg | INT¦ KEY PLAN¦ 1. 일반교환기에 수용된 전화기는 IP전화기로 교체한다.¦ NOTE¦ 2. 콜폰, E/L폰, 승강장 비상통화장치도 교체한다.¦ 3. 전화 및 인터폰 구간의 배선배관은 기존활용한다.¦ ~¦ 902정거장 CCTV,TDI,시계설비 지하1층 철거평면도(1/3)¦ 902정거장 CCTV,TDI,시계설비 지하1층 ¦ 철거평면도(1/3)¦ ES.DN¦ ES.UP¦ ES.UP¦ ES.DN¦ ES.DN¦ ES.UP¦ ES.UP¦ ES.DN¦ DN¦ DN¦ UP¦ UP¦ UP¦ PS¦ PS¦ 도심방향¦ PS¦ PS¦ EPS¦ PS¦ PS¦ DN¦ UP¦ ST¦ ST¦ ST¦ ST¦ 14¦ X¦ X¦ 15¦ X¦ 14¦ 26¦ X¦ 25¦ X¦ 24¦ X¦ 23¦ X¦ 22¦ X¦ 21¦ X¦ 20¦ X¦ 19¦ X¦ 18¦ X¦ 17¦ X¦ 16¦ X¦ 창고-3¦ 발매기실/매표소-2¦ 발매기실/매표소-1¦ 대 합 실¦ 7500¦ 7500¦ 7500¦ 7500¦ 7500¦ 7500¦ 7500¦ 7500¦ 7500¦ 7500¦ 7500¦ 7500¦ P¦ M¦ G¦ M¦ PB(200X200X100)¦ P¦ P¦ PB(100X100X100)¦ PB(100X100X100)¦ (22)CV 3.5 /2C(TDI POW)¦ (16)UTP CAT.5 4P(TDI POW)¦ P¦ G¦ A¦ PB(500X500X300)¦ P¦ PB(500X500X300)¦ P¦ PB(500X500X300)¦ P¦ P¦ C¦ AMP¦ DOWN TO B4¦ C¦ E¦ E¦ G ¦ PB(500X500X300)¦ C¦ PB(500X500X300)¦ I¦ C¦ C¦ B¦ D¦ P¦ P¦ PB(400X400X300)¦ PB(400X400X300)¦ F ¦ P¦ P¦ PB(400X400X300)¦ PB(500X500X300)¦ C¦ (36)CV 3.5 /2CX2(C.POW)¦ (16)5C-2V(CCTV)¦ H¦ P¦ PB(500X500X300)¦ (16)IV 1.2X4(CL)(철거)¦ AMP¦ DOWN TO B2¦ K¦ 25P¦ 25P¦ C¦ (36)CV 3.5 /3CX2(C.POW)¦ (16)5C-2V(CCTV)¦ DOWN TO B4¦ J¦ (16)HIV1.2X2¦ (16)HIV1.2X4¦ (16)HIV1.2X6¦ C¦ F ¦ (16)IV1.2X4¦ OFSM 4COREx2¦ F-GV 14 x2¦ F-CV 2.0 /2Cx2¦ 광복합케이블2조(통신TRAY):해외지급분¦ 승강장하부 TRAY이용(해외시공)¦ OFSM 4COREx2¦ F-GV 14 x2¦ F-CV 2.0 /2Cx2¦ 승강장하부 TRAY이용(해외시공)¦ DOWN TO B4F 발매기실¦ UTP CAT.5 4Px2조¦ UTP CAT.5 4Px4조¦ C/R¦ C¦ P¦ 승강장1¦ 승강장2¦ 승강장3¦ 게이트1¦ 매표소2¦ E/S-3¦ (28)5C-2VX3(CCTV)¦ (42)5C-2VX9(CCTV)¦ (36)CV 3.5 /2CX2(C.POW)(철거)¦ (36)CV 3.5 /2CX2(C.POW)(철거)¦ (28)5C-2VX3(CCTV)¦ (42)5C-2VX9(CCTV)¦ (36)CV 3.5 /2CX2(C.POW)(철거)¦ (36)CV 3.5 /2CX2(C.POW)(철거)¦ (28)5C-2VX3(CCTV)¦ (42)5C-2VX8(CCTV)¦ (36)CV 3.5 /2CX2(C.POW)(철거)¦ (36)CV 3.5 /2CX2(C.POW)(철거)¦ (22)5C-2VX2(CCTV)¦ (42)5C-2VX7(CCTV)¦ (22)CV 3.5 /2C(C.POW)(철거)¦ (36)CV 3.5 /2CX2(C.POW)(철거)¦ 5C-2VX2(CCTV)¦ 5C-2VX6(CCTV)¦ CV 3.5 /2C(C.POW)(철거)¦ CV 3.5 /2C(C.POW)(철거)¦ (22)CV 3.5 /2C(C.POW)(철거)¦ (16)5C-2V(CCTV)¦ (22)CV 3.5 /2C(C.POW)(철거)¦ (16)5C-2V(CCTV)¦ (22)CV 3.5 /2C(C.POW)(철거)¦ (16)5C-2V(CCTV)¦ (16)UTP CAT.5 4PX2(INT)¦ (16)IV1.2X2(CL)(철거)¦ (16)HIV1.2X7(SP)¦ (22)5C-2VX2(MONITOR)¦ (22)CPEV 5P/.65(M.CON)¦ (22)CV 3.5 /2C(M.POW)¦ (42)UTP CAT.5 25PX3(9호선 매표소 B3-2,B4-1,2)¦ (22)UTP CAT.5 4PX3(TDI 정보)¦ (36)CV 3.5 /2CX3(TDI POW)¦ (22)CPEV 5P/.65(KP)¦ (22)VCT 2.0 /2C(KP POW)¦ (28)UTP CAT.5 25P(공중전화 B4)¦ A¦ (16)IV1.2X2(CL)(철거)¦ (16)HIV1.2X3(SP)¦ (22)CPEV 5P/.65(KP)¦ (16)UTP CAT.5 4P(TDI 정보)¦ (22)CV 3.5 /2C(TDI POW)¦ (22)VCT 2.0 /2C(KP POW)¦ B¦ (16)UTP CAT.5 4PX2(INT)¦ (16)IV1.2X2(CL)(철거)¦ (16)HIV1.2X7(SP)¦ (22)5C-2VX2(MONITOR)¦ (22)CPEV 5P/.65(M.CON)¦ (22)CV 3.5 /2C(M.POW)¦ (16)UTP CAT.5 25PX2(9호선 매표소 B3-2,B4-1,2)¦ (22)UTP CAT.5 4PX2(TDI 정보)¦ (36)CV 3.5 /2CX2(TDI POW)¦ (22)CPEV 5P/.65(KP)¦ (22)VCT 2.0 /2C(KP POW)¦ (28)UTP CAT.5 25P(공중전화 B4)¦ C¦ (16)IV1.2X2(CL)(철거)¦ (16)HIV1.2X3(SP)¦ (22)CPEV 5P/.65(KP)¦ (16)UTP CAT.5 4PX2(TDI 정보)¦ (22)VCT 2.0 /2C(KP POW)¦ (36)CV 3.5 /2CX2(TDI POW)¦ D¦ (16)UTP CAT.5 4PX2(INT)¦ (16)IV1.2X2(CL)(철거)¦ (16)HIV1.2X7(SP)¦ (22)5C-2VX2(MONITOR)¦ (22)CPEV 5P/.65(M.CON)¦ (22)CV 3.5 /2C(M.POW)¦ (42)UTP CAT.5 25PX3(9호선 매표소 B3-2,B4-1,2)¦ (16)UTP CAT.5 4PX2(TDI 정보)¦ (36)CV 3.5 /2CX2(TDI POW)¦ (22)CPEV 5P/.65(KP)¦ (22)VCT 2.0 /2C(KP POW)¦ (28)UTP CAT.5 25P(공중전화 B4)¦ E¦ (16)IV1.2X2(CL)(철거)¦ (16)HIV1.2X3(SP)¦ (22)CPEV 5P/.65(KP)¦ (16)UTP CAT.5 4PX2(TDI 정보)¦ (22)VCT 2.0 /2C(KP POW)¦ (36)CV 3.5 /2CX2(TDI POW)¦ F¦ (16)UTP CAT.5 4PX2(INT)¦ (16)IV1.2X2(CL)(철거)¦ (16)HIV1.2X7(SP)¦ (22)5C-2VX2(MONITOR)¦ (22)CPEV 5P/.65(M.CON)¦ (22)CV 3.5 /2C(M.POW)¦ (42)UTP CAT.5 25PX3(9호선 매표소 B3-2,B4-1,2)¦ (16)UTP CAT.5 4PX2(TDI 정보)¦ (36)CV 3.5 /2CX2(TDI POW)¦ (22)CPEV 5P/.65(KP)¦ (22)VCT 2.0 /2CX2(KP POW)¦ (28)UTP CAT.5 25P(공중전화 B4)¦ G¦ (16)IV1.2X2(CL)(철거)¦ (16)HIV1.2X3(SP)¦ (22)5C-2VX2(MONITOR)¦ (22)CPEV 5P/.65(KP)¦ (22)VCT 2.0 /2CX2(KP POW)¦ (22)CPEV 5P/.65(M CON)¦ (22)CV 3.5 /2C(M.POW)¦ (16)UTP CAT.5 4PX2(TDI 정보)¦ (36)CV 3.5 /2CX2(TDI POW)¦ H¦ HIV1.2X7(SP)¦ DOWN TO B4¦ UTP CAT.5 25P(공중전화 B4)¦ UTP CAT.5 4PX2(INT)¦ 5C-2VX2(MONITOR)¦ CPEV 5P/.65(M.CON)¦ CV 3.5 /2C(M.POW)¦ IV1.2X2(CL)(철거)¦ UTP CAT.5 25PX2(9호선 매표소 B4-1,2)¦ UTP CAT.5 4PX2(TDI 정보)¦ CV 3.5 /2CX2(TDI POW)¦ CPEV 5P/.65(KP)¦ VCT 2.0 /2C(KP POW)¦ I¦ DUCT(450X100)¦ HIV1.2X7(SP)¦ UTP CAT.5 4PX3(INT)¦ 5C-2VX2(MONITOR)¦ CPEV 5P/.65(M.CON)¦ CV 3.5 /2C(M.POW)¦ IV1.2X2(CL)(철거)¦ UTP CAT.5 4PX2(TDI 정보)¦ CV 3.5 /2CX2(TDI POW)¦ CPEV 5P/.65(KP)¦ VCT 2.0 /2C(KP POW)¦ J¦ DOWN TO B4¦ DUCT(450X100)¦ HIV1.2X14(SP)¦ UTP CAT.5 4PX3(INT)¦ 5C-2VX4(MONITOR)¦ CPEV 5P/.65(M.CON)¦ CV 3.5 /2CX2(M.POW)¦ IV1.2X2(CL)(철거)¦ UTP CAT.5 4PX4(TDI 정보)¦ CV 3.5 /2CX4(TDI POW)¦ CPEV 5P/.65X2(KP)¦ VCT 2.0 /2CX2(KP POW)¦ K¦ UP TO B2¦ DUCT(600X100)¦ (철거)¦ (철거)¦ (철거)¦ 지하철 902정거장¦ 김포공항¦ 공항시장¦ 1/400¦ S = 1/400¦ 개화¦ 902정거장 CCTV,TDI,시계설비 지하3층 철거평면도(3/3)¦ 902정거장 CCTV,TDI,시계설비 지하3층 ¦ 철거평면도(3/3)¦ T¦ 7¦ 0¦ 0¦ 5¦ 0¦ 3¦ 4¦ 0¦ 2¦ 1¦ CCTV(기존동축활용)¦ P¦
| 1단계_정거장 - 복사본 | 1단계_정거장 - 복사본 | 039. T4009934-002 904정거장 종합무선중계설비 지하2층 평면도.dwg | P¦ 2D¦ UP¦ UP¦ UP¦ UP¦ UP¦ UP¦ UP¦ UP¦ 공조기계실-2¦ 승 강 장¦ 승 강 장¦ 정화조¦ 창 고¦ 창 고¦ PSD 기계실¦ PSD 기계실¦ 승 강 장¦ 승 강 장¦ HFC-12D-FR (신설)¦ HFC-12D-FR (신설)¦ HFC-12D-FR (신설)¦ HFC-12D-FR (신설)¦ 2D¦ 2D¦ (16) UTP Cat.5E 4Px1조(라디오송수신제어)¦ UTP Cat.5E 4Px1조(라디오송수신제어)¦ TRAY (900x150)¦ UP TO 지하1층¦ P¦ ANTENNA¦ 라디오송수신제어¦ UTP Cat.5E 4Px1조(라디오송수신제어)¦ ANTENNA¦ 라디오송수신제어¦ (16) UTP Cat.5E 4Px1조(라디오송수신제어)¦ Y05¦ Y03¦ Y01¦ Y04¦ Y02¦ Y00¦ Y-01¦ X09¦ X08¦ 195,880¦ 149,700¦ 7,500¦ 7,500¦ 7,500¦ 7,500¦ 7,500¦ 7,500¦ 7,500¦ 7,500¦ 7,500¦ 7,500¦ 7,500¦ 7,500¦ 7,500¦ 7,500¦ 7,500¦ 7,500¦ 7,500¦ 7,500¦ 7,500¦ 7,200¦ X22¦ X21¦ X20¦ X19¦ X18¦ X17¦ X16¦ X15¦ X14¦ X13¦ X12¦ X11¦ X10¦ X09¦ X08¦ X07¦ X06¦ X05¦ X04¦ X03¦ X02¦ X01¦ X00¦ X-01¦ X-02¦ X-03¦ S = 1 / 600¦ 904 정거장 열차무선설비 지하2층 평면도¦ (P10:100x100x100)¦ TO : 905정거장¦ TO : 903정거장¦ 광대역 (복합통신)¦ RFCL 42D¦ 광대역 (복합통신)¦ RFCL 42D¦ HFC-22D-FR (승강장 복합통신)¦ TRAY (900x150)¦ UP TO 지하1층¦ (ELP 50㎜) HFC-22D-FR¦ P¦ HFC-12D-FR (신설)¦ 904 정거장 열차무선설비 지하2층 평면도¦ 1/600¦ 공항시장¦ 신방화¦ 마곡나루¦ T¦ 4¦ 0¦ 0¦ 9¦ 9¦ 3¦ 4¦ 0¦ 0¦ 2¦ -¦ T¦ 0¦ 0¦ 0¦ 0¦ 0¦ 0¦ 0¦ 0¦ 0¦ 0¦ \A1;48000¦ \A1;12600¦ \A1;11400¦ \A1;22800¦ \A1;11400¦ \A1;12600¦ \A1;9620¦ \A1;1061¦ \A1;46180¦ \A1;5680¦ \A1;10681¦ \A1;11638¦ \A1;10681¦ \A1;7500¦ 공항시장¦ 신방화¦ 마곡나루¦ T¦ 0¦ 0¦ 0¦ 0¦ 0¦ 0¦ 0¦ 0¦ 0¦ 0¦
| 1단계_정거장 - 복사본 | 1단계_정거장 - 복사본 | 053. T7005034-010 913정거장 CCTV,TDI,시계설비 지하2층 철거평면도 (1_3).dwg | P¦ \A1;21,370¦ \A1;6,750¦ \A1;7,800¦ \A1;6,820¦ \A1;11,000¦ \A1;5,500¦ \A1;5,500¦ \A1;7,500¦ \A1;7,500¦ \A1;7,500¦ \A1;7,500¦ \A1;7,500¦ \A1;7,500¦ \A1;7,500¦ \A1;7,500¦ \A1;3,481¦ \A1;85,481¦ L¦ C/R¦ MATCH LINE DWG No. "S1-TA-S13-DB-026-0"¦ (16) ECX 5C-2Vx1조 (CAMERA)(기존활용)¦ UP TO 2호선 환승 E/L¦ A¦ UP TO 통신기계실¦ TRAY (900x150)¦ ECX 5C-2Vx28조 (CAMERA)(기존활용)¦ HIV 2.5㎟x2조 (CL POWER)(철거)¦ UTP Cat.5E 25Px1조 (CONSOLE)¦ UTP Cat.5E 4Px4조 (CONSOLE)¦ B¦ TRAY (300x100)¦ ECX 5C-2Vx27조 (CAMERA)(기존활용)¦ HIV 2.5㎟x2조 (CL POWER)(철거)¦ UTP Cat.5E 25Px1조 (CONSOLE)¦ UTP Cat.5E 4Px4조 (CONSOLE)¦ C¦ TRAY (300x100)¦ ECX 5C-2Vx23조 (CAMERA)(기존활용)¦ HIV 2.5㎟x2조 (CL POWER)(철거)¦ UTP Cat.5E 25Px1조 (CONSOLE)¦ UTP Cat.5E 4Px4조 (CONSOLE)¦ (16) HIV 2.5㎟x4조 (CL POWER)(철거)¦ KEY PLAN¦ X01¦ X02¦ X03¦ X04¦ X05¦ X06¦ X07¦ X08¦ X09¦ X10¦ X11¦ X12¦ Y00¦ Y02¦ Y05¦ Y07¦ Y01¦ Y03¦ Y06¦ Y04¦ 2호선 교각¦ 2호선 교각¦ 물탱크실¦ CO2실¦ 전기실¦ 공조기계실¦ 지상E/L¦ (P17:300x300x200)¦ ELEC-1¦ (P19:200x200x100)¦ (P18:200x200x100)¦ (16) ECX 5C-2Vx1조 (CAMERA)(기존활용)¦ ELE-7¦ (16) ECX 5C-2Vx1조 (CAMERA)(기존활용)¦ DOWN TO 지하2층 E/L¦ C¦ (16) ECX 5C-2Vx1조 (CAMERA)(기존활용)¦ (16) ECX 5C-2Vx1조 (CAMERA)(기존활용)¦ B¦ (28) ECX 5C-2Vx4조 (CAMERA)(기존활용)¦ (22) ECX 5C-2Vx2조 (CAMERA)(기존활용)¦ (22) ECX 5C-2Vx2조 (CAMERA)(기존활용)¦ ELE-6¦ ES-7(1)¦ (16) ECX 5C-2Vx1조 (CAMERA)(기존활용)¦ A¦ ES-7(2)¦ (16) ECX 5C-2Vx1조 (CAMERA)(기존활용)¦ NOTE¦ 1. 광케이블, 전원/접지케이블 (OF-SM-4Core, CV 3C/2.5㎟)¦ 3. 승강장 ANT설치위치: 열차 진행방향 정거장 시종점부에 설치¦ 2. 광케이블, 전원/접지케이블 (OF-SM-8Core, CV 3C/2.5㎟)¦ F-CV 3C/2.5㎟x2조 (공간화상)(철거)¦ OF-SM-4Cx2조 [공간화상)(철거)¦ F-CV 3C/2.5㎟x2조 (공간화상)(철거)¦ OF-SM-4Cx2조 [공간화상)(철거)¦ F-CV 3C/2.5㎟x2조 (공간화상)(철거)¦ OF-SM-4Cx2조 [공간화상)(철거)¦ FR-CV 3C/6.0㎟x1조 (LSE POWER)¦ FR-CV 3C/6.0㎟x1조 (LSE POWER)¦ FR-CV 3C/6.0㎟x1조 (LSE POWER)¦ vmh¦ vmh¦ vmh¦ vmh¦ vmh¦ (28) FR-CV 3C/4.0㎟x1조 (환승게시기)¦ (16) UTP Cat 5E 4Px1조 (환승게시기)(철거)¦ 2호선 환승통로¦ FR-CV 3C/4.0㎟x1조 (환승게시기)¦ UTP Cat 5E 4Px1조 (환승게시기)(철거)¦ (28) FR-CV 3C/4.0㎟x1조 (환승게시기)¦ (16) UTP Cat 5E 4Px1조 (환승게시기)(철거)¦ (철거)¦ (철거)¦ HIV 1.5㎟x4조 (CLOCK)(철거)¦ HIV 1.5㎟x4조 (CLOCK)(철거)¦ HIV 1.5㎟x4조 (CLOCK)(철거)¦ (16) HIV 1.5㎟x4조 (CLOCK)(철거)¦ (16) HIV 1.5㎟x4조 (CLOCK)(철거)¦ (철거)¦ 지하철 913정거장¦ 선유도¦ 당산¦ 국회의사당¦ 1/400¦ S = 1 / 400¦ 913정거장 CCTV,TDI,시계설비 지하2층 철거평면도(1/3)¦ 913정거장 CCTV,TDI,시계설비 지하2층¦ 철거평면도(1/3)¦ T¦ 7¦ 0¦ 0¦ 5¦ 0¦ 3¦ 4¦ 0¦ 1¦ 0¦ CCTV(기존동축활용)¦ P¦
| 1단계_정거장 - 복사본 | 1단계_정거장 - 복사본 | 013. T1001026-009 916정거장 AFC CABLE WIRING DIAGRAM.dwg | D/I MUX (ROUTER)¦ (통신기계실)¦ 분전반 (전기시설분)¦ (안전관리실)¦ AFC 접지단자함¦ (안전관리실)¦ DPC BOX¦ SMS (S/W HUB)¦ EM GATE¦ CONTROL BOX¦ AGM 12형 (No.2)¦ AGM 6형 (No.3)¦ AGM 8형 (No.5)¦ AGM 8형 (No.6)¦ AGM 8형 (No.7)¦ AGM 10형 (No.9)¦ ATVM (No.1~2)¦ 환급기 (No.1)¦ OF-SM-4Cx1조¦ UTP Cat.5E 4Px1조¦ F-GV 4.0㎟x2조¦ F-GV 4.0㎟x1조¦ F-GV 4.0㎟x1조¦ HFCO 2C/4.0㎟x1조¦ FTP Cat.5E 4Px2조¦ FR-CVVS 4C/2.5㎟x1조 (DPC)¦ HFCO 3C/4.0㎟x2조¦ HFCO 3C/4.0㎟x1조¦ HFCO 3C/4.0㎟x1조¦ HFCO 3C/4.0㎟x1조¦ HFCO 3C/4.0㎟x1조¦ AAM (No.1)¦ FTP Cat.5E 4Px1조¦ F-GV 4.0㎟x1조¦ HFCO 3C/4.0㎟x1조¦ (안전관리실)¦ (안전관리실)¦ HFCO 3C/4.0㎟x1조¦ AGM 8형 (No.4)¦ FTP Cat.5E 4Px1조¦ UTP Cat.5E 4Px2조(INT)¦ FTP Cat.5E 4Px1조¦ 화재수신반¦ F-GV 4.0㎟x1조¦ HFCO 3C/4.0㎟x1조¦ 통신UPS¦ (통신기계실)¦ 통합교환설비¦ (통신기계실)¦ FTP Cat.5E 4Px1조¦ FTP Cat.5E 4Px1조¦ FTP Cat.5E 4Px1조¦ FTP Cat.5E 4Px1조¦ FTP Cat.5E 4Px1조¦ FTP Cat.5E 4Px1조¦ FTP Cat.5E 4Px1조¦ FTP Cat.5E 4Px1조¦ UTP Cat.5E 4Px2조(INT)¦ UTP Cat.5E 4Px1조(INT)¦ UTP Cat.5E 4Px1조(INT)¦ AGM 11형 (No.1)¦ AGM 8형 (No.8)¦ FTP Cat.5E 4Px1조¦ HFCO 3C/4.0㎟x1조¦ 916정거장 AFC CABLE WIRING DIAGRAM¦ 916정거장 AFC CABLE WIRING DIAGRAM¦ S = NONE¦ NONE¦ 지하철 916정거장¦ 여의도¦ 샛강¦ 노량진¦ T¦ 1¦ 0¦ 0¦ 1¦ 0¦ 2¦ 6¦ 0¦ 0¦ 9¦
| 1단계_정거장 - 복사본 | 1단계_정거장 - 복사본 | 029. T7001034-012 914정거장 전화설비 지하3층 철거평면도 (2_2).dwg | \A1;27,000¦ \A1;7,500¦ \A1;7,500¦ \A1;7,500¦ \A1;7,500¦ \A1;7,500¦ \A1;7,500¦ \A1;8,130¦ \A1;7,500¦ \A1;7,500¦ \A1;7,500¦ \A1;7,500¦ \A1;7,500¦ \A1;7,500¦ \A1;2,000¦ \A1;10,000¦ \A1;20,980¦ \A1;5490¦ \A1;5490¦ 1. 음향유도기 전원은 전기콘센트를 이용한다.¦ NOTE¦ 2. 증폭기전원은 전기콘센트를 이용한다.¦ 3. 통신기계실 및 안전관리실 MAIN 분전반은 전기에서 설치한다.¦ MATCH LINE DWG No. "S1-TA-S14-DB-013-0"¦ KEY PLAN¦ X09¦ X10¦ X11¦ X12¦ X13¦ X14¦ X15¦ X16¦ X17¦ X18¦ X19¦ X20¦ X21¦ X22¦ Y00¦ Y01¦ Y02¦ Y03¦ 100,130¦ UP¦ 창 고 2¦ PSD기계실¦ 승강장¦ 내부엘리베이터¦ 914 정거장¦ STA.16km294.519¦ (16) UTP Cat.5E 4Px1조 (승강장 INT)¦ (16) UTP Cat.5E 4Px1조 (승강장 INT)¦ TRAY (900x150)¦ UP TO 지하 2층¦ (P16:200x200x100)¦ (P17:400x400x200)¦ (P18:400x400x200)¦ (P19:400x400x200)¦ (P20:400x400x200)¦ (P22:300x300x200)¦ (16) UTP Cat.5E 4Px2조 (승강장 INT)¦ (16) UTP Cat.5E 4Px2조 (승강장 INT)¦ (16) UTP Cat.5E 4Px1조 (승강장 INT)¦ (16) UTP Cat.5E 4Px2조 (승강장 INT)¦ (16) 인터폰선 0.6x2Px4조 (INT)¦ DOWN TO CP PANEL¦ 공중전화¦ UTP 25P¦ (TB NO.6)¦ (22) UTP Cat.5E 4Px3조 (승강장공중전화)¦ UTP Cat.5E 4Px3조 (승강장공중전화)¦ (P21:300x300x200)¦ (22) UTP Cat.5E 4Px3조 (승강장 INT)¦ (22) UTP Cat.5E 4Px3조 (승강장 INT)¦ UTP Cat.5E 4Px3조 (승강장 INT)¦ UTP Cat.5E 4Px3조 (승강장 공중전화)¦ TRAY (300x100)¦ DOWN TO 승강장 PIT¦ 접지단자함¦ 접지¦ 지하철 914정거장¦ 당산¦ 국회의사당¦ 여의도¦ 1/400¦ 914정거장 전화설비 지하3층 철거평면도(2/2)¦ S = 1/400¦ 914정거장 전화설비 지하3층 철거평면도(2/2)¦ T¦ 7¦ 0¦ 0¦ 1¦ 0¦ 3¦ 4¦ 0¦ 1¦ 2¦ (기설활용)¦ P¦ INT¦
| 1단계_정거장 - 복사본 | 1단계_정거장 - 복사본 | 018. T7001034-001 907정거장 전화설비 지하1층 신설평면도 (1_3).dwg | IP¦ AMP¦ 배선반¦ KT¦ H¦ M¦ P¦ \A1;7,500¦ \A1;7,500¦ \A1;7,500¦ \A1;5,000¦ \A1;5,000¦ \A1;5,000¦ \A1;85,000¦ \A1;2,500¦ \A1;2,500¦ \A1;5,000¦ \A1;5,000¦ \A1;2,500¦ \A1;5,000¦ \A1;5,000¦ \A1;5,000¦ \A1;5,000¦ \A1;5,000¦ \A1;5,000¦ \A1;27,800¦ \A1;13,900¦ \A1;13,900¦ 1. 일반교환기에 수용된 전화기는 IP전화기로 교체한다.¦ NOTE¦ 2. 콜폰, E/L폰, 승강장 비상통화장치도 교체한다.¦ 3. 전화 및 인터폰 구간의 배선배관은 기존활용한다.¦ MATCH LINE DWG No. "S1-TA-S07-DB-010-0"¦ 1. 음향유도기 전원은 전기콘센트를 이용한다.¦ NOTE¦ 2. 증폭기전원은 전기콘센트를 이용한다.¦ 3. 통신기계실 및 안전관리실 MAIN 분전반은 전기에서 설치한다.¦ A¦ DOWN TO 안전관리실 ACCESS FLOOR¦ TRAY (600x150)¦ UTP Cat.5E 4Px3조 (승강장 INT)¦ B-1¦ TRAY (300x100)¦ UTP Cat.5E 25Px2조 (CONSOLE, LSE)¦ UTP Cat.5E 4Px4조 (편의점,임대상가-3)¦ UTP Cat.5E 25Px3조 (안전관리실)¦ D¦ DOWN TO 신호통신기계실 ACCESS FLOOR¦ UTP Cat.5E 4Px2조 (용역원대기실)¦ TRAY (600x150)¦ UTP Cat.5E 25Px1조 (전기실)¦ UTP Cat.5E 4Px2조 (공조기계실)¦ DOWN TO 지하 2층¦ TRAY (600x150)¦ E¦ (28) UTP Cat.5E 25Px1조 (전기실)¦ F¦ (36) SPARE (전기실)¦ (700x400x100)¦ UTP Cat.5E 25Px2조 (임대상가-1,2))¦ KEY PLAN¦ X-8¦ X-7¦ X-6¦ X-5¦ X-4¦ X-3¦ X-2¦ X-1¦ X01¦ X02¦ X03¦ X04¦ X05¦ X06¦ X07¦ X08¦ X00¦ Y00¦ Y01¦ Y02¦ 발매기실¦ 안전관리실¦ 승차권 창고¦ 비상 전원실¦ 신호,통신기계실¦ 전 기 실¦ 복 도¦ 물탱크실¦ 이동통신기계실¦ CO2 실¦ DN¦ DN¦ DN¦ DN¦ UP¦ UP¦ UP¦ UP¦ 외부출입구¦ 내부계단¦ 외부출입구¦ 내부계단¦ UTP 50P¦ [TB No.1]¦ UTP 25P¦ [TB No.2]¦ x4¦ x2¦ x2¦ KT MANHOLE ¦ x2¦ UTP 25P¦ [TB No.3]¦ (54)x2 SPARE (KT LINE)¦ UTP Cat.5E 25Px2조 (CONSOLE, LSE)¦ UTP Cat.5E 25Px1조 (콜폰)¦ UTP Cat.5E 25Px3조 (안전관리실)¦ TRAY (300x100)¦ A¦ B-1¦ D¦ E¦ F¦ (700x400x100)¦ (54)x2 SPARE (KT LINE)¦ HI PVC 54㎜x4¦ x3¦ x2¦ (16) UTP Cat.5E 4Px2조 (이동통신기계실)¦ B¦ UTP Cat.5E 4Px3조 (승강장 INT)¦ (P1:300x300x200)¦ G¦ UTP Cat.5E 4Px3조 (승강장 공중전화)¦ UTP Cat.5E 4Px3조 (승강장 공중전화)¦ G¦ DOWN TO 지하 2층¦ UTP Cat.5E 4Px3조 (승강장 INT)¦ TRAY (900x150)¦ UTP Cat.5E 4Px3조 (승강장 공중전화)¦ (600x600x300)¦ (600x600x300)¦ 수공¦ UTP Cat.5E 4Px1조 (편의점)¦ 인터폰선 0.6x2Px12조 (INT)¦ UTP Cat.5E 25Px2조 (CONSOLE, LSE)¦ UTP Cat.5E 25Px1조 (콜폰)¦ UTP Cat.5E 25Px3조 (안전관리실)¦ UTP Cat.5E 4Px1조 (편의점)¦ 인터폰선 0.6x2Px12조 (INT)¦ UTP Cat.5E 25Px2조 (CONSOLE, LSE)¦ UTP Cat.5E 25Px1조 (콜폰)¦ UTP Cat.5E 25Px3조 (안전관리실)¦ UTP Cat.5E 4Px1조 (편의점)¦ 인터폰선 0.6x2Px12조 (INT)¦ UTP Cat.5E 4Px2조 (이동통신기계실)¦ UTP Cat.5E 4Px6조 (승강장 INT)¦ UTP Cat.5E 4Px6조 (승강장 공중전화)¦ UTP Cat.5E 4Px3조 (대합실 공중전화)¦ TRAY (300x100)¦ UTP Cat.5E 25Px2조 (CONSOLE, LSE)¦ UTP Cat.5E 25Px1조 (콜폰)¦ UTP Cat.5E 25Px3조 (안전관리실)¦ UTP Cat.5E 4Px1조 (편의점)¦ 인터폰선 0.6x2Px12조 (INT)¦ UTP Cat.5E 25Px1조 (전기실)¦ UTP Cat.5E 25Px1조(콜폰)¦ UTP Cat.5E 4Px2조 (용역원대기실)¦ UTP Cat.5E 4Px5조 (편의점,임대상가-3)¦ TRAY (300x100)¦ 인터폰선 0.6x2Px12조 (INT)¦ UTP Cat.5E 25Px2조 (임대상가-1,2)¦ UTP Cat.5E 4Px3조 (대합실 공중전화)¦ UTP Cat.5E 4Px2조 (공조기계실)¦ 3-41~44¦ 3-45~48¦ V1.2¦ V1.2.3.4¦ x6¦ V5.6.7.8.9.10¦ H¦ H¦ UTP Cat.5E 25Px2조 (안전관리실)(신설)¦ B¦ TRAY (300x100)¦ UTP Cat.5E 25Px2조 (CONSOLE, LSE)¦ UTP Cat.5E 25Px1조 (콜폰)¦ UTP Cat.5E 25Px3조 (안전관리실)¦ UTP Cat.5E 4Px1조 (편의점)¦ 인터폰선 0.6x2Px12조 (INT)¦ UTP Cat.5E 25Px2조 (안전관리실)(신설)¦ UTP Cat.5E 25Px2조 (안전관리실)(신설)¦ OF-SM-24Core(난연)x1조 (안전관리실)(신설)¦ OF-SM-24Core(난연)x1조 (안전관리실)(신설)¦ OF-SM-24Core(난연)x1조 (안전관리실)(신설)¦ 1. 일반교환기에 수용된 전화기는 안전관리실만 IP전화기로 교체한다.¦ NOTE¦ 2. 콜폰, E/L폰, 승강장 비상통화장치도 교체한다.¦ 3. 전화 및 인터폰 구간의 배선배관은 기존활용한다.¦ 지하철 907정거장¦ 양천향교¦ 가양¦ 증미¦ 1/400¦ 907정거장 전화설비 지하1층 신설평면도(1/3)¦ S =1/400¦ 907정거장 전화설비 지하1층 신설평면도(1/3)¦ T¦ 7¦ 0¦ 0¦ 1¦ 0¦ 3¦ 4¦ 0¦ 0¦ 1¦ (기설활용)¦
| 1단계_정거장 - 복사본 | 1단계_정거장 - 복사본 | 023. T7001034-002 915정거장 전화설비 지하1층 신설평면도 (2_2).dwg | IP¦ H¦ CONSOLE¦ KT¦ IDF¦ M¦ \A1;8,600¦ \A1;8,600¦ \A1;24,800¦ \A1;7,500¦ \A1;7,500¦ \A1;4,900¦ \A1;4,900¦ \A1;82,500¦ \A1;95,041¦ \A1;12,541¦ \A1;7,400¦ \A1;3,800¦ \A1;5,000¦ \A1;6,000¦ \A1;6,690¦ \A1;6,150¦ \A1;5,000¦ \A1;5,000¦ \A1;5,000¦ \A1;5,000¦ \A1;5,000¦ \A1;5,000¦ \A1;5,000¦ \A1;5,000¦ \A1;5,000¦ \A1;5,000¦ \A1;5,000¦ \A1;5,000¦ 1. 일반교환기에 수용된 전화기는 IP전화기로 교체한다.¦ NOTE¦ 2. 콜폰, E/L폰, 승강장 비상통화장치도 교체한다.¦ 3. 전화 및 인터폰 구간의 배선배관은 기존활용한다.¦ \A1;8,600¦ \A1;8,600¦ \A1;24,800¦ \A1;7,500¦ \A1;7,500¦ \A1;4,900¦ \A1;4,900¦ \A1;82,500¦ \A1;95,041¦ \A1;12,541¦ \A1;7,400¦ \A1;3,800¦ \A1;5,000¦ \A1;6,000¦ \A1;6,690¦ \A1;6,150¦ \A1;5,000¦ \A1;5,000¦ \A1;5,000¦ \A1;5,000¦ \A1;5,000¦ \A1;5,000¦ \A1;5,000¦ \A1;5,000¦ \A1;5,000¦ \A1;5,000¦ \A1;5,000¦ \A1;5,000¦ MATCH LINE DWG No. "S1-TA-S15-DB-009-0"¦ MATCH LINE¦ MATCH LINE¦ TRAY (300x100)¦ UTP Cat.5E 4Px3조 (승강장 공중전화)¦ E¦ TRAY (300x100)¦ UTP Cat.5E 25Px2조 (안전관리실)¦ G¦ UTP Cat.5E 4Px2조 (공조기계실-2)¦ UTP Cat.5E 25Px2조 (CONSOLE CONTROL, LSE)¦ UTP Cat.5E 25Px2조 (안전관리실)¦ H¦ UTP Cat.5E 25Px2조 (CONSOLE CONTROL, LSE)¦ DOWN TO 안전관리실 ACCESS FLOOR¦ TRAY (900x150)¦ 1. 음향유도기 전원은 전기콘센트를 이용한다.¦ NOTE¦ 2. 증폭기전원은 전기콘센트를 이용한다.¦ 3. 통신기계실 및 안전관리실 MAIN 분전반은 전기에서 설치한다.¦ UTP Cat.5E 4Px2조 (승강장 INT)¦ 인터폰선 0.6x2Px12조 (INT)¦ DOWN TO 지하 2층¦ TRAY (600x150)¦ F¦ UTP Cat.5E 4Px2조 (승강장 INT)¦ OF-MM-4Corex1조 (안전관리실)¦ OF-MM-4Corex1조 (안전관리실)¦ UTP Cat.5E 4Px3조 (승강장 공중전화)¦ KEY PLAN¦ TRAY (300x100)¦ UTP Cat.5E 25Px2조 (안전관리실)¦ D¦ UTP Cat.5E 4Px2조 (공조기계실-2)¦ UTP Cat.5E 25Px2조 (CONSOLE CONTROL, LSE)¦ UTP Cat.5E 4Px4조 (승강장 INT)¦ OF-MM-4Corex1조 (안전관리실)¦ UTP Cat.5E 4Px6조 (승강장 공중전화)¦ X24¦ X25¦ X26¦ X27¦ X28¦ X29¦ X30¦ X31¦ Y06¦ Y05¦ Y03¦ Y02¦ Y01¦ Y00¦ Y04¦ X14¦ X15¦ X16¦ X17¦ X18¦ X19¦ X20¦ X21¦ X22¦ X23¦ OPEN¦ DN¦ 5호선 대합실¦ (기존)¦ 통신기계실(5호선)¦ 5호선 대합실¦ (기존)¦ UP¦ DN¦ DN¦ DN¦ DN¦ UP¦ 발매기실2¦ 대합실¦ 안전관리실¦ 물탱크실¦ 공조기계실-2¦ 외부출입구4¦ 내부계단5¦ 내부계단4¦ 내부계단2¦ 내부계단3¦ 방범셔터설치¦ 5호선 대합실¦ (기존)¦ 9호선¦ 5호선¦ (신설)¦ (기존)¦ 9호선¦ (신설)¦ 915 정거장¦ 901M¦ STA.17km195.823¦ 750M¦ 외부출입구3¦ x4¦ UTP 50P¦ [IDF No.1]¦ UTP 25P¦ [TB No.4]¦ x2¦ 수공¦ TO: KT MANHOLE¦ (P12:400x400x200)¦ (16) UTP Cat.5E 4Px2조 (공조기계실-2)¦ A¦ D¦ E¦ F¦ x2¦ x3¦ (P11:400x400x200)¦ H¦ (P13:100x100x100)¦ (16) UTP Cat.5E 4Px2조 (5호선통신기계실)¦ (16) UTP Cat.5E 4Px2조 (5호선통신기계실)¦ HUB 8Port¦ (국전8 직1)¦ UTP Cat.5E 4Px4조¦ E¦ F¦ G¦ (54)x2 SPARE (KT.LINE)¦ C¦ (16) UTP Cat.5E 4Px2조 (5호선통신기계실)¦ TRAY (300x100)¦ UTP Cat.5E 4Px2조 (공조기계실-2)¦ A¦ UTP Cat.5E 25Px2조 (안전관리실)¦ UTP Cat.5E 25Px2조 (CONSOLE CONTROL, LSE)¦ UTP Cat.5E 4Px6조 (승강장 공중전화)¦ UTP Cat.5E 4Px2조 (5호선통신기계실)¦ UTP Cat.5E 4Px4조 (승강장 INT)¦ OF-MM-4Corex1조 (안전관리실)¦ UTP Cat.5E 4Px1조 (편의점)¦ UTP Cat.5E 4Px1조 (편의점)¦ UTP Cat.5E 4Px1조 (편의점)¦ UTP Cat.5E 4Px1조 (편의점)¦ (54)x2 SPARE (KT.LINE)¦ UTP Cat.5E 25Px2조 (콜폰)¦ 인터폰선 0.6x2Px12조 (INT)¦ UTP Cat.5E 25Px2조 (콜폰)¦ 인터폰선 0.6x2Px12조 (INT)¦ UTP Cat.5E 25Px2조 (콜폰)¦ 인터폰선 0.6x2Px12조 (INT)¦ UTP Cat.5E 25Px2조 (콜폰)¦ C¦ 3-11~14¦ 3-15~18¦ V1.2.3.4¦ 4-45~48¦ 5-1~4¦ UTP Cat.5E 25Px2조 (안전관리실)(신설)¦ UTP Cat.5E 25Px2조 (안전관리실)(신설)¦ UTP Cat.5E 25Px2조 (안전관리실)(신설)¦ UTP Cat.5E 25Px2조 (안전관리실)(신설)¦ MATCH LINE DWG No. "S1-TA-S15-DB-009-0"¦ MATCH LINE¦ MATCH LINE¦ TRAY (300x100)¦ UTP Cat.5E 4Px3조 (승강장 공중전화)¦ E¦ TRAY (300x100)¦ UTP Cat.5E 25Px2조 (안전관리실)¦ G¦ UTP Cat.5E 4Px2조 (공조기계실-2)¦ UTP Cat.5E 25Px2조 (CONSOLE CONTROL, LSE)¦ UTP Cat.5E 25Px2조 (안전관리실)¦ H¦ UTP Cat.5E 25Px2조 (CONSOLE CONTROL, LSE)¦ DOWN TO 안전관리실 ACCESS FLOOR¦ TRAY (900x150)¦ 1. 음향유도기 전원은 전기콘센트를 이용한다.¦ NOTE¦ 2. 증폭기전원은 전기콘센트를 이용한다.¦ 3. 통신기계실 및 안전관리실 MAIN 분전반은 전기에서 설치한다.¦ UTP Cat.5E 4Px2조 (승강장 INT)¦ 인터폰선 0.6x2Px12조 (INT)¦ DOWN TO 지하 2층¦ TRAY (600x150)¦ F¦ UTP Cat.5E 4Px2조 (승강장 INT)¦ OF-MM-4Corex1조 (안전관리실)¦ OF-MM-4Corex1조 (안전관리실)¦ UTP Cat.5E 4Px3조 (승강장 공중전화)¦ KEY PLAN¦ TRAY (300x100)¦ UTP Cat.5E 25Px2조 (안전관리실)¦ D¦ UTP Cat.5E 4Px2조 (공조기계실-2)¦ UTP Cat.5E 25Px2조 (CONSOLE CONTROL, LSE)¦ UTP Cat.5E 4Px4조 (승강장 INT)¦ OF-MM-4Corex1조 (안전관리실)¦ UTP Cat.5E 4Px6조 (승강장 공중전화)¦ X24¦ X25¦ X26¦ X27¦ X28¦ X29¦ X30¦ X31¦ Y06¦ Y05¦ Y03¦ Y02¦ Y01¦ Y00¦ Y04¦ X14¦ X15¦ X16¦ X17¦ X18¦ X19¦ X20¦ X21¦ X22¦ X23¦ OPEN¦ DN¦ 5호선 대합실¦ (기존)¦ 통신기계실(5호선)¦ 5호선 대합실¦ (기존)¦ UP¦ DN¦ DN¦ DN¦ DN¦ UP¦ 발매기실2¦ 대합실¦ 안전관리실¦ 물탱크실¦ 공조기계실-2¦ 외부출입구4¦ 내부계단5¦ 내부계단4¦ 내부계단2¦ 내부계단3¦ 방범셔터설치¦ 5호선 대합실¦ (기존)¦ 9호선¦ 5호선¦ (신설)¦ (기존)¦ 9호선¦ (신설)¦ 915 정거장¦ 901M¦ STA.17km195.823¦ 750M¦ 외부출입구3¦ x4¦ UTP 50P¦ [IDF No.1]¦ UTP 25P¦ [TB No.4]¦ x2¦ 수공¦ TO: KT MANHOLE¦ (P12:400x400x200)¦ (16) UTP Cat.5E 4Px2조 (공조기계실-2)¦ A¦ D¦ E¦ F¦ x2¦ x3¦ (P11:400x400x200)¦ H¦ (P13:100x100x100)¦ (16) UTP Cat.5E 4Px2조 (5호선통신기계실)¦ (16) UTP Cat.5E 4Px2조 (5호선통신기계실)¦ HUB 8Port¦ (국전8 직1)¦ UTP Cat.5E 4Px4조¦ E¦ F¦ G¦ (54)x2 SPARE (KT.LINE)¦ C¦ (16) UTP Cat.5E 4Px2조 (5호선통신기계실)¦ TRAY (300x100)¦ UTP Cat.5E 4Px2조 (공조기계실-2)¦ A¦ UTP Cat.5E 25Px2조 (안전관리실)¦ UTP Cat.5E 25Px2조 (CONSOLE CONTROL, LSE)¦ UTP Cat.5E 4Px6조 (승강장 공중전화)¦ UTP Cat.5E 4Px2조 (5호선통신기계실)¦ UTP Cat.5E 4Px4조 (승강장 INT)¦ OF-MM-4Corex1조 (안전관리실)¦ UTP Cat.5E 4Px1조 (편의점)¦ UTP Cat.5E 4Px1조 (편의점)¦ UTP Cat.5E 4Px1조 (편의점)¦ UTP Cat.5E 4Px1조 (편의점)¦ (54)x2 SPARE (KT.LINE)¦ UTP Cat.5E 25Px2조 (콜폰)¦ 인터폰선 0.6x2Px12조 (INT)¦ UTP Cat.5E 25Px2조 (콜폰)¦ 인터폰선 0.6x2Px12조 (INT)¦ UTP Cat.5E 25Px2조 (콜폰)¦ 인터폰선 0.6x2Px12조 (INT)¦ UTP Cat.5E 25Px2조 (콜폰)¦ C¦ 3-11~14¦ 3-15~18¦ V1.2.3.4¦ 4-45~48¦ 5-1~4¦ UTP Cat.5E 25Px2조 (안전관리실)(신설)¦ UTP Cat.5E 25Px2조 (안전관리실)(신설)¦ UTP Cat.5E 25Px2조 (안전관리실)(신설)¦ UTP Cat.5E 25Px2조 (안전관리실)(신설)¦ OF-SM-24Core(난연)x1조 (안전관리실)(신설)¦ OF-SM-24Core(난연)x1조 (안전관리실)(신설)¦ OF-SM-24Core(난연)x1조 (안전관리실)(신설)¦ OF-SM-24Core(난연)x1조 (안전관리실)(신설)¦ 1. 일반교환기에 수용된 전화기는 안전관리실만 IP전화기로 교체한다.¦ NOTE¦ 2. 콜폰, E/L폰, 승강장 비상통화장치도 교체한다.¦ 3. 전화 및 인터폰 구간의 배선배관은 기존활용한다.¦ 지하철 915정거장¦ 국회의사당¦ 여의도¦ 샛강¦ 1/400¦ 915정거장 전화설비 지하1층 신설평면도(2/2)¦ S = 1/400¦ 915정거장 전화설비 지하1층 신설평면도(2/2)¦ T¦ 7¦ 0¦ 0¦ 1¦ 0¦ 3¦ 4¦ 0¦ 0¦ 2¦ (기설활용)¦ P¦
| 1단계_정거장 - 복사본 | 1단계_정거장 - 복사본 | 076. T9103038-024 AFC PIPING DETAIL.dwg | -¦ T¦ 0¦ 0¦ 0¦ 0¦ 0¦ 0¦ 0¦ 0¦ 0¦ 0¦ 공통¦ ¦ ¦ ¦ ¦ ¦ ¦ ¦ 비상게이트 인터컴 및 락 설치 상세도¦ ¦ ¦ ¦ ¦ ¦ ¦ ¦ ¦ ¦ ¦ ¦ 매표창구(대리석 타일)¦ 콘센트 위치는 매표창구 아래¦ (현장여건에 맞추어 높이 및 간격 조정)¦ (접지2구)¦ 콘센트¦ 후강전선관¦ ACCESS FLOOR¦ FR-CV 3C/4.0㎟x1조¦ FR-CV 3C/4.0㎟x2조¦ FR-CV 3C/4.0㎟x3조¦ 콘센트 설치 상세도(안전관리실)¦ (전기시설분)¦ (접지2구)¦ 콘센트¦ (전기시설분)¦ (접지2구)¦ 콘센트¦ (전기시설분)¦ 전기콘센트 설치는 전기분야에서 시공한다.¦ NOTE¦ \A1;300¦ DETAIL A¦ 호출¦ DETAIL A¦ 100¦ 90¦ 120¦ 90¦ DETAIL B¦ 문열림 방향¦ 고정¦ 프레임 폭변경 : 50mm ->100mm¦ 45¦ 190¦ 760¦ 1,100¦ 60¦ 45¦ F.L¦ 60¦ 60¦ \A1;180¦ \A1;300¦ DETAIL B¦ 축척 : 1/50¦ 축척 : 1/50¦ DETAIL A¦ 인터컴 매입¦ 락매입¦ (프레임 중앙부 취부)¦ 타공 SIZE : 37mm x 192mm(WxH)¦ 간격 : 10mm¦ 인터컴 매입¦ 타공 SIZE : 80mm x 100mm(WxH)¦ 6¦ 6¦ 37¦ 1,150¦ \A1; 25¦ 25¦ 25¦ \A1;1,100¦ 222¦ 25¦ 30타공(케이블인입용)-전후관통¦ ∅¦ 30타공(케이블인입용)-전후관통¦ ∅¦ AFC PIPING DETAIL¦ AFC PIPING DETAIL¦ S = NONE¦ NONE¦ 공통¦ T¦ 9¦ 1¦ 0¦ 3¦ 0¦ 3¦ 8¦ 0¦ 2¦ 4¦ \A1;1.0~2.0¦ \A1;1.0~2.0¦
| 1단계_정거장 - 복사본 | 1단계_정거장 - 복사본 | 066. T9103038-015 방송설비 설치 상세도.dwg | -¦ T¦ 0¦ 0¦ 0¦ 0¦ 0¦ 0¦ 0¦ 0¦ 0¦ 0¦ 공통¦ 천정형 스피커 취부상세도¦ ATTENUATOR¦ 3¦ ATTENUATOR¦ FRONT VIEW¦ 1¦ 0¦ 2¦ Wall¦ 벽부형 스피커 취부상세도¦ 컬럼형 스피커 취부상세도(벽부형)¦ 후강전선관¦ SPEAKER¦ NOTE¦ SPEAKER 외함 MATERIAL : SUS¦ Attenuator¦ 공통(COM) 백¦ 통상(N) 흑¦ 긴급(화재)¦ 일반(통상)¦ 긴급(R) 적¦ 1¦ Speaker¦ 0¦ 2¦ 3¦ ATTENUATOR 회로 구성도¦ \A1;245¦ \A1;96¦ \A1;135¦ 195¦ \A1;170¦ 방송설비 설치 상세도¦ 방송설비 설치 상세도¦ S = NONE¦ NONE¦ 공통¦ T¦ 9¦ 1¦ 0¦ 3¦ 0¦ 3¦ 8¦ 0¦ 1¦ 5¦
| 1단계_정거장 - 복사본 | 1단계_정거장 - 복사본 | 063. T7001034-024 주공장 구내통신설비 지하2층 철거평면도 (2_2).dwg | \A1;26,000¦ \A1;20,000¦ \A1;20,000¦ \A1;20,000¦ \A1;26,000¦ \A1;116,000¦ \A1;5,000¦ \A1;25,000¦ \A1;10,000¦ \A1;50,000¦ \A1;10,000¦ \A1;10,000¦ \A1;10,000¦ \A1;10,000¦ \A1;10,000¦ \A1;10,000¦ \A1;10,000¦ \A1;50,000¦ \A1;18,000¦ \A1;20,000¦ \A1;88,000¦ \A1;8,000¦ \A1;2,000¦ \A1;2,150¦ \A1;2,150¦ \A1;2,650¦ \A1;4,000¦ SPIRAL SLEEVE(난연)28㎜x4조¦ CABEL TRAY (W:300)¦ UTP Cat.5E 4Px2조 (출입통제)¦ F-GV 4.0㎟x1조 (GND)¦ OF-MM-4Corex3조 (주공장 CA)¦ 10C-HFBTx1조 (주공장TV)¦ UTP Cat.5E 25Px2조 (전기실, 제동실)¦ OF-SM-8Corex1조 (주공장 광S/W HUB)¦ FR-CV 3C/6.0㎟x3조 (주공장 CA POWER)¦ F/S(J.F) 0.65x100P(50%차폐)x1조 (주공장)¦ FR-CVVSB 2C/2.5㎟x1조 (주공장 CLOCK)¦ DOWN TO 지상 1층¦ CABLE TRAY (W:300)¦ UTP Cat.5E 25Px1조 (제동실)¦ F-GV 4.0㎟x1조 (GND)¦ 10C-HFBTx1조 (주공장 TV)¦ FR-CV 3C/6.0㎟x3조 (주공장 CA POWER)¦ F/S(J.F)0.65x100P(50%차폐)x1조 (주공장)¦ OF-SM-8Corex1조 (주공장 광S/W HUB)¦ OF-MM-4Corex3조 (주공장 CA)¦ UTP Cat.5E 4Px2조 (출입통제)¦ F-GV 4.0㎜x1조 (GND)¦ UTP Cat.5E 25Px1조 (전기실)¦ FR-CVVSB 2C/2.5㎟x1조 (주공장 CLOCK)¦ SPIRAL SLEEVE(난연)28㎜x4조¦ CABEL TRAY (W:300)¦ DOWN TO 전기실¦ CABLE TRAY (W:300)¦ FR-CV 3C/6.0㎟x3조 (주공장 CA POWER)¦ OF-SM-8Corex1조 (주공장 광S/W HUB)¦ OF-MM-4Corex3조 (주공장 CA)¦ UTP Cat.5E 4Px2조 (출입통제)¦ F-GV 4.0㎜x1조 (GND)¦ UTP Cat.5E 25Px1조 (전기실)¦ SPIRAL SLEEVE(난연)28㎜x4조¦ 10C-HFBTx1조 (주공장 TV)¦ F/S(J.F)0.65x100P(50%차폐)x1조 (주공장)¦ FR-CVVSB 2C/2.5㎟x1조 (주공장 CLOCK)¦ MATCH LINE DWG No. "S1-TA-D02-DB-004-0"¦ DOWN TO 지상 1층¦ (16) UTP Cat.5E 4Px2조 (초음파 탐상실)¦ (16) UTP Cat.5E 4Px2조 (초음파 탐상실)¦ (16) UTP Cat.5E 4Px2조 (베어링수선장)¦ DOWN TO 베어링수선장¦ (22) UTP Cat.5E 4Px2조x2 (베어링수선장, 초음파 탐상실)¦ (22) UTP Cat.5E 4Px2조x2 (베어링수선장, 초음파 탐상실)¦ (22) UTP Cat.5E 4Px2조x2 (베어링수선장, 초음파 탐상실)¦ DOWN TO 부품도장장¦ (16) UTP Cat.5E 4Px2조 (공기압축기/회전기/시험실)¦ 베어링수선장, 초음파 탐상실)¦ (28) UTP Cat.5E 4Px2조x3 (공기압축기/회전기/시험실,¦ (P22:100x100x100)¦ (P23:100x100x100)¦ (P24:100x100x100)¦ (P25:100x100x100)¦ (P26:100x100x100)¦ X09¦ X10¦ X11¦ X12¦ X13¦ 크레인 점검대(통로)¦ CRANE 3TON¦ 크레인 점검대(통로)¦ 크레인 점검대(통로)¦ 크레인 점검대(통로)¦ CRANE 3TON¦ CRANE 20/5+20TON ¦ CRANE 7.5/3TON¦ CRANE 7.5/3TON¦ CRANE 3TON¦ CRANE 3TON¦ Y00¦ Y01¦ Y02¦ Y03¦ Y04¦ Y05¦ Y06¦ Y07¦ Y08¦ (400x400x200)¦ FR-CV 2C/4㎟x1조 (TV전원)¦ FR-CV 2C/4㎟x1조 (TV전원)¦ FR-CV 2C/4㎟x1조 (TV전원)¦ 주공장 구내통신설비 지상2층 철거평면도 (2/2)¦ S = 1/600¦ 1/600¦ 차량기지¦ 차량기지¦ 주공장 구내통신설비 지상2층 철거평면도¦ (2/2)¦ T¦ 7¦ 0¦ 0¦ 1¦ 0¦ 3¦ 4¦ 0¦ 2¦ 4¦ P¦
| 1단계_정거장 - 복사본 | 1단계_정거장 - 복사본 | 042. T7005034-010 907정거장 CCTV,TDI,시계설비 지하2층 철거평면도 (2_2).dwg | P¦ \A1;5,000¦ \A1;5,000¦ \A1;82,500¦ \A1;2,500¦ \A1;2,500¦ \A1;5,000¦ \A1;5,000¦ \A1;5,000¦ \A1;5,000¦ \A1;5,000¦ \A1;5,000¦ \A1;5,000¦ \A1;5,000¦ \A1;5,000¦ \A1;5,000¦ \A1;5,000¦ \A1;5,000¦ \A1;5,000¦ \A1;2,500¦ \A1;27,800¦ \A1;13,900¦ \A1;13,900¦ MATCH LINE DWG No. "S1-TA-S07-DB-022-0"¦ B¦ (28) FR-CV 3C/4.0㎟x1조 (TDI POWER)¦ (16) UL 2919-AMESB 24AWG 4Px1조 (TDI)¦ (16) UTP Cat.5E 4Px2조 (TDI)¦ A¦ (16) ECX 5C-2Vx1조 (CAMERA)(기존활용)¦ KEY PLAN¦ UP¦ UP¦ X25¦ X26¦ X27¦ X28¦ X29¦ X31¦ X32¦ X33¦ X30¦ X18¦ X19¦ X21¦ X22¦ X23¦ X24¦ X20¦ X34¦ Y00¦ Y01¦ Y02¦ PSD기계실 ¦ UP¦ UP¦ UP¦ UP¦ UP¦ 내부계단¦ 내부계단¦ 내부계단¦ PSD기계실 ¦ 승 강 장¦ 승 강 장¦ 내부계단¦ OF-SM-4Cx1조 [공간화상)(철거)¦ (36) FR-CV 3C/4.0㎟x2조 (TDI POWER)¦ (28) UL 2919-AMESB 24AWG 4Px2조 (TDI)¦ (28)x2 OF-MM-12Core(난연)x1조x2 (TDI)¦ (22) ECX 5C-2Vx3조 (CAMERA)(기존활용)¦ (36) FR-CV 3C/4.0㎟x2조 (TDI POWER)¦ (28) UL 2919-AMESB 24AWG 4Px2조 (TDI)¦ (22) UTP Cat.5E 4Px4조 (TDI)¦ (28) ECX 5C-2Vx3조 (CAMERA)(기존활용)¦ (36) FR-CV 3C/4.0㎟x2조 (TDI POWER)¦ (28) UL 2919-AMESB 24AWG 4Px2조 (TDI)¦ (22) UTP Cat.5E 4Px4조 (TDI)¦ (16) ECX 5C-2Vx1조 (CAMERA)(기존활용)¦ (36) FR-CV 3C/4.0㎟x2조 (TDI POWER)¦ (28) UL 2919-AMESB 24AWG 4Px2조 (TDI)¦ (28)x2 OF-MM-12Core(난연)x1조x2 (TDI)¦ (16) ECX 5C-2Vx1조 (CAMERA)(기존활용)¦ (P34:400x400x200)¦ (P39:400x400x200)¦ (P40:200x200x100)¦ P-2¦ P-4¦ P-6¦ P-8¦ ELE-7¦ ELE-8¦ A¦ A¦ B¦ A¦ A¦ A¦ (P37:500x500x300)¦ (P38:200x200x100)¦ A¦ (P41:200x200x100)¦ A¦ (P36:200x200x100)¦ (28)x2 OF-MM-12Core(난연)x1조x2 (TDI)¦ (28)x2 OF-MM-12Core(난연)x1조x2 (TDI)¦ (22) UTP Cat.5E 4Px4조 (TDI)¦ (22) UTP Cat.5E 4Px4조 (TDI)¦ (28) OF-MM-12Core(난연)x1조 (TDI)¦ F-CV 3C/2.5㎟x1조 (공간화상)(철거)¦ OF-SM-8Cx1조 [공간화상)(철거)¦ 본선 TRAY 이용¦ F-CV 3C/2.5㎟x1조 (공간화상)(철거)¦ OF-SM-8Cx1조 [공간화상)(철거)¦ 본선 TRAY 이용¦ F-CV 3C/2.5㎟x1조 (공간화상)(철거)¦ B¦ (36) FR-CV 3C/4.0㎟x2조 (TDI POWER)¦ (28) UL 2919-AMESB 24AWG 4Px2조 (TDI)¦ (28)x2 OF-MM-12Core(난연)x1조x2 (TDI)¦ (16) ECX 5C-2Vx1조 (CAMERA)(기존활용)¦ (22) UTP Cat.5E 4Px4조 (TDI)¦ vmh¦ vmh¦ vmh¦ vmh¦ vmh¦ vmh¦ NOTE¦ 1. 광케이블, 전원/접지케이블 (OF-SM-4Core, CV 3C/2.5㎟)¦ 3. 승강장 ANT설치위치: 열차 진행방향 정거장 시종점부에 설치¦ 2. 광케이블, 전원/접지케이블 (OF-SM-8Core, CV 3C/2.5㎟)¦ (철거)¦ 1/400¦ 지하철 907정거장¦ 양천향교¦ 가양¦ 증미¦ S = 1 / 400¦ 907정거장 CCTV,TDI,시계설비 지하2층 철거평면도(2/2)¦ 907정거장 CCTV,TDI,시계설비 지하2층¦ 철거평면도(2/2)¦ T¦ 7¦ 0¦ 0¦ 5¦ 0¦ 3¦ 4¦ 0¦ 1¦ 0¦ CCTV(기존동축활용)¦ P¦ G¦
| 1단계_정거장 - 복사본 | 1단계_정거장 - 복사본 | 019. T7001034-002 906정거장 전화설비 지하1층 신설평면도(2_2).dwg | T¦ KEY PLAN¦ \A1;500¦ \A1;7500¦ \A1;7500¦ \A1;7500¦ \A1;7500¦ \A1;7500¦ \A1;7500¦ \A1;7500¦ \A1;7500¦ \A1;7500¦ \A1;7500¦ \A1;7500¦ \A1;4500¦ \A1;7500¦ \A1;7500¦ \A1;124500¦ \A1;7500¦ \A1;7500¦ \A1;7500¦ \A1;9750¦ \A1;9750¦ \A1;19500¦ \A1;6850¦ \A1;2900¦ \A1;6850¦ \A1;2900¦ (철거)¦ 901정거장 전화설비 지하1층 철거평면도(1/2)¦ (신설)¦ 1. 일반교환기에 수용된 전화기는 IP전화기로 교체한다.¦ NOTE¦ 2. 콜폰, E/L폰, 승강장 비상통화장치도 교체한다.¦ 3. 전화 및 인터폰 구간의 배선배관은 기존활용한다.¦ x2¦ UTP 50P¦ [TB NO.4]¦ x2¦ [TB NO.5]¦ UTP 25P¦ DOWN TO 지하2층¦ UTP Cat.5E 4Px2조x2 (제2,3사업자 기계실)¦ TRAY (900x150)¦ UTP Cat.5E 4Px3조 (승강장 INT)¦ (16) UTP Cat.5E 4Px1조 (운영원 대기실)¦ (28) UTP Cat.5E 25Px1조 (운영원 대기실)¦ (16) UTP Cat.5E 4Px2조 (공조기계실-2)¦ UTP Cat.5E 25Px3조 (전기실,운영원 대기실)¦ UTP Cat.5E 4Px1조 (운영원 대기실)¦ UTP Cat.5E 4Px3조 (승강장 공중전화)¦ (16) UTP Cat.5E 4Px2조 (용역원 대기실)¦ UTP Cat.5E 4Px3조 (승강장 INT)¦ UTP Cat.5E 4Px3조 (승강장 공중전화)¦ DOWN TO 지하2층¦ TRAY (900x150)¦ MATCH LINE DWG No. "S1-TA-S06-DB-009-1.dwg"¦ 상세도 "A"참조¦ 상세"A"¦ 단면 상세(A-A)¦ 접지 인출 BOX(STS) ¦ UTP Cat.5E 25Px1조 (운영원 대기실)¦ UTP Cat.5E 4Px1조 (운영원 대기실)¦ (36) SPARE (운영원대기실)¦ x3¦ UP TO 환기실¦ A¦ A¦ B¦ B¦ 정거장 환기구에 설치¦ 접지 인출 BOX(STS):통신분야(4회선)¦ 600x400¦ 70C¦ 1. 음향유도기 전원은 전기콘센트를 이용한다.¦ 2. 증폭기전원은 전기콘센트를 이용한다.¦ 3. 통신기계실 및 안전관리실 MAIN 분전반은 전기에서 설치한다.¦ NOTE¦ 보조통신실¦ 용역창고¦ 용역대기실¦ CO2실¦ 비상전원실¦ 전 기 실¦ 복 도¦ 물탱크실¦ 공조기계실2¦ 운영원대기실¦ 변 전 실¦ X16¦ X17¦ X18¦ X19¦ X20¦ X21¦ X22¦ X11¦ X12¦ X13¦ X14¦ X15¦ X26¦ X27¦ X28¦ X23¦ X24¦ X25¦ Y00¦ Y02¦ Y03¦ Y06¦ Y04¦ (400x400x200)¦ TRAY (300x100)¦ TRAY (300x100)¦ 접지단자함¦ A¦ UTP Cat.5E 25Px3조 (전기실,운영원 대기실)¦ UTP Cat.5E 4Px1조 (보조통신실)¦ TRAY (300x100)¦ UTP Cat.5E 4Px2조x2 (제2,3사업자 기계실)¦ UTP Cat.5E 4Px6조 (승강장 INT)¦ UTP Cat.5E 4Px6조 (승강장 공중전화)¦ A¦ (16) UTP Cat.5E 4Px2조 (운영원 대기실)¦ HUB¦ C¦ B¦ V5.6¦ V3.4¦ V1.2¦ V1.2¦ TB No.4¦ TB No.4¦ UP¦ (36) UTP Cat.5E 25Px2조 (전기실)¦ (16) UTP Cat.5E 4Px2조 (공조기계실-2)¦ (36) SPARE (전기실)¦ (16) UTP Cat.5E 4Px2조 (용역원대기실)¦ B¦ C¦ 1. 일반교환기에 수용된 전화기는 안전관리실만 IP전화기로 교체한다.¦ NOTE¦ 2. 콜폰, E/L폰, 승강장 비상통화장치도 교체한다.¦ 3. 전화 및 인터폰 구간의 배선배관은 기존활용한다.¦ 지하철 906정거장¦ 마곡나루¦ 양천향교¦ 가양¦ 1/400¦ 906정거장 전화설비 지하1층 신설평면도(2/2)¦ S = 1/400¦ 906정거장 전화설비 지하1층 신설평면도(2/2)¦ T¦ 7¦ 0¦ 0¦ 1¦ 0¦ 3¦ 4¦ 0¦ 0¦ 2¦ (기설활용)¦ P¦
| 1단계_정거장 - 복사본 | 1단계_정거장 - 복사본 | 045. T7009934-001 915정거장 출입통제설비 지하1층 평면도 (1_2).dwg | C/R¦ {\C0;vmh}¦ ACU¦ CCTV¦ P¦ \A1;5,000¦ \A1;5,000¦ \A1;8,600¦ \A1;8,600¦ \A1;24,800¦ \A1;7,500¦ \A1;7,500¦ \A1;4,900¦ \A1;4,900¦ \A1;70,459¦ \A1;5,000¦ \A1;70,459¦ \A1;27,900¦ \A1;6,000¦ \A1;5,000¦ \A1;4,900¦ \A1;6,000¦ \A1;6,000¦ \A1;5,500¦ \A1;5,000¦ \A1;6,000¦ \A1;5,000¦ \A1;5,000¦ \A1;5,000¦ \A1;5,000¦ \A1;5,000¦ \A1;5,000¦ \A1;5,360¦ \A1;3,600¦ L¦ MATCH LINE DWG No. "S1-TA-S15-DB-018-0"¦ MATCH LINE¦ 지상E/L¦ (16) UTP Cat.5E 4Px2조 (출입통제)¦ DOWN TO 통신기계실 ACCESS FLOOR¦ TRAY (600x150)¦ UTP Cat.5E 4Px4조 (출입통제)¦ KEY PLAN¦ Y06¦ Y05¦ Y03¦ Y02¦ Y01¦ Y00¦ Y04¦ X-05¦ X-04¦ X-03¦ X-02¦ X-01¦ X00¦ X01¦ X02¦ X03¦ X04¦ X05¦ X06¦ X07¦ X08¦ X09¦ X10¦ X11¦ X12¦ X13¦ DN¦ DN¦ UP¦ 기존5호선 화장실¦ 변전실¦ 운영원대기실¦ 이동통신기계실¦ 비상전원실¦ 비품창고¦ 창 고¦ 편의점¦ 발매기실1¦ CO2 실¦ 통신기계실¦ 복 도¦ 전기실¦ 공조기계실¦ 화장실¦ 외부엘리베이터2 (신설)¦ 외부출입구5 (기존)¦ 외부출입구6¦ 내부계단1,6¦ 방범셔터설치¦ 창 고¦ 기존출입구 확장¦ UP¦ SLPOE¦ 외부엘리베이터1 (기존)¦ 외부출입구2¦ SK B/D 지하¦ 5호선 대합실¦ (기존)¦ MATCH LINE¦ 지상E/L¦ (16) UTP Cat.5E 4Px2조 (출입통제)¦ (16) UTP Cat.5E 4Px2조 (출입통제)¦ 기존출입구 확장¦ 임대상가¦ (16) UTP Cat.5E 4Px2조 (출입통제)¦ (16) UTP Cat.5E 4Px2조 (출입통제)¦ (16) UTP Cat.5E 4Px4조 (출입통제)¦ (16) UTP Cat.5E 4Px2조 (출입통제)¦ UTP Cat.5E 4Px8조 (출입통제)¦ (16) UTP Cat.5E 4Px4조 (출입통제)¦ UTP Cat.5E 4Px6조 (출입통제)¦ UTP Cat.5E 4Px12조 (출입통제)¦ UTP Cat.5E 4Px12조 (출입통제)¦ 915정거장 출입통제설비 지하1층 평면도 (1/2)¦ 915정거장 출입통제설비 지하1층 평면도 (1/2)¦ S = 1 / 400¦ 1/400¦ 지하철 915정거장¦ 국회의사당¦ 여의도¦ 샛강¦ T¦ 7¦ 0¦ 0¦ 9¦ 9¦ 3¦ 4¦ 0¦ 0¦ 1¦ P¦
| 1단계_정거장 - 복사본 | 1단계_정거장 - 복사본 | 068. T9103038-017 천정형 PT BRACKET 설치 상세도.dwg | \A1;D192~D199¦ \A1;136.4¦ \A1;(85)¦ \A1;(18)¦ \A1;22.5¦ \A1;D215¦ -¦ T¦ 0¦ 0¦ 0¦ 0¦ 0¦ 0¦ 0¦ 0¦ 0¦ 0¦ ¦ PULL BOX¦ CONDUIT¦ SLAB¦ FLEXIBLE¦ Ceillirg 5~50mm이내¦ 천정형 P/T BRACKET 설치 상세도¦ 천정형 P/T BRACKET 설치 상세도¦ S = NONE¦ NONE¦ 공통¦ T¦ 9¦ 1¦ 0¦ 3¦ 0¦ 3¦ 8¦ 0¦ 1¦ 7¦
| 1단계_정거장 - 복사본 | 1단계_정거장 - 복사본 | 046. T9103066-001 905정거장 통신기계실 기기배치도 및 바닥 TRAY 설치도.dwg | \A1;7500¦ \A1;7500¦ \A1;7500¦ \A1;7500¦ \A1;500¦ \A1;1220¦ \A1;2375¦ 종합관리 및 복지후생동 안내실 CCTV 설비¦ NONE¦ 0¦ 0¦ 0¦ -¦ 0¦ 0¦ 0¦ 0¦ 계통도¦ : 철거¦ : 철거¦ OFD 랙¦ 기지국¦ 역사노드¦ 스위치 ¦ MDF 랙¦ 장치 랙¦ 백본 랙¦ 랙¦ OFD 랙¦ 기지국장치 랙¦ 역사노드백본 랙¦ 스위치 랙¦ MDF 랙¦ : 철거¦ 2,700 x 1,400 x 1,580¦ 700 x 800¦ 653 x 540¦ 600 x 800 x 814¦ Y00¦ 905정거장 통신기계실 기기배치도 및 바닥 TRAY 설치도¦ S = 1 / 100¦ 600 x 700¦ 장 비 명¦ 규 격 (W x D x H)¦ 냉난방기 (기계설비)¦ UPS(15KVA)¦ 1,272 x 500 x 2200¦ 600 x 300 x 2200¦ 701.5 x 750 x 2200¦ 575 x 600 x 1920¦ 600 x 750 x 1800¦ 570 x 650 x 1913¦ 600 x 750 x 1800¦ 1,100 x 500¦ 800 x 950 x 1800¦ ATS&AVR&DIST¦ BATTERY¦ 1000 x 950 x 1800¦ 1600 x 950 x 1800¦ 장 비 명¦ 규 격 (W x D x H)¦ 배선반(MDF)¦ 전송장비(ADM+MUX) ¦ 화상설비(CCTV) ¦ 방송설비(PA)¦ 전기시계설비(CLOCK) ¦ 종합무선 중계설비(복합통신)¦ 열차무선설비(SOR) ¦ 사령전화역장치¦ 대열차공간화상설비(지상)¦ 600 x 600 x 800¦ 600 x 750 x 2200¦ 행선안내¦ 1200x750x1000¦ 설비자동제어반¦ 화재탐지반¦ 조명제어반¦ CCTV 및 통신종합집중관리반¦ PSD 제어반¦ SMS¦ PRINTER¦ 종합집중관리 설비 콘솔1¦ 종합집중관리 설비 콘솔2¦ 1000x600x1600¦ 1800x600x1600¦ 600x600x1600¦ 2652x600x1600¦ 800x800x2000¦ 650x800x1000¦ 700x800x750¦ 600x600x1600¦ 600x600x1600¦ X08¦ X09¦ X10¦ X11¦ X12¦ 신호통신기계실¦ UPS¦ ATS&AVR&DIST¦ BATT¦ MDF¦ ADM¦ MUX¦ 대열차¦ 전송¦ CCTV¦ CCTV¦ PA¦ PA¦ 사령¦ 전화¦ CLOCK¦ 복합¦ 통신¦ SOR¦ 종합집중 관리 CONSOLE¦ 행선안내설비¦ SMS¦ PRINTER¦ PRINTER¦ DUCT (150x100)¦ Equipment Schedule¦ \pi49.321;{\C0;접지단자함}¦ L-C¦ \A1;3,400¦ \A1;900¦ \A1;900¦ \A1;2,450¦ OFD 랙¦ 기지국¦ 역사노드¦ 스위치 ¦ 장치 랙¦ 백본 랙¦ 랙¦ 600 x 600 x 2200¦ 600 x 600 x 2200¦ OFD 랙¦ 600 x 600 x 2200¦ 역사노드백본 랙¦ 기지국장치 랙¦ 신설 TRAY (150x100)¦ TRAY 설치도¦ 1/100¦ 신방화¦ 마곡나루¦ 양천향교¦ T¦ 9¦ 1¦ 0¦ 3¦ 0¦ 6¦ 6¦ 0¦ 0¦ 1¦ 905정거장 통신기계실 기기배치도 및 바닥¦ \A1;5930¦
| 1단계_정거장 - 복사본 | 1단계_정거장 - 복사본 | 029.T7001034-010 902정거장 전화설비 지하4층신설평면도(1-3).dwg | 창고-1¦ 승강장¦ 승강장¦ 발매기실/¦ 매표소-2¦ 발매기실/¦ 매표소-1¦ 기 지 방 향¦ UP¦ DN¦ 침사조¦ 지하수¦ 00¦ Y¦ 01¦ Y¦ 02¦ Y¦ 03¦ Y¦ Y¦ 04¦ X¦ 07¦ X¦ 06¦ X¦ 05¦ 04¦ X¦ 03¦ X¦ 02¦ X¦ 01¦ X¦ X¦ 00¦ X¦ -1¦ X¦ -2¦ -3¦ X¦ 7500¦ 7500¦ 7500¦ 7500¦ 7500¦ 7500¦ 7500¦ 7500¦ 7500¦ 7500¦ 8150¦ 3550¦ 8240¦ 9020¦ 8840¦ 26100¦ 11700¦ AMP¦ AMP¦ P¦ P¦ C¦ 25P¦ PB(200X200X200)¦ C¦ 25P¦ PB(200X200X200)¦ A¦ P¦ P¦ C¦ M¦ M¦ PB(300X300X200)¦ C¦ PB(300X300X200)¦ C¦ P¦ C¦ PB(300X300X200)¦ E¦ INT¦ INT¦ (16)UTP CAT.5 4P(INT)¦ P¦ INT¦ INT¦ (16)UTP CAT.5 4P(INT)¦ (22)5C-2VX2(MONDOR)¦ (22)CV 3.5 /2C(M.POW)¦ (22)CPEN 5P/.65(M.COM)¦ D¦ PB(300X300X200)¦ F¦ (16)HIV1.2X2¦ (16)HIV1.2X3¦ (16)HIV1.2X4¦ (16)HIV1.2X6¦ UP TO: 지하1층 통신기계실(9호선)¦ OFSM 4CORE(22C)¦ F-GV 14 (22C)¦ F-CV 2.0 /2C(16C)¦ 승강장하부 TRAY이용(해외시공)¦ P¦ 매표소1¦ 발매기1¦ 게이트1¦ E/V-1¦ 승강장1¦ (28)UTP CAT.5 25P(9호선 매표소 B4-1)¦ A¦ (28)UTP CAT.5 25P(9호선 매표소 B4-1)¦ C¦ (28)UTP CAT.5 25P(9호선 매표소 B4-1)¦ D¦ (28)UTP CAT.5 25P(9호선 매표소 -1)¦ (16)UTP CAT.5 4PX2(INT)¦ E¦ (28)UTP CAT.5 25P(9호선 매표소 B4-1)¦ (16)UTP CAT.5 4PX2(INT)¦ F¦ 1. 음향유도기 전원은 전기콘센트를 이용한다.¦ NOTE¦ 2. 증폭기전원은 전기콘센트를 이용한다.¦ 3. 통신기계실 및 안전관리실 MAIN 분전반은 전기에서 설치한다.¦ 1. 일반교환기에 수용된 전화기는 안전관리실만 IP전화기로 교체한다.¦ NOTE¦ 2. 콜폰, E/L폰, 승강장 비상통화장치도 교체한다.¦ 3. 전화 및 인터폰 구간의 배선배관은 기존활용한다.¦ 지하철 902정거장¦ 김포공항¦ 공항시장¦ 1/400¦ 902정거장 전화설비 지하4층 신설평면도(1/3)¦ S = 1/400¦ 902정거장 전화설비 지하4층 신설평면도(1/3)¦ 개화¦ (기설활용)¦ T¦ 7¦ 0¦ 0¦ 1¦ 0¦ 3¦ 4¦ 0¦ 1¦ 0¦
| 1단계_정거장 - 복사본 | 1단계_정거장 - 복사본 | 059,060 T4009934-002,003 913정거장 종합무선중계설비 지하2층 평면도(1,2).dwg | DN¦ 913정거장 종합무선중계설비 지하2층 평면도 2/2¦ 913정거장 종합무선중계설비 지하2층 평면도 2/2¦ S = 1 / 600¦ 1/600¦ 선유도¦ 당산¦ 국회의사당¦ T¦ 4¦ 0¦ 0¦ 9¦ 9¦ 3¦ 4¦ 0¦ 0¦ 3¦ -¦ T¦ 0¦ 0¦ 0¦ 0¦ 0¦ 0¦ 0¦ 0¦ 0¦ 0¦ \A1;5,000¦ \A1;5,000¦ \A1;7,500¦ \A1;7,500¦ \A1;7,500¦ \A1;7,500¦ \A1;7,500¦ \A1;7,500¦ \A1;7,500¦ \A1;7,500¦ \A1;7,500¦ \A1;7,500¦ \A1;7,500¦ \A1;7,500¦ \A1;7,500¦ \A1;7,500¦ \A1;7,500¦ \A1;7,500¦ \A1;130,000¦ \A1;174,500¦ \A1;7,500¦ \A1;7,500¦ \A1;5,000¦ \A1;7,500¦ \A1;5,000¦ \A1;7,500¦ \A1;7,500¦ \A1;7,500¦ \A1;7,500¦ \A1;7,500¦ \A1;7,500¦ \A1;7,500¦ \A1;7,500¦ \A1;7,500¦ \A1;7,500¦ \A1;7,500¦ \A1;7,500¦ \A1;7,500¦ \A1;7,500¦ \A1;7,500¦ \A1;7,500¦ \A1;5,500¦ \A1;5,500¦ \A1;11,000¦ \A1;6,820¦ \A1;7,800¦ \A1;6,750¦ \A1;21,370¦ 2D¦ P¦ P¦ P¦ P¦ P¦ P¦ P¦ P¦ P¦ P¦ P¦ P¦ \A1;7,500¦ \A1;5,000¦ \A1;3,521¦ \A1;7,500¦ \A1;7,500¦ \A1;7,500¦ \A1;7,500¦ \A1;7,500¦ \A1;7,500¦ \A1;7,500¦ \A1;7,500¦ \A1;7,500¦ \A1;7,500¦ \A1;7,500¦ \A1;7,500¦ \A1;7,500¦ \A1;7,500¦ \A1;5,000¦ \A1;7,500¦ \A1;7,500¦ \A1;7,500¦ \A1;7,500¦ \A1;7,500¦ \A1;7,500¦ \A1;7,500¦ \A1;223,521¦ \A1;108,521¦ \A1;115,000¦ \A1;7,500¦ \A1;7,500¦ \A1;7,500¦ \A1;7,500¦ \A1;7,500¦ \A1;7,500¦ \A1;6,820¦ \A1;7,800¦ \A1;6,750¦ \A1;21,370¦ HFC-12D-FR (신설)¦ HFC-12D-FR (신설)¦ HFC-12D-FR (신설)¦ HFC-12D-FR (신설)¦ HFC-12D-FR (신설)¦ HFC-12D-FR (신설)¦ HFC-12D-FR (신설)¦ 2D¦ 2D¦ X43¦ X42¦ X41¦ X40¦ X39¦ X38¦ X37¦ X36¦ X35¦ X34¦ X33¦ X32¦ X31¦ X30¦ X29¦ X28¦ X27¦ X26¦ X25¦ X25¦ X24¦ X23¦ X22¦ X21¦ X20¦ X19¦ X18¦ X17¦ X16¦ X15¦ X14¦ X13¦ 지상E/L¦ X12¦ X11¦ X10¦ X09¦ X08¦ X07¦ X06¦ X05¦ X04¦ X03¦ X02¦ X01¦ 공조기계실¦ 3D¦ 2D¦ TRAY (600x150)¦ UTP 4Px1조 (라디오송수신제어)¦ DOWN TO 지하3층¦ (16) UTP 4Px1조 (라디오송수신제어)¦ (16) UTP 4Px1조 (라디오송수신제어)¦ (16) UTP 4Px1조 (라디오송수신제어)¦ (28) HFC-12D-FR (콘솔내 접속단자)¦ (28) HFC-12D-FR (대합실 복합통신)¦ (28) HFC-12D-FR (콘솔내 접속단자)¦ (28) HFC-12D-FR (대합실 복합통신)¦ (28) HFC-12D-FR (콘솔내 접속단자)¦ (P23:100x100x100)¦ (P22:100x100x100)¦ (P21:200x200x100)¦ (P20:200x200x100)¦ TO: 콘솔내접속단자 ¦ P¦ P¦ P¦ P¦ STA.14km831.097¦ 913 정거장¦ 내부계단3¦ 내부계단4¦ 외부출입구4¦ 외부출입구3¦ 대합실¦ 발매기실¦ 안전관리실¦ OPEN¦ DN¦ 3D¦ 2D¦ 2D¦ (16) UTP 4Px1조 (라디오송수신제어)¦ (16) UTP 4Px1조 (라디오송수신제어)¦ (16) UTP 4Px1조 (라디오송수신제어)¦ (16) UTP 4Px1조 (라디오송수신제어)¦ (P16:300x300x200)¦ (54) HFC-22D-FR (승강장 복합통신)¦ (28) HFC-12D-FR (대합실 복합통신)¦ (28) HFC-12D-FR (콘솔내 접속단자)¦ (54) HFC-22D-FR (승강장 복합통신)¦ (P13:200x200x100)¦ 2D¦ (P15:300x300x200)¦ P¦ (P17:200x200x100)¦ (P18:200x200x100)¦ P¦ P¦ UP TO 신호통신기계실¦ TRAY (900x150)¦ (28) HFC-12D-FR (콘솔내 접속단자)¦ (54) HFC-22D-FR (승강장 복합통신)¦ (28) HFC-12D-FR (콘솔내 접속단자)¦ (54) HFC-22D-FR (승강장 복합통신)¦ (28) HFC-12D-FR (콘솔내 접속단자)¦ (54) HFC-22D-FR (승강장 복합통신)¦ TRAY (600x150)¦ UP TO 지하1층¦ HFC-12D-FR (대합실 복합통신)¦ TRAY (900x150)¦ DOWN TO 지하3층¦ HFC-22D-FR (승강장 복합통신)¦ (P14:300x300x200)¦ (P19:200x200x100)¦ P¦ P¦ P¦ P¦ (P12:200x200x100)¦ P¦ 사무실¦ 사무실¦ 내부계단1¦ 내부계단2¦ 화장실¦ 대합실¦ 탈의실¦ 샤워실¦ 창고¦ 지구대장실¦ 내무반¦ 비상전원실¦ 전기실¦ CO2실¦ 목동선 환승에스컬레이터¦ 2호선 환승 에스컬레이터¦ 2호선 교각¦ 2호선 교각¦ 목동선 환승을 위한 유보공간¦ 공조기계실¦ 물탱크실¦ Y04¦ Y06¦ Y03¦ Y01¦ Y07¦ Y05¦ Y02¦ Y00¦ 2D¦ 2D¦ 2D¦ 2D¦ 2D¦ TRAY (600x150)¦ UTP 4Px1조 (라디오송수신제어)¦ DOWN TO 지하3층¦ (16) UTP 4Px1조 (라디오송수신제어)¦ (16) UTP 4Px1조 (라디오송수신제어)¦ (16) UTP 4Px1조 (라디오송수신제어)¦ (16) UTP 4Px1조 (라디오송수신제어)¦ (16) UTP 4Px1조 (라디오송수신제어)¦ (16) UTP 4Px1조 (라디오송수신제어)¦ (16) UTP 4Px1조 (라디오송수신제어)¦ (P16:300x300x200)¦ (54) HFC-22D-FR (승강장 복합통신)¦ (28) HFC-12D-FR (대합실 복합통신)¦ (28) HFC-12D-FR (콘솔내 접속단자)¦ (54) HFC-22D-FR (승강장 복합통신)¦ (P13:200x200x100)¦ (P15:300x300x200)¦ (P17:200x200x100)¦ (P18:200x200x100)¦ UP TO 신호통신기계실¦ TRAY (900x150)¦ (28) HFC-12D-FR (콘솔내 접속단자)¦ (54) HFC-22D-FR (승강장 복합통신)¦ (28) HFC-12D-FR (콘솔내 접속단자)¦ (28) HFC-12D-FR (대합실 복합통신)¦ (28) HFC-12D-FR (콘솔내 접속단자)¦ (28) HFC-12D-FR (대합실 복합통신)¦ (28) HFC-12D-FR (콘솔내 접속단자)¦ (54) HFC-22D-FR (승강장 복합통신)¦ (28) HFC-12D-FR (콘솔내 접속단자)¦ (54) HFC-22D-FR (승강장 복합통신)¦ TRAY (600x150)¦ UP TO 지하1층¦ HFC-12D-FR (대합실 복합통신)¦ TRAY (900x150)¦ DOWN TO 지하3층¦ HFC-22D-FR (승강장 복합통신)¦ (28) HFC-12D-FR (콘솔내 접속단자)¦ (P23:100x100x100)¦ (P22:100x100x100)¦ (P21:200x200x100)¦ (P20:200x200x100)¦ (P14:300x300x200)¦ TO: 콘솔내접속단자 ¦ (P19:200x200x100)¦ (P12:200x200x100)¦ 사무실¦ 사무실¦ STA.14km831.097¦ 913 정거장¦ 내부계단1¦ 내부계단2¦ 내부계단3¦ 내부계단4¦ 외부출입구4¦ 외부출입구3¦ 화장실¦ 대합실¦ 대합실¦ 발매기실¦ 안전관리실¦ 탈의실¦ 샤워실¦ 창고¦ 지구대장실¦ 내무반¦ 비상전원실¦ 전기실¦ CO2실¦ OPEN¦ DN¦ 목동선 환승에스컬레이터¦ 2호선 환승 에스컬레이터¦ 2호선 교각¦ 2호선 교각¦ 목동선 환승을 위한 유보공간¦ Y04¦ Y06¦ Y03¦ Y01¦ Y07¦ Y05¦ Y02¦ Y00¦ X38¦ X37¦ X36¦ X35¦ X34¦ X33¦ X32¦ X31¦ X30¦ X29¦ X28¦ X27¦ X26¦ X25¦ X24¦ X23¦ X22¦ X21¦ X20¦ X19¦ X18¦ X17¦ X16¦ X15¦ X14¦ X13¦ X12¦ X11¦ X10¦ X09¦ X08¦ 2D¦ MCC실¦ 환기실¦ 913정거장 열차무선설비 지하2층 평면도 1/2¦ 913정거장 열차무선설비 지하2층 평면도 1/2¦ S = 1 / 600¦ 1/600¦ 선유도¦ 당산¦ 국회의사당¦ T¦ 4¦ 0¦ 0¦ 9¦ 9¦ 3¦ 4¦ 0¦ 0¦ 2¦ P¦ 2D¦
| 1단계_정거장 - 복사본 | 1단계_정거장 - 복사본 | 047. T9103066-002 917정거장 안전관리실 기기배치도 및 바닥 TRAY 설치도.dwg | \A1;7,300¦ \A1;10,925¦ \A1;1,550¦ \A1;4,775¦ \A1;6,325¦ \A1;1,201¦ \A1;500¦ \A1;800¦ \A1;1,703¦ TRAY 설치도¦ 906정거장 안전관리실 기기배치도 및 바닥¦ -¦ T¦ 0¦ 0¦ 0¦ 0¦ 0¦ 0¦ 0¦ 0¦ 0¦ 0¦ 7,300¦ X16¦ X17¦ 4,775¦ 안전관리실¦ 3,625¦ 10,925¦ Y04¦ 1,550¦ 6,325¦ Y03¦ 800¦ 행선안내¦ SMS¦ PRINTER¦ PSD 제어반¦ 설비자동¦ 화재탐지반¦ 조명제어반¦ CCTV 및¦ 종합집중관리¦ 설비 콘솔1¦ 제어반¦ 통신종합¦ 집중관리반¦ 종합집중관리¦ 설비 콘솔2¦ 1,000¦ 행선안내¦ 500¦ 800¦ TRAY (W300xH100)¦ AFC GATE용¦ L-AFC¦ 접지단자함¦ IDF 25P¦ UTP 25P¦ (28)x3¦ (28)x3¦ (28)x6¦ X16¦ X17¦ 안전관리실¦ Y04¦ Y03¦ 600¦ 행선안내¦ SMS¦ PSD 제어반¦ 설비자동¦ 화재탐지반¦ 조명제어반¦ CCTV 및¦ 종합집중관리¦ 설비 콘솔1¦ 제어반¦ 통신종합¦ 집중관리반¦ 종합집중관리¦ 설비 콘솔2¦ 행선안내¦ 500¦ 800¦ TRAY (W300xH100)¦ AFC GATE용¦ L-AFC¦ IDF 25P¦ UTP 25P¦ (28)x3¦ (28)x3¦ Equipment Schedule¦ 1¦ 번 호¦ 장 비 명¦ 규 격 (W x D x H)¦ 행선안내¦ 1200x750x1000¦ 설비자동제어반¦ 화재탐지반¦ 조명제어반¦ CCTV 및 통신종합집중관리반¦ PSD 제어반¦ SMS¦ PRINTER¦ 종합집중관리 설비 콘솔1¦ 종합집중관리 설비 콘솔2¦ 1000x600x1600¦ 1800x600x1800¦ 864x600x2304¦ 2652x600x1600¦ 800x800x2000¦ 650x800x1000¦ 700x800x750¦ 600x600x1600¦ 600x600x1600¦ 6¦ 5¦ 4¦ 3¦ 2¦ 10¦ 9¦ 8¦ 7¦ 접지단자함¦ (28)x6¦ 축척 - 2배확대¦ (LSE 2)¦ (LSE 1)¦ 917정거장 안전관리실 기기배치도 및 바닥 TRAY 설치도¦ S = 1/50¦ 1/50¦ 지하철 917정거장¦ 샛강¦ 노량진¦ 노들¦ TRAY 설치도¦ 917정거장 안전관리실 기기배치도 및 바닥¦ 9¦ 1¦ 0¦ 3¦ 0¦ 6¦ 6¦ 0¦ 0¦ 2¦ T¦ \A1;148¦ \A1;3,625¦
| 1단계_정거장 - 복사본 | 1단계_정거장 - 복사본 | 028. T7003034-001 907정거장 방송설비 지하1층 신설평면도 (1_3).dwg | CONSOLE¦ PA AMP¦ \A1;7,500¦ \A1;7,500¦ \A1;7,500¦ \A1;5,000¦ \A1;5,000¦ \A1;5,000¦ \A1;85,000¦ \A1;2,500¦ \A1;2,500¦ \A1;5,000¦ \A1;5,000¦ \A1;2,500¦ \A1;5,000¦ \A1;5,000¦ \A1;5,000¦ \A1;5,000¦ \A1;5,000¦ \A1;5,000¦ \A1;27,800¦ \A1;13,900¦ \A1;13,900¦ S = 1 / 400¦ 903정거장 방송설비 지하1층 신설평면도(2/2)¦ 1/400¦ 904정거장 방송설비 지하1층 신설평면도 (1/2)¦ 0¦ 0¦ 0¦ -¦ 0¦ 0¦ 0¦ 0¦ (기설활용)¦ -¦ T¦ 7¦ 0¦ 0¦ 3¦ 0¦ 3¦ 4¦ 0¦ 1¦ 6¦ : (16) HIV 1.5㎟x2조¦ NOTE¦ : (16) HIV 1.5㎟x5조¦ : (16) HIV 1.5㎟x6조¦ : (22) HIV 1.5㎟x7조¦ : (22) HIV 1.5㎟x8조¦ : (22) HIV 1.5㎟x10조¦ : (16) HIV 1.5㎟x4조¦ : (16) HIV 1.5㎟x3조¦ A¦ (16) UTP Cat.5E 4Px1조 (화재탐지용)¦ B¦ (16) UTP Cat.5E 4Px1조 (화재탐지용)¦ CPEV 0.9/5Px1조 (PA)¦ C¦ UTP Cat.5E 4Px1조 (화재탐지용)¦ HIV 1.5㎟x16조 (승강장 SP)¦ DOWN TO 신호통신기계실 ACCESS FLOOR¦ TRAY (600x150)¦ DOWN TO 지하 2층¦ TRAY (600x150)¦ HIV 1.5㎟x8조 (승강장 SP)¦ HIV 1.5㎟x8조 (승강장 SP)¦ D¦ MATCH LINE DWG No. "S1-TA-S07-DB-015-0"¦ KEY PLAN¦ X-8¦ X-7¦ X-6¦ X-5¦ X-4¦ X-3¦ X-2¦ X-1¦ X01¦ X02¦ X03¦ X04¦ X05¦ X06¦ X07¦ X08¦ X00¦ Y00¦ Y01¦ Y02¦ 발매기실¦ 안전관리실¦ 승차권 창고¦ 비상 전원실¦ 신호,통신기계실¦ 전 기 실¦ 복 도¦ 물탱크실¦ 이동통신기계실¦ CO2 실¦ DN¦ DN¦ DN¦ DN¦ DN¦ DN¦ UP¦ UP¦ UP¦ UP¦ 외부출입구¦ 내부계단¦ 외부출입구¦ 내부계단¦ UTP Cat.5E 4Px1조 (화재탐지용)¦ CPEV 0.9/5Px1조 (PA)¦ TRAY (600x150)¦ DOWN TO 안전관리실 ACCESS FLOOR¦ A¦ A¦ B¦ B¦ (P2:200x200x100)¦ (P1:200x200x100)¦ (P3:200x200x100)¦ (P5:200x200x100)¦ (P4:200x200x100)¦ 방송단자함¦ [10P]¦ C¦ UL 2464-AMESB 24AWG 16Cx1조 (PA)¦ UL 2464-AMESB 24AWG 4Cx2조 (PA)¦ (22) UL 2464-AMESB 24AWG 16Cx2조 (PA)¦ (16) UL 2464-AMESB 24AWG 4Cx1조 (PA)¦ (22) UL 2464-AMESB 24AWG 16Cx2조 (PA)¦ (16) UL 2464-AMESB 24AWG 4Cx1조 (PA)¦ UL 2464-AMESB 24AWG 4Cx1조 (PA)¦ UL 2464-AMESB 24AWG 16Cx2조 (PA)¦ D¦ (22) HIV 1.5㎟x8조 (승강장 SP)¦ DOWN TO 지하 2층¦ TRAY (600x150)¦ (22) HIV 1.5㎟x8조 (승강장 SP)¦ E¦ E¦ UTP Cat.5E 4Px1조 (자동방송, 근접화재)¦ (16) CPEV 0.9/5Px1조 (PA)¦ (16) UTP Cat.5E 4Px1조 (자동방송, 근접화재)¦ (16) CPEV 0.9/5Px1조 (PA)¦ (16) UTP Cat.5E 4Px1조 (자동방송, 근접화재)¦ UTP Cat.5E 4Px1조 (자동방송, 근접화재)¦ 벽부형 3W : 4 EA¦ 천정형 3W : 35 EA¦ 지하철 907정거장¦ 양천향교¦ 가양¦ 증미¦ S = 1 / 400¦ 907정거장 방송설비 지하1층 신설평면도(1/3)¦ 1/400¦ 907정거장 방송설비 지하1층 신설평면도 (1/3)¦ (기설활용)¦ T¦ 7¦ 0¦ 0¦ 3¦ 0¦ 3¦ 4¦ 0¦ 0¦ 1¦ P¦
| 1단계_정거장 - 복사본 | 1단계_정거장 - 복사본 | 041. T7003034-010 902정거장 방송설비 지하4층신설평면도(1-3).dwg | 창고-1¦ 승강장¦ 승강장¦ 발매기실/¦ 매표소-2¦ 발매기실/¦ 매표소-1¦ 기 지 방 향¦ UP¦ DN¦ 침사조¦ 지하수¦ 00¦ Y¦ 01¦ Y¦ 02¦ Y¦ 03¦ Y¦ Y¦ 04¦ X¦ 07¦ X¦ 06¦ X¦ 05¦ 04¦ X¦ 03¦ X¦ 02¦ X¦ 01¦ X¦ X¦ 00¦ X¦ -1¦ X¦ -2¦ -3¦ X¦ 7500¦ 7500¦ 7500¦ 7500¦ 7500¦ 7500¦ 7500¦ 7500¦ 7500¦ 7500¦ 8150¦ 3550¦ 8240¦ 9020¦ 8840¦ 26100¦ 11700¦ AMP¦ AMP¦ P¦ P¦ C¦ (16)IV 1.2X2(CL)¦ (16)IV 1.2X2(CL)¦ 25P¦ PB(200X200X200)¦ C¦ 25P¦ B¦ PB(200X200X200)¦ A¦ P¦ P¦ C¦ M¦ M¦ PB(300X300X200)¦ C¦ PB(300X300X200)¦ C¦ P¦ C¦ PB(300X300X200)¦ E¦ INT¦ INT¦ P¦ INT¦ INT¦ (22)5C-2VX2(MONDOR)¦ (22)CV 3.5 /2C(M.POW)¦ (22)CPEN 5P/.65(M.COM)¦ D¦ PB(300X300X200)¦ F¦ (16)HIV1.2X2¦ (16)HIV1.2X3¦ (16)HIV1.2X4¦ (16)HIV1.2X6¦ UP TO: 지하1층 통신기계실(9호선)¦ OFSM 4CORE(22C)¦ F-GV 14 (22C)¦ F-CV 2.0 /2C(16C)¦ 승강장하부 TRAY이용(해외시공)¦ P¦ C/R¦ 출입통제용¦ UTP CAT.5 4Px2조(16C)¦ 매표소1¦ 발매기1¦ 게이트1¦ E/V-1¦ 승강장1¦ (16)IV1.2X2(CL)¦ (16)HIV1.2X3(SP)¦ A¦ (16)IV1.2X2(CL)¦ (16)HIV1.2X3(SP)¦ B¦ (16)IV1.2X2(CL)¦ (16)HIV1.2X3(SP)¦ C¦ (16)IV1.2X2(CL)¦ (16)HIV1.2X3(SP)¦ D¦ (16)IV1.2X2(CL)¦ (16)HIV1.2X3(SP)¦ (16)UTP CAT.5 4PX2(INT)¦ E¦ (16)IV1.2X2(CL)¦ (16)HIV1.2X3(SP)¦ (16)UTP CAT.5 4PX2(INT)¦ F¦ 지하철 902정거장¦ 김포공항¦ 공항시장¦ 1/400¦ 902정거장 방송설비 지하4층 신설평면도(1/3)¦ S = 1/400¦ 902정거장 방송설비 지하4층 신설평면도(1/3)¦ 개화¦ (기설활용)¦ T¦ 7¦ 0¦ 0¦ 3¦ 0¦ 3¦ 4¦ 0¦ 1¦ 0¦
| 1단계_정거장 - 복사본 | 1단계_정거장 - 복사본 | 071. T5001034-002 902정거장 AFC설비 지하2층 평면도.dwg | P¦ 800¦ 800¦ 800¦ 800¦ 800¦ 1100¦ 1800¦ 500¦ 600¦ 500¦ 450¦ 601¦ 1100¦ 600¦ ES.DN¦ ES.UP¦ ES.DN¦ ES.UP¦ DN¦ DS¦ UP¦ UP¦ DN¦ DN¦ DN¦ UP¦ UP¦ UP¦ UP¦ DN¦ DN¦ ES.UP¦ ES.DN¦ ES.UP¦ ES.DN¦ ES.UP¦ ES.DN¦ ES.UP¦ ES.DN¦ DN¦ ES.UP¦ ES.DN¦ 9호선방향 및¦ 공항철도방향¦ 도심방향¦ 차량기지방향¦ 5호선 환승통로¦ ES.DN¦ DN¦ DN¦ ES.DN¦ UP¦ 5호선환승통로¦ 장애인용 ¦ ELEV.¦ ES.DN¦ ES.UP¦ ES.DN¦ ES.UP¦ DN¦ DN¦ AUTO FILLTER실¦ A¦ -11¦ X¦ -10¦ X¦ -9¦ X¦ -8¦ X¦ -7¦ X¦ -6¦ X¦ -5¦ X¦ 04¦ Y¦ Y¦ 03¦ Y¦ 02¦ Y¦ 01¦ Y¦ 00¦ -4¦ -3¦ X¦ -2¦ X¦ -1¦ X¦ 00¦ X¦ X¦ 01¦ X¦ 02¦ X¦ 03¦ X¦ 04¦ 05¦ X¦ 06¦ X¦ 07¦ X¦ 08¦ X¦ 09¦ X¦ 10¦ X¦ 11¦ X¦ 12¦ X¦ 13¦ X¦ 14¦ X¦ 15¦ X¦ X¦ 15¦ X¦ -12¦ 5590¦ 37800¦ 11790¦ 9020¦ 3600¦ 8840¦ 5800¦ 3430¦ 8150¦ X¦ 7000¦ 7500¦ 7500¦ 7500¦ 7500¦ 7500¦ 7000¦ 7000¦ 7000¦ 7500¦ 7500¦ 7500¦ 7500¦ 7500¦ 7500¦ 7500¦ 7500¦ 7500¦ 7500¦ 7500¦ 7500¦ 7500¦ 7500¦ 7500¦ 7500¦ 7500¦ 7500¦ 5호선¦ 공항철도¦ 9호선직행¦ 5호선방화¦ 방화방향¦ AAM¦ AAM¦ G¦ I¦ H¦ B¦ C¦ E¦ D¦ F¦ A¦ A¦ A¦ K¦ E¦ F-GV 4.0㎟x1조 (GND)¦ FR-CV 3C/6.0㎟x2조 (AGM POWER)¦ STP Cat.5E 4Px3조 (AGM COMMS)¦ FR-CVVS 4C/2.5㎟x1조 (DPC)¦ F7 DUCT¦ F¦ F-GV 4.0㎟x1조 (GND)¦ FR-CV 3C/6.0㎟x4조 (AGM POWER)¦ STP Cat.5E 4Px8조 (AGM COMMS)¦ FR-CVVS 4C/2.5㎟x1조 (DPC)¦ F7 DUCT¦ (28)¦ F-GV 4.0㎟x1조 (GND)¦ FR-CV 3C/6.0㎟x1조 (AAM POWER)¦ CPEV 0.65/5Px1조 (INT)¦ STP Cat.5E 4Px1조 (AAM COMM)¦ (28)¦ A¦ B¦ (22)x1 UTP Cat.5E 4Px1조 (EM GATE#1 INT)¦ (28)x1 FR-CV 2C/4.0㎟x1조 (EM GATE#1)¦ D¦ STP Cat.5E 4Px2조 (AGM COMMS)¦ FR-CVVS 4C/2.5㎟x1조 (DPC)¦ FR-CV 3C/6.0㎟x1조 (AGM POWER)¦ F-GV 4.0㎟x1조 (GND)¦ C¦ STP Cat.5E 4Px1조 (AGM COMMS)¦ FR-CVVS 4C/2.5㎟x1조 (DPC)¦ FR-CV 3C/6.0㎟x1조 (AGM POWER)¦ F-GV 4.0㎟x1조 (GND)¦ F7 DUCT¦ F7 DUCT¦ K¦ STP Cat.5E 4Px3조 (AAM, AGM COMMS)¦ FR-CVVS 4C/2.5㎟x1조 (DPC)¦ FR-CV 3C/6.0㎟x6조 (AAM, AGM POWER)¦ F-GV 4.0㎟x1조 (GND)¦ UTP Cat.5E 4Px1조 (EM GATE#1 INT)¦ FR-CV 2C/4.0㎟x1조 (EM GATE#1)¦ UP TO 지하1층¦ TRAY (통신)¦ CPEV 0.65/5Px2조 (INT)¦ G¦ F-GV 4.0㎟x1조 (GND)¦ FR-CV 3C/6.0㎟x2조 (AGM POWER)¦ STP Cat.5E 4Px4조 (AGM COMMS)¦ FR-CVVS 4C/2.5㎟x1조 (DPC)¦ F7 DUCT¦ H¦ F-GV 4.0㎟x1조 (GND)¦ FR-CV 3C/6.0㎟x2조 (AGM POWER)¦ STP Cat.5E 4Px3조 (AGM COMMS)¦ FR-CVVS 4C/2.5㎟x1조 (DPC)¦ F7 DUCT¦ I¦ F-GV 4.0㎟x1조 (GND)¦ FR-CV 3C/6.0㎟x1조 (AGM POWER)¦ STP Cat.5E 4Px2조 (AGM COMMS)¦ FR-CVVS 4C/2.5㎟x1조 (DPC)¦ F7 DUCT¦ J¦ F-GV 4.0㎟x1조 (GND)¦ STP Cat.5E 4Px1조 (AGM COMMS)¦ FR-CVVS 4C/2.5㎟x1조 (DPC)¦ F7 DUCT¦ FR-CV 3C/6.0㎟x1조 (AGM POWER)¦ 5호선¦ J¦ 902정거장 AFC설비 지하2층 평면도¦ NONE¦ 지하철 902정거장¦ 개화¦ 김포공항¦ 공항시장¦ 902정거장 AFC설비 지하2층 평면도¦ S = NONE¦ T¦ 5¦ 0¦ 0¦ 1¦ 0¦ 3¦ 4¦ 0¦ 0¦ 2¦
| 1단계_정거장 - 복사본 | 1단계_정거장 - 복사본 | 081. T7003034-014 검사고 방송설비 지상2층 신설평면도.dwg | PA AMP¦ \A1;10,000¦ \A1;10,000¦ \A1;10,000¦ \A1;10,000¦ \A1;10,000¦ \A1;10,000¦ \A1;10,000¦ \A1;10,000¦ \A1;10,000¦ \A1;10,000¦ \A1;10,000¦ \A1;10,000¦ \A1;10,000¦ \A1;10,000¦ \A1;140,000¦ \A1;24,000¦ \A1;15,000¦ \A1;89,000¦ \A1;50,000¦ \A1;3,000¦ \A1;12,000¦ \A1;5,000¦ \A1;8,000¦ \A1;6,000¦ \A1;6,000¦ \A1;8,000¦ \A1;6,000¦ \A1;6,000¦ \A1;5,000¦ \A1;4,000¦ \A1;5,000¦ \A1;5,000¦ \A1;5,000¦ \A1;5,000¦ (기설활용)¦ 상부 OPEN¦ 운전취급실¦ 신호기계실¦ 계단실-1¦ CO2실¦ 검수사무실¦ 통신기계실¦ 전산자료실¦ 여자화장실¦ 남자화장실¦ 공조기계실¦ 교육실¦ 계단실-2¦ A/S사무실¦ A/S창고¦ 샤워실¦ 침 실¦ 복 도¦ 신호샤프트뚜껑설치¦ 창고¦ 통합운영관리실¦ S.D¦ DN¦ UP¦ DN¦ UP¦ 하부작업대¦ 하부작업대¦ 하부작업대¦ 하부작업대¦ UP¦ UP¦ UP¦ UP¦ 옥상작업대¦ 추락방지대¦ 추락방지대¦ 옥상작업대¦ 옥상작업대¦ 추락방지대¦ 옥상작업대¦ 추락방지대¦ 추락방지대¦ 옥상작업대¦ UP¦ 옥상작업대¦ UP¦ 추락방지대¦ UP¦ 옥상작업대¦ 추락방지대¦ X12¦ X14¦ X11¦ X10¦ X05¦ X04¦ X02¦ X03¦ X02¦ X01¦ X07¦ X06¦ X08¦ X13¦ X09¦ X00¦ YO0¦ YO1¦ YO3¦ YO2¦ DOWN TO 용역사무/대기실¦ (16) HIV 1.5㎟x5조 (지상1층SP)¦ DOWN TO 필터세척실¦ CABLE DUCT (W:300)¦ FR-CVVSB 20C/1.5㎟x1조 (검사고 방송)¦ MIC-SH 2C/0.75㎟x2조 (검사고 방송)¦ DOWN TO 검수사무실¦ (28) FR-CVVSB 6C/1.5㎟x1조 (탁상형PAGING)¦ [방송단자함 20P]¦ (OUTLET)¦ (P18:100x100x100)¦ [탁상형PAGING] ¦ UP TO 침실¦ (16) HIV 1.5㎟x3조 (지상3층SP)¦ (P20:400x400x200)¦ (P19:400x400x200)¦ (P17:400x400x200)¦ E¦ E¦ E¦ (P33:200x200x100)¦ (P32:200x200x100)¦ (P25:200x200x100)¦ (P7:200x200x100)¦ (P10:200x200x100)¦ (P13:200x200x100)¦ (P16:200x200x100)¦ (P24:200x200x100)¦ (P28:200x200x100)¦ (P31:200x200x100)¦ (28) FR-CVVSB 6C/1.5㎟x1조 (PAGING)¦ (16) HIV 1.5㎟x2조 (SP)¦ DOWN TO 지상1층¦ (42) FR-CVVSB 6C/1.5㎟x2조 (PAGING)¦ (16) HIV 1.5㎟x4조 (SP)¦ DOWN TO 지상1층¦ (42) FR-CVVSB 6C/1.5㎟x2조 (PAGING)¦ (16) HIV 1.5㎟x4조 (SP)¦ DOWN TO 지상1층¦ (54) FR-CVVSB 6C/1.5㎟x3조 (PAGING)¦ (16) HIV 1.5㎟x4조 (SP)¦ DOWN TO 지상1층¦ (42) FR-CVVSB 6C/1.5㎟x2조 (PAGING)¦ (16) HIV 1.5㎟x4조 (SP)¦ DOWN TO 지상1층¦ D¦ C¦ C¦ (42) FR-CVVSB 6C/1.5㎟x2조 (PAGING)¦ (16) HIV 1.5㎟x2조 (SP)¦ DOWN TO 지상1층¦ (28) FR-CVVSB 6C/1.5㎟x1조 (PAGING)¦ (16) HIV 1.5㎟x2조 (SP)¦ DOWN TO 지상1층¦ (28) FR-CVVSB 6C/1.5㎟x1조 (PAGING)¦ (16) HIV 1.5㎟x2조 (SP)¦ (28) FR-CVVSB 6C/1.5㎟x1조 (PAGING)¦ (16) HIV 1.5㎟x2조 (SP)¦ (28) FR-CVVSB 6C/1.5㎟x1조 (PAGING)¦ (16) HIV 1.5㎟x2조 (SP)¦ (54) FR-CVVSB 6C/1.5㎟x3조 (PAGING)¦ (22) HIV 1.5㎟x8조 (SP)¦ (54) FR-CVVSB 6C/1.5㎟x3조 (PAGING)¦ (22) HIV 1.5㎟x8조 (SP)¦ (54) FR-CVVSB 6C/1.5㎟x3조 (PAGING)¦ (22) HIV 1.5㎟x8조 (SP)¦ (P6:200x200x100)¦ (P3:200x200x100)¦ (P5:200x200x100)¦ (P9:200x200x100)¦ (P8:200x200x100)¦ (P12:200x200x100)¦ (P11:200x200x100)¦ (P15:200x200x100)¦ (P14:200x200x100)¦ P23:(200x200x100)¦ (P22:200x200x100)¦ (P27:200x200x100)¦ (P26:200x200x100)¦ (P30:200x200x100)¦ (P29:200x200x100)¦ (42) FR-CVVSB 6C/1.5㎟x2조 (PAGING)¦ (16) HIV 1.5㎟x6조 (SP)¦ (28) FR-CVVSB 6C/1.5㎟x1조 (PAGING)¦ (16) HIV 1.5㎟x2조 (SP)¦ (42) FR-CVVSB 6C/1.5㎟x2조 (PAGING)¦ (16) HIV 1.5㎟x4조 (SP)¦ DOWN TO 지상1층¦ (42) FR-CVVSB 6C/1.5㎟x2조 (PAGING)¦ (16) HIV 1.5㎟x4조 (SP)¦ DOWN TO 지상1층¦ (42) FR-CVVSB 6C/1.5㎟x2조 (PAGING)¦ (16) HIV 1.5㎟x4조 (SP)¦ DOWN TO 지상1층¦ (42) FR-CVVSB 6C/1.5㎟x2조 (PAGING)¦ (16) HIV 1.5㎟x4조 (SP)¦ DOWN TO 지상1층¦ (42) FR-CVVSB 6C/1.5㎟x2조 (PAGING)¦ (16) HIV 1.5㎟x4조 (SP)¦ DOWN TO 지상1층¦ (42) FR-CVVSB 6C/1.5㎟x2조 (PAGING)¦ (16) HIV 1.5㎟x4조 (SP)¦ DOWN TO 지상1층¦ (28) FR-CVVSB 6C/1.5㎟x1조 (PAGING)¦ (16) HIV 1.5㎟x2조 (SP)¦ DOWN TO 지상1층¦ (28) FR-CVVSB 6C/1.5㎟x1조 (PAGING)¦ (16) HIV 1.5㎟x2조 (SP)¦ (28) FR-CVVSB 6C/1.5㎟x1조 (PAGING)¦ (16) HIV 1.5㎟x2조 (SP)¦ (28) FR-CVVSB 6C/1.5㎟x1조 (PAGING)¦ (16) HIV 1.5㎟x2조 (SP)¦ (28) FR-CVVSB 6C/1.5㎟x1조 (PAGING)¦ (16) HIV 1.5㎟x2조 (SP)¦ (28) FR-CVVSB 6C/1.5㎟x1조 (PAGING)¦ (16) HIV 1.5㎟x2조 (SP)¦ (28) FR-CVVSB 6C/1.5㎟x1조 (PAGING)¦ (16) HIV 1.5㎟x2조 (SP)¦ (42) FR-CVVSB 6C/1.5㎟x2조 (PAGING)¦ (22) HIV 1.5㎟x8조 (SP)¦ DOWN TO 지상1층¦ (42) FR-CVVSB 6C/1.5㎟x2조 (PAGING)¦ (22) HIV 1.5㎟x8조 (SP)¦ DOWN TO 지상1층¦ (42) FR-CVVSB 6C/1.5㎟x2조 (PAGING)¦ (22) HIV 1.5㎟x8조 (SP)¦ DOWN TO 지상1층¦ (42) FR-CVVSB 6C/1.5㎟x2조 (PAGING)¦ (22) HIV 1.5㎟x8조 (SP)¦ DOWN TO 지상1층¦ (42) FR-CVVSB 6C/1.5㎟x2조 (PAGING)¦ (22) HIV 1.5㎟x8조 (SP)¦ DOWN TO 지상1층¦ (42) FR-CVVSB 6C/1.5㎟x2조 (PAGING)¦ (22) HIV 1.5㎟x8조 (SP)¦ DOWN TO 지상1층¦ (28) FR-CVVSB 6C/1.5㎟x1조 (PAGING)¦ (16) HIV 1.5㎟x4조 (SP)¦ DOWN TO 지상1층¦ (28) FR-CVVSB 6C/1.5㎟x1조 (PAGING)¦ (16) HIV 1.5㎟x4조 (SP)¦ (28) FR-CVVSB 6C/1.5㎟x1조 (PAGING)¦ (16) HIV 1.5㎟x4조 (SP)¦ (28) FR-CVVSB 6C/1.5㎟x1조 (PAGING)¦ (16) HIV 1.5㎟x4조 (SP)¦ (28) FR-CVVSB 6C/1.5㎟x1조 (PAGING)¦ (16) HIV 1.5㎟x4조 (SP)¦ (28) FR-CVVSB 6C/1.5㎟x1조 (PAGING)¦ (16) HIV 1.5㎟x4조 (SP)¦ (28) FR-CVVSB 6C/1.5㎟x1조 (PAGING)¦ (16) HIV 1.5㎟x4조 (SP)¦ (28) FR-CVVSB 6C/1.5㎟x1조 (PAGING)¦ (16) HIV 1.5㎟x4조 (SP)¦ (28) FR-CVVSB 6C/1.5㎟x1조 (PAGING)¦ (16) HIV 1.5㎟x4조 (SP)¦ (P2:200x200x100)¦ D¦ DOWN TO 통신기계실¦ CABLE TRAY (W:600)¦ FR-CVVSB 20C/1.5㎟x1조 (검사고 방송)¦ MIC-SH 2C/0.75㎟x2조 (검사고 방송)¦ C¦ HIV 1.5㎟x21조 (SP)¦ FR-CVVSB 6C/1.5㎟x4조 (PAGING)¦ (54) FR-CVVSB 20C/1.5㎟x1조 (검사고 방송)¦ (28) MIC-SH 2C/0.75㎟x2조 (검사고 방송)¦ (22) HIV 1.5㎟x8조 (SP)¦ (42)x2 FR-CVVSB 6C/1.5㎟x4조 (PAGING)¦ E¦ (54) FR-CVVSB 20C/1.5㎟x1조 (검사고 방송)¦ (28) MIC-SH 2C/0.75㎟x2조 (검사고 방송)¦ B¦ B¦ (22) HIV 1.5㎟x8조 (SP)¦ (54) FR-CVVSB 6C/1.5㎟x3조 (PAGING)¦ (P4:200x200x100)¦ (P21:100x100x100)¦ A¦ A¦ (28) FR-CVVSB 6C/1.5㎟x1조 (탁상형 PAGING)¦ : (16) HIV 1.5㎟x2조¦ NOTE¦ : (16) HIV 1.5㎟x5조¦ : (16) HIV 1.5㎟x6조¦ : (22) HIV 1.5㎟x7조¦ : (22) HIV 1.5㎟x8조¦ : (22) HIV 1.5㎟x10조¦ : (16) HIV 1.5㎟x4조¦ : (16) HIV 1.5㎟x3조¦ : (28) FR-CVVSB 6C/1.5㎟x1조¦ P¦ 이사장실¦ 검사고 방송설비 지상2층 신설평면도¦ 검사고 방송설비 지상2층 신설평면도¦ S = 1/600¦ 1/600¦ 차량기지¦ 차량기지¦ T¦ 7¦ 0¦ 0¦ 3¦ 0¦ 3¦ 4¦ 0¦ 1¦ 4¦ P¦
| 1단계_정거장 - 복사본 | 1단계_정거장 - 복사본 | 049. T9103066-004 911정거장 AFC설비 지하2층 장비배치도 (철거).dwg | \A1;600¦ \A1;7,777¦ \A1;7,500¦ \A1;7,500¦ \A1;7,500¦ \A1;7,500¦ \A1;7,500¦ \A1;7,500¦ \A1;5,000¦ \A1;5,000¦ \A1;5,000¦ \A1;5,000¦ \A1;5,000¦ \A1;5,000¦ \A1;5,000¦ \A1;5,000¦ \A1;5,000¦ \A1;7,500¦ \A1;7,500¦ \A1;30,000¦ \A1;30,000¦ \A1;20,000¦ \A1;5,000¦ \A1;5,000¦ \A1;5,000¦ \A1;5,000¦ \A1;5,000¦ \A1;5,000¦ \A1;5,000¦ \A1;5,000¦ \A1;5,000¦ \A1;7,330¦ \A1;7,330¦ \A1;500¦ \A1;3,880¦ \A1;7,830¦ \A1;3,880¦ \A1;7,830¦ \A1;23,420¦ \A1;500¦ \A1;800¦ \A1;1,000¦ \A1;600¦ \A1;280¦ \A1;200¦ \A1;200¦ \A1;200¦ \A1;200¦ \A1;200¦ \A1;600¦ \A1;600¦ \A1;600¦ \A1;600¦ \A1;475¦ \A1;1,200¦ \A1;1,760¦ \A1;1,705¦ \A1;1,800¦ \A1;200¦ \A1;1,000¦ \A1;800¦ \A1;1,000¦ \A1;1,200¦ \A1;200¦ \A1;200¦ \A1;200¦ \A1;200¦ \A1;200¦ \A1;200¦ \A1;900¦ \A1;600¦ \A1;600¦ \A1;600¦ \A1;600¦ \A1;600¦ \A1;1,800¦ \A1;400¦ \A1;200¦ \A1;1,786¦ Detail "C"¦ Detail "B"¦ Detail "A"¦ Detail "A"¦ AAM ¦ 발매기실¦ 22,777¦ 62,500¦ 7,500¦ 165,277¦ X10¦ X11¦ X12¦ X13¦ X14¦ X15¦ X16¦ X17¦ X18¦ X19¦ X20¦ X21¦ X22¦ X23¦ X24¦ X25¦ X26¦ X27¦ X28¦ X09¦ X08¦ X07¦ X06¦ X05¦ X04¦ X01¦ X02¦ X00¦ X03¦ Y00¦ Y01¦ Y03¦ Y05¦ Y06¦ UP¦ DN¦ DN¦ DN¦ DN¦ 물탱크실¦ 공조기계실2¦ 공조기계실1¦ 비상전원실¦ CO2실¦ 전기실¦ 창 고¦ 통신기계실¦ 안전관리실¦ 복 도¦ 편의점¦ 대 합 실¦ 이동통신기계실¦ 용역원대기실¦ 화장실¦ 외부출입구1¦ 발매기실¦ 외부출입구3¦ 외부출입구2¦ UP¦ DN¦ 방범셔터¦ 방범셔터¦ 방범셔터¦ 외부엘리베이터1¦ 외부엘리베이터2¦ 911 정거장¦ STA.12km615.167¦ Detail "C"¦ Detail "B"¦ AAM ¦ AAM ¦ 대합실¦ FREE AREA¦ \A1;200¦ AAM ¦ 대합실¦ PAID AREA¦ 대합실¦ FREE AREA¦ 10형¦ 8형¦ 8형¦ 6형¦ 8형¦ 8형¦ 8형¦ 6형¦ 12형¦ 10/11형¦ 8형¦ 911정거장 AFC설비 지하2층 장비배치도 (철거)¦ 911정거장 AFC설비 지하2층 장비배치도 (철거)¦ S = 1 / 600¦ 1/600¦ 지하철 911정거장¦ 염창¦ 신목동¦ 선유도¦ 4¦ 0¦ 0¦ T¦ 9¦ 1¦ 0¦ 3¦ 0¦ 6¦ 6¦ \A1;800¦ \A1;1,000¦ \A1;2,000¦ \A1;800¦
| 1단계_정거장 - 복사본 | 1단계_정거장 - 복사본 | 007. T1001026-003 916정거장 COMMUNICATION CABLE WIRING DIAGRAM.dwg | -¦ T¦ 7¦ 0¦ 0¦ 3¦ 0¦ 3¦ 4¦ 0¦ 1¦ 6¦ 신호통신기계실¦ UTP Cat.5E 4Px2조¦ UTP Cat.5E 4Px2조¦ UTP Cat.5E 4Px2조¦ UTP Cat.5E 25Px1조¦ 안전관리실¦ 대합실 E/L x 6¦ 인터폰선 0.6x2Px6조¦ 지상 E/L x 2¦ 승강장 E/L x 2¦ 장애인용화장실 x 2¦ 승강장상선 (INT) x 3¦ 인터폰선 0.6x2Px2조¦ 인터폰선 0.6x2Px2조¦ UTP Cat.5E 4Px3조¦ 승강장 인터폰 및 장애인 편의설비 CABLE WIRING DIAGRAM¦ 공조기계실1¦ 공조기계실2¦ 이동통신기계실¦ 전기실¦ 임대상가 (지하2층)¦ 안전관리실¦ 대합실공중전화 (지하2층)¦ 승강장공중전화 (상선)¦ 승강장공중전화 (하선)¦ 편의점¦ 용역원대기실¦ UTP Cat.5E 4Px2조¦ UTP Cat.5E 4Px8조¦ UTP Cat.5E 25Px1조¦ Callphone x 11¦ COMMUNICATION CABLE BLOCK DIAGRAM¦ [25P]¦ [25P]¦ 대합실공중전화 ¦ [25P]¦ 안전관리실¦ [25P]¦ KT. MANHOLE¦ 승강장공중전화 상선¦ 승강장공중전화 하선¦ M¦ 2¦ 하¦ [TB No.4]¦ [TB No.8] ¦ [TB No.9] ¦ [TB No.5]¦ [25P]¦ HUB 8Port¦ 인터폰¦ 모장치¦ 층¦ 3¦ 하¦ 지¦ 지¦ 층¦ 선¦ 배¦ 반¦ UTP Cat.5E 4Px2조¦ 승강장하선 (INT) x 3¦ UTP Cat.5E 4Px3조¦ 배선반 / MIS HUB¦ 전기실¦ [TB No.7]¦ [25P]¦ UTP Cat.5E 4Px3조¦ UTP Cat.5E 4Px3조¦ UTP Cat.5E 4Px3조¦ KT.LINE 100P¦ M¦ From: KT.MANHOLE¦ OF-MM-4Core(난연)¦ HUB¦ MIS¦ [25P]¦ 운전취급실 ¦ [TB No.6]¦ 신호통신기계실¦ 용역원대기실¦ 5C-HFBTx1조¦ 안전관리실¦ 편의점¦ 지하2층 (임대상가)¦ 5C-HFBTx1조¦ 대합실 분배기함¦ 7C-HFBTx1조 (CATV용)¦ 4D¦ V¦ T¦ A¦ M¦ P¦ (4D)¦ 운전취급실¦ [IDF No.1]¦ 신호통신기계실¦ COMMUNICATION CABLE WIRING DIAGRAM¦ TV 공시청설비 CABLE WIRING DIAGRAM¦ 편의점¦ 인터폰선 0.6x2Px5조¦ UTP Cat.5E 4Px1조¦ UTP Cat.5E 25Px1조¦ 인터폰선 0.6x2Px2조¦ 인터폰선 0.6x2Px5조¦ 운전취급실¦ UTP Cat.5E 25Px1조¦ UTP Cat.5E 4Px1조¦ 5C-HFBTx1조¦ x3¦ 916정거장 COMMUNICATION CABLE WIRING DIAGRAM¦ DIAGRAM¦ S = NONE¦ NONE¦ 지하철 916정거장¦ 여의도¦ 샛강¦ 노량진¦ T¦ 1¦ 0¦ 0¦ 1¦ 0¦ 2¦ 6¦ 0¦ 0¦ 3¦ 916정거장 COMMUNICATION CABLE WIRING¦ T¦ IDF¦
| 1단계_정거장 - 복사본 | 1단계_정거장 - 복사본 | 055. T7005034-014 903정거장 CCTV,TDI,시계설비 지하3층 철거평면도-2.dwg | P¦ KEY PLAN¦ \A1;10,5000¦ \A1;{\fHYHeadLine-Medium¦b0¦i0¦c129¦p50;30,000}¦ \A1;7,500¦ \A1;7,500¦ \A1;7,500¦ \A1;7,500¦ \A1;7,500¦ \A1;5,000 ¦ \A1;7,500¦ \A1;7,500¦ \A1;5,000 ¦ \A1;5,000 ¦ \A1;5,000 ¦ \A1;5,000 ¦ \A1;5,000 ¦ \A1;4350¦ \A1;4350¦ \A1;7450¦ \A1;23600¦ \A1;7450¦ ES-12¦ (16) ECX 5C-2Vx1조 (CAMERA)(기존활용)¦ (16) ECX 5C-2Vx1조 (CAMERA)(기존활용)¦ FR-CV 3C/4.0㎟x2조 (TDI POWER)¦ DOWN TO 지하4층¦ TRAY (600x150)¦ ECX 5C-2Vx4조 (CAMERA)(기존활용)¦ UL 2919-AMESB 24AWG 4Px2조 (TDI)¦ TRAY (600x150)¦ ECX 5C-2Vx7조 (CAMERA)(기존활용)¦ FR-CV 3C/4.0㎟x2조 (TDI POWER)¦ UL 2919-AMESB 24AWG 4Px2조 (TDI)¦ UP TO 지하2층¦ ES-8¦ (16) ECX 5C-2Vx1조 (CAMERA)(기존활용)¦ (16) ECX 5C-2Vx1조 (CAMERA)(기존활용)¦ (16) ECX 5C-2Vx1조 (CAMERA)(기존활용)¦ TRAY (600x150)¦ ECX 5C-2Vx7조 (CAMERA)(기존활용)¦ FR-CV 3C/4.0㎟x2조 (TDI POWER)¦ UL 2919-AMESB 24AWG 4Px2조 (TDI)¦ UP TO 지하2층¦ UL 2919-AMESB 24AWG 4Px2조 (TDI)¦ ECX 5C-2Vx4조 (CAMERA)(기존활용)¦ TRAY (600x150)¦ DOWN TO 지하4층¦ FR-CV 3C/4.0㎟x2조 (TDI POWER)¦ MATCH LINE DWG No. "S1-TA-S03-DB-029-1.dwg"¦ ES-9¦ ES-11¦ TRAY (900x150)¦ PASS 지하1층~지하4층¦ (P14:300x300x200)¦ (P15:300x300x200)¦ 본선환기실-2¦ 공조기계실-2¦ E/S 올라옴¦ DN¦ E/S¦ DN¦ UP¦ E/S 올라감¦ UP¦ DN¦ 대 합 실¦ DN¦ DN¦ E/S¦ 대 합 실¦ X18¦ X13¦ X14¦ X15¦ X16¦ X17¦ X19¦ X21¦ X20¦ X22¦ X25¦ X23¦ X24¦ X26¦ Y03¦ Y04¦ Y02¦ Y01¦ Y00¦ OF-MM-12Core(난연)x2조(TDI)¦ UTP Cat.5E 4Px4조 (TDI)¦ OF-MM-12Core(난연)x2조(TDI)¦ UTP Cat.5E 4Px4조 (TDI)¦ UTP Cat.5E 4Px4조 (TDI)¦ OF-MM-12Core(난연)x2조(TDI)¦ UTP Cat.5E 4Px4조 (TDI)¦ OF-MM-12Core(난연)x2조(TDI)¦ NOTE¦ 1. 광케이블, 전원/접지케이블 (OF-SM-4Core, CV 3C/2.5㎟)¦ 3. 승강장 ANT설치위치: 열차 진행방향 정거장 시종점부에서 120m에 설치¦ 2. 광케이블, 전원/접지케이블 (OF-SM-8Core, CV 3C/2.5㎟)¦ F-CV 3C/2.5㎟x1조 (공간화상)(철거)¦ OF-SM-4Cx1조 [공간화상)(철거)¦ F-CV 3C/2.5㎟x1조 (공간화상)(철거)¦ OF-SM-4Cx1조 [공간화상)(철거)¦ F-CV 3C/2.5㎟x1조 (공간화상)(철거)¦ OF-SM-4Cx1조 [공간화상)(철거)¦ vmh¦ vmh¦ vmh¦ vmh¦ 지하철 903정거장¦ 김포공항¦ 공항시장¦ 신방화¦ 1/400¦ S = 1 / 400¦ 903정거장 CCTV,TDI,시계설비 지하3층 철거평면도(2/2)¦ 903정거장 CCTV,TDI,시계설비 지하3층¦ 철거평면도(2/2)¦ T¦ 7¦ 0¦ 0¦ 5¦ 0¦ 3¦ 4¦ 0¦ 1¦ 4¦ CCTV(기존동축활용)¦ P¦
| 1단계_정거장 - 복사본 | 1단계_정거장 - 복사본 | 019. T7001034-002 905정거장 전화설비 신설평면도 지하1층(2_2).dwg | KP¦ KEY PLAN¦ \A1;7500¦ \A1;7500¦ \A1;7500¦ \A1;7500¦ \A1;7500¦ \A1;7500¦ \A1;7500¦ \A1;7500¦ \A1;7500¦ \A1;6850¦ \A1;6850¦ \A1;81200¦ \A1;7880¦ \A1;8000¦ \A1;8000¦ \A1;7880¦ \A1;31760¦ \A1;5930¦ \A1;3900¦ \A1;12100¦ \A1;3900¦ \A1;5930¦ 1. 일반교환기에 수용된 전화기는 IP전화기로 교체한다.¦ NOTE¦ 2. 콜폰, E/L폰, 승강장 비상통화장치도 교체한다.¦ 3. 전화 및 인터폰 구간의 배선배관은 기존활용한다.¦ B¦ UTP Cat.5E 4Px6조 (승강장 공중전화) ¦ UTP Cat.5E 4Px2조 (공조기계실-2) ¦ A¦ UTP Cat.5E 25Px1조 (전기실) ¦ C¦ MATCH LINE DWG No. "S1-TA-S05-DB-009-1.dwg"¦ UTP Cat.5E 4Px6조 (승강장 INT) ¦ X16¦ X17¦ X18¦ X19¦ X20¦ X21¦ X22¦ X23¦ X12¦ X13¦ X14¦ X15¦ DN¦ DN¦ DN¦ DN¦ 공조기계실2¦ 물탱크실¦ Y00¦ Y02¦ TRAY (300x100)¦ TRAY (300x100)¦ TRAY (300x100)¦ DN¦ DN¦ DN¦ DN¦ DN¦ DN¦ DN¦ DN¦ 용역¦ 이동통신기계실¦ 예 비 실¦ 기능실통로¦ 전 기 실¦ 창고¦ Y01¦ Y03¦ Y04¦ 공항철도 환승통로¦ UTP Cat.5E 4Px3조 (승강장 INT) ¦ UTP Cat.5E 4Px3조 (승강장 공중전화) ¦ UTP Cat.5E 4Px6조 (승강장 공중전화) ¦ UTP Cat.5E 4Px2조 (공조기계실-2) ¦ UTP Cat.5E 4Px6조 (승강장 INT) ¦ UTP Cat.5E 4Px2조 (이동통신기계실) ¦ UTP Cat.5E 4Px2조 (이동통신기계실) ¦ UTP Cat.5E 4Px2조 (이동통신기계실) ¦ 5-5~8¦ 5-1~4¦ V1.2¦ V1.2¦ x2¦ [TB NO.5]¦ UTP 50P¦ UTP Cat.5E 25Px2조¦ A¦ B¦ x2¦ x2¦ UTP Cat.5E 4Px2조 (이동통신기계실) ¦ UTP Cat.5E 4Px3조 (승강장 INT) ¦ UTP Cat.5E 4Px3조 (승강장 공중전화) ¦ UTP Cat.5E 4Px2조 (공조기계실-2) ¦ (16) UTP Cat.5E 4Px2조 (공조기계실-2) ¦ UTP Cat.5E 4Px3조 (승강장 INT) ¦ UTP Cat.5E 4Px3조 (승강장 공중전화) ¦ UTP Cat.5E 4Px3조 (승강장 INT) ¦ UTP Cat.5E 4Px3조 (승강장 공중전화) ¦ TRAY (600x150) ¦ DOWN TO 지하2층¦ C¦ [TB NO.4]¦ UTP 25P¦ x2¦ UTP Cat.5E 4Px3조 (승강장 INT) ¦ UTP Cat.5E 4Px3조 (승강장 공중전화) ¦ DOWN TO 지하2층¦ TRAY (600x150) ¦ (36) SPARE (전기실) ¦ TRAY (300x100) ¦ TRAY (300x100) ¦ (28) UTP Cat.5E 25Px1조 (전기실) ¦ NOTE¦ 2. 증폭기전원은 전기콘센트를 이용한다.¦ 3. 통신기계실 및 안전관리실 MAIN 분전반은 전기에서 설치한다.¦ 1. 음향유도기 전원은 전기콘센트를 이용한다.¦ 1. 일반교환기에 수용된 전화기는 안전관리실만 IP전화기로 교체한다.¦ NOTE¦ 2. 콜폰, E/L폰, 승강장 비상통화장치도 교체한다.¦ 3. 전화 및 인터폰 구간의 배선배관은 기존활용한다.¦ 지하철 905정거장¦ 신방화¦ 마곡나루¦ 양천향교¦ 1/400¦ 905정거장 전화설비 지하1층 신설평면도 (2/2)¦ S = 1 / 400¦ 905정거장 전화설비 지하1층 신설평면도(2/2)¦ T¦ 7¦ 0¦ 0¦ 1¦ 0¦ 3¦ 4¦ 0¦ 0¦ 2¦ (기설활용)¦
| 1단계_정거장 - 복사본 | 1단계_정거장 - 복사본 | 007. T1001026-003 914정거장 COMMUNICATION CABLE WIRING DIAGRAM.dwg | -¦ T¦ 7¦ 0¦ 0¦ 3¦ 0¦ 3¦ 4¦ 0¦ 1¦ 6¦ 안전관리실¦ 대합실 E/L x 4¦ 인터폰선 0.6x2Px4조¦ 지상 E/L x 3¦ 승강장 E/L x 1¦ 장애인용화장실 x 4¦ 승강장상,하선 (INT) x 3¦ 인터폰선 0.6x2Px3조¦ 인터폰선 0.6x2Px1조¦ UTP Cat.5E 4Px3조¦ 승강장 인터폰 및 장애인 편의설비 CABLE WIRING DIAGRAM¦ 통신기계실¦ 용역원대기실¦ 임대상가¦ 5C-HFBTx1조¦ 안전관리실¦ 편의점¦ 국회민원출장소¦ 5C-HFBTx1조¦ V¦ T¦ A¦ M¦ P¦ (4D)¦ 대합실 분배기함¦ 7C-HFBTx1조 (CATV용)¦ 4D¦ Callphone x 14¦ COMMUNICATION CABLE BLOCK DIAGRAM¦ [25P]¦ 임대상가 ¦ [25P]¦ 안전관리실¦ [25P]¦ KT. MANHOLE¦ 승강장공중전화¦ M¦ 2¦ 하¦ [TB No.1]¦ [TB No.6] ¦ [TB No.3]¦ [50P]¦ [TB No.4]¦ 인터폰¦ 모장치¦ 층¦ 3¦ 하¦ 지¦ 지¦ 층¦ 배선반 / MIS HUB¦ 통신기계실¦ UTP Cat.5E 4Px2조¦ UTP Cat.5E 4Px2조¦ UTP Cat.5E 4Px2조¦ UTP Cat.5E 25Px1조¦ UTP Cat.5E 25Px1조¦ UTP Cat.5E 4Px2조¦ UTP Cat.5E 4Px1조¦ 선¦ 배¦ 반¦ UTP Cat.5E 4Px2조¦ UTP Cat.5E 4Px3조¦ UTP Cat.5E 25Px1조¦ KT.LINE 100P¦ M¦ From: KT.MANHOLE¦ UTP Cat.5E 4Px3조¦ UTP Cat.5E 4Px1조¦ UTP Cat.5E 25Px1조¦ HUB¦ MIS¦ 공조기계실-1¦ 공조기계실-2¦ 이동통신기계실¦ 전기실¦ 임대상가¦ 안전관리실¦ 대합실공중전화 (지하2층)¦ 승강장공중전화 (지하3층)¦ 편의점¦ 용역원대기실¦ 국회민원출장소¦ [25P]¦ 대합실공중전화 ¦ [TB No.2]¦ 전기실¦ [TB No.5]¦ [25P]¦ 통신기계실¦ COMMUNICATION CABLE WIRING DIAGRAM¦ TV 공시청설비 CABLE WIRING DIAGRAM¦ 편의점¦ 인터폰선 0.6x2Px4조¦ UTP Cat.5E 4Px1조¦ UTP Cat.5E 25Px2조¦ 인터폰선 0.6x2Px4조¦ 인터폰선 0.6x2Px4조¦ 발매기실¦ UTP Cat.5E 4Px1조¦ 914정거장 COMMUNICATION CABLE WIRING DIAGRAM¦ 914정거장 COMMUNICATION CABLE WIRING¦ S = NONE¦ NONE¦ 지하철 914정거장¦ 당산¦ 국회의사당¦ 여의도¦ T¦ 1¦ 0¦ 0¦ 1¦ 0¦ 2¦ 6¦ 0¦ 0¦ 3¦ DIAGRAM¦ T¦
| 1단계_정거장 - 복사본 | 1단계_정거장 - 복사본 | 053. T9203026-015 주공장 방송설비 CABLE WIRING DIAGRAM.dwg | 통신기계실 (2F)¦ 입출검사장¦ 입출장사무실¦ 용역사무실¦ 용역대기실¦ 여자탈의실¦ 남자탈의실¦ 화장실 (남,여)¦ 출입문 / 판토수선장¦ 전기부품수선장¦ 주회로 및 제어회로실¦ 대차수선장¦ 공기압축기 / 회전기 / 시험실¦ 회전기창고¦ 베어링수선장¦ 화장실 (남,여)¦ 차체창고¦ 밧데리실¦ 대차창고¦ 제동창고¦ 제동실¦ 여자탈의실¦ 남자탈의실¦ 화장실 (남,여)¦ 전기실¦ 사무실¦ 자료실¦ 교육실¦ 통신기계실¦ 화장실 (남,여)¦ 기능실 복도¦ 지상1층¦ 지상2층¦ HIV 1.5㎟x2조¦ HIV 1.5㎟x2조¦ HIV 1.5㎟x3조¦ x5¦ x5¦ x6¦ x6¦ x5¦ x4¦ x4¦ x4¦ x4¦ x8¦ x8¦ x8¦ x4¦ x4¦ x8¦ x4¦ x4¦ x4¦ x4¦ x4¦ x4¦ x2¦ x2¦ x2¦ x7¦ x2¦ x3¦ x3¦ x9¦ HIV 1.5㎟x3조¦ HIV 1.5㎟x3조¦ HIV 1.5㎟x3조¦ HIV 1.5㎟x3조¦ HIV 1.5㎟x2조¦ HIV 1.5㎟x2조¦ HIV 1.5㎟x2조¦ HIV 1.5㎟x2조¦ FR-CVVSB 6C/1.5㎟x1조¦ FR-CVVSB 6C/1.5㎟x1조¦ FR-CVVSB 6C/1.5㎟x1조¦ FR-CVVSB 6C/1.5㎟x1조¦ .¦ P¦ A¦ A¦ M¦ P¦ R¦ A¦ C¦ K¦ x15¦ (PAGING)¦ (탁상형 PAGING)¦ 입출장대기실¦ 초음파탐상실¦ To: 종합관리 및 복지후생동¦ FR-CVVSB 20C/1.5㎟x1조, MIC-SH 2C/0.75㎟x2조¦ x6¦ x6¦ (PAGING)¦ (PAGING)¦ (1,350W)¦ 주공장 방송설비 CABLE WIRING DIAGRAM¦ 주공장 방송설비 CABLE WIRING DIAGRAM¦ S = NONE¦ NONE¦ 차량기지¦ 차량기지¦ T¦ 9¦ 2¦ 0¦ 3¦ 0¦ 2¦ 6¦ 0¦ 1¦ 5¦
| 1단계_정거장 - 복사본 | 1단계_정거장 - 복사본 | 016. T1001026-012 914정거장 출입통제설비 CABLE WIRING DIAGRAM (철거).dwg | 통신기계실¦ ELE-4 (지상층)¦ ELE-3 (대합실)¦ ELE-2 (대합실)¦ ELE-1 (지상층)¦ ELE-5 (대합실)¦ ELE-6 (승강장)¦ ES-1 (외부계단출입구)¦ ES-2 (외부계단출입구)¦ ES-3[1] (외부계단출입구)¦ ES-7 (대합실)¦ T-1 (화장실.여)¦ P-1 (승강장)¦ P-2 (승강장)¦ P-4 (승강장)¦ P-5 (승강장)¦ AGM-1 (대합실)¦ ATVM-1 (대합실)¦ C-1 ( (대합실)¦ COMM-1 (통신기계실)¦ 안전관리실¦ 대합실¦ ELEC-1 (전기실)¦ P-3 (승강장)¦ P-6 (승강장)¦ 발매기실 x 2¦ C/R¦ UTP Cat.5E 4Px10조 (출입통제)¦ ES-8 (대합실)¦ ES-9 (대합실)¦ AGM-4 (대합실)¦ ATVM-2 (대합실)¦ C-2 ( (대합실)¦ 용역원대기실¦ C/R¦ C/R¦ C/R¦ 출입¦ 통제¦ 시스템¦ (ACU)¦ x2¦ AGM-3 (대합실)¦ AGM-2 (대합실)¦ ES-3[2] (외부계단출입구)¦ ES-4[1] (외부계단출입구)¦ ES-4[2] (외부계단출입구)¦ ES-5[1] (외부계단출입구)¦ ES-5[2] (외부계단출입구)¦ ES-6[1] (외부계단출입구)¦ ES-6[2] (외부계단출입구)¦ T-2 (화장실.여)¦ ELE-7(2) (대합실)¦ ELE-7(1) (지상층)¦ 914정거장 출입통제설비 CABLE WIRING DIAGRAM (철거)¦ 914정거장 출입통제설비 CABLE WIRING DIAGRAM (철거)¦ S = NONE¦ NONE¦ 지하철 914정거장¦ 당산¦ 국회의사당¦ 여의도¦ T¦ 1¦ 0¦ 0¦ 1¦ 0¦ 2¦ 6¦ 2¦ 0¦ 1¦
| 1단계_정거장 - 복사본 | 1단계_정거장 - 복사본 | 007. T1001026-003 918정거장 COMMUNICATION CABLE WIRING DIAGRAM.dwg | -¦ T¦ 7¦ 0¦ 0¦ 3¦ 0¦ 3¦ 4¦ 0¦ 1¦ 6¦ 안전관리실¦ 대합실 E/L x 6¦ 인터폰선 0.6x2Px6조¦ 지상 E/L x 4¦ 승강장 E/L x 2¦ Callphone x 11¦ 장애인용화장실 x 2¦ 승강장상선 (INT) x 3¦ 인터폰선 0.6x2Px4조¦ 인터폰선 0.6x2Px2조¦ UTP Cat.5E 4Px3조¦ 통신기계실¦ 용역원대기실¦ 5C-HFBTx1조¦ 임대상가¦ 승강장하선 (INT) x 3¦ UTP Cat.5E 4Px3조¦ 5C-HFBTx1조¦ 안전관리실¦ 편의점¦ 대합실 분배기함¦ 7C-HFBTx1조 (CATV용)¦ 4D¦ V¦ T¦ A¦ M¦ P¦ (4D)¦ 승강장 인터폰 및 장애인 편의설비 CABLE WIRING DIAGRAM¦ 운영원대기실¦ 통신기계실¦ UTP Cat.5E 4Px2조¦ UTP Cat.5E 4Px2조¦ UTP Cat.5E 4Px2조¦ UTP Cat.5E 25Px1조¦ UTP Cat.5E 25Px1조¦ 공조기계실1¦ 공조기계실2¦ 이동통신기계실¦ 전기실¦ 임대상가¦ 대합실공중전화 (지하1층)¦ 승강장공중전화 (상선)¦ 승강장공중전화 (하선)¦ 안전관리실¦ UTP Cat.5E 4Px4조¦ 운영원대기실¦ 편의점¦ 선¦ 배¦ 반¦ UTP Cat.5E 4Px2조¦ UTP Cat.5E 25Px1조¦ 용역원대기실¦ UTP Cat.5E 4Px2조¦ UTP Cat.5E 4Px3조¦ UTP Cat.5E 4Px3조¦ KT.LINE 100P¦ M¦ From: KT.MANHOLE¦ COMMUNICATION CABLE BLOCK DIAGRAM¦ [25P]¦ [25P]¦ 대합실공중전화 ¦ [25P]¦ 안전관리실¦ [25P]¦ KT. MANHOLE¦ 승강장공중전화 상선¦ 승강장공중전화 하선¦ M¦ 1¦ 하¦ [TB No.1]¦ [TB No.5] ¦ [TB No.6] ¦ [TB No.3]¦ [50P]¦ [TB No.2]¦ 인터폰¦ 모장치¦ 층¦ 2¦ 하¦ 지¦ 지¦ 층¦ 배선반 / MIS HUB¦ 운영원대기실¦ [TB No.4]¦ [25P]¦ IDF¦ [MIS HUB 8Port]¦ [25P]¦ [IDF No.1]¦ 전기실¦ UTP Cat.5E 4Px3조¦ OF-MM-4Core¦ UTP Cat.5E 25Px1조¦ HUB¦ MIS¦ UTP Cat.5E 4Px2조¦ 통신기계실¦ COMMUNICATION CABLE WIRING DIAGRAM¦ TV 공시청설비 CABLE WIRING DIAGRAM¦ 편의점¦ 인터폰선 0.6x2Px6조¦ UTP Cat.5E 4Px1조¦ UTP Cat.5E 25Px1조¦ 인터폰선 0.6x2Px2조¦ 인터폰선 0.6x2Px6조¦ 발매기실-2¦ 918정거장 COMMUNICATION CABLE WIRING DIAGRAM¦ 918정거장 COMMUNICATION CABLE WIRING¦ S = NONE¦ NONE¦ 지하철 918정거장¦ 노량진¦ 노들¦ 중앙대입구¦ T¦ 1¦ 0¦ 0¦ 1¦ 0¦ 2¦ 6¦ 0¦ 0¦ 3¦ DIAGRAM¦ T¦
| 1단계_정거장 - 복사본 | 1단계_정거장 - 복사본 | 082. T9103066-007 913정거장 AFC설비 지하2층 장비배치도 (1_2) (환승구간) (철거).dwg | \A1;21,370¦ \A1;6,750¦ \A1;7,800¦ \A1;6,820¦ \A1;11,000¦ \A1;5,500¦ \A1;5,500¦ \A1;7,500¦ \A1;7,500¦ \A1;7,500¦ \A1;7,500¦ \A1;7,500¦ \A1;7,500¦ \A1;7,500¦ \A1;7,500¦ \A1;7,500¦ \A1;7,500¦ \A1;167,000¦ \A1;137,500¦ \A1;304,500¦ \A1;7,500¦ \A1;7,500¦ \A1;7,500¦ \A1;7,500¦ \A1;7,500¦ \A1;7,500¦ \A1;7,500¦ \A1;5,000¦ \A1;7,500¦ \A1;7,500¦ \A1;7,500¦ \A1;7,500¦ \A1;7,500¦ \A1;7,500¦ \A1;7,500¦ \A1;7,500¦ \A1;7,500¦ \A1;7,500¦ \A1;7,500¦ \A1;7,500¦ \A1;7,500¦ \A1;7,500¦ \A1;7,500¦ \A1;7,500¦ \A1;7,500¦ \A1;5,000¦ \A1;7,500¦ \A1;5,000¦ \A1;5,000¦ \A1;7,465¦ \A1;19,497¦ \A1;200¦ \A1;600¦ \A1;200¦ \A1;600¦ \A1;200¦ \A1;600¦ \A1;200¦ \A1;200¦ \A1;600¦ \A1;200¦ \A1;600¦ \A1;100¦ \A1;750¦ \A1;200¦ \A1;600¦ \A1;200¦ \A1;600¦ \A1;200¦ \A1;750¦ \A1;200¦ \A1;600¦ \A1;200¦ \A1;600¦ \A1;200¦ \A1;600¦ \A1;200¦ \A1;600¦ \A1;200¦ \A1;900¦ \A1;200¦ \A1;750¦ \A1;600¦ \A1;200¦ \A1;600¦ \A1;200¦ \A1;900¦ \A1;200¦ \A1;600¦ \A1;200¦ \A1;600¦ \A1;200¦ \A1;200¦ \A1;200¦ \A1;200¦ \A1;200¦ \A1;900¦ \A1;100¦ S = 1 / 600¦ STA.14km831.097¦ 913 정거장¦ 2호선 교각¦ 2호선 환승 에스컬레이터¦ DN¦ OPEN¦ 공조기계실¦ %%P0¦ +50¦ B204¦ 물탱크실¦ %%P0¦ +70¦ B202¦ 샤워실¦ %%P0¦ +70¦ B207¦ 탈의실¦ %%P0¦ +70¦ B213¦ 공조기계실¦ %%P0¦ +50¦ B204¦ 안전관리실¦ %%P0¦ +300¦ B205¦ 발매기실¦ %%P0¦ +300¦ B202¦ 대합실¦ %%P0¦ +70¦ B201¦ Y00¦ Y02¦ Y05¦ Y07¦ Y01¦ Y03¦ Y06¦ Y04¦ X01¦ X02¦ X03¦ X04¦ X05¦ X06¦ X07¦ X08¦ X09¦ X10¦ X11¦ X12¦ X13¦ X14¦ X15¦ X16¦ X17¦ X18¦ X19¦ X20¦ X21¦ X22¦ X23¦ X24¦ X25¦ X26¦ X27¦ X28¦ X29¦ X30¦ X31¦ X32¦ X33¦ X34¦ X35¦ X36¦ X37¦ X38¦ X39¦ X40¦ X41¦ X42¦ X43¦ 화장실¦ -100¦ +70¦ B218¦ 외부출입구3¦ -¦ -¦ B216¦ 외부출입구4¦ -¦ -¦ B216¦ 내부계단4¦ -¦ -¦ B215¦ 내부계단3¦ -¦ -¦ B215¦ 내부계단2¦ -¦ -¦ B215¦ 913정거장 AFC설비 지하2층 장비배치도 (1/2) (환승구간) (철거)¦ 환승동선(2호선)¦ 시청방향¦ 신도림방향¦ 6형¦ 8형¦ 8형¦ 8형¦ 10/11형¦ 12형¦ AAM¦ AAM¦ AAM¦ AAM¦ AAM¦ AAM¦ AAM¦ Group1¦ Group2¦ 6형¦ 10형¦ 8형¦ 8형¦ 10/11형¦ 8형¦ 6형¦ 12형¦ 8형¦ 12형¦ 10/11형¦ 8형¦ 6형¦ 8형¦ 8형¦ 8형¦ V¦ X¦ Y¦ Z¦ AB¦ U¦ F¦ E¦ C¦ D¦ B¦ A¦ C¦ B¦ F-GV 4.0㎟x1조 (GND)¦ FR-CV 3C/6.0㎟x2조 (AGM POWER)¦ STP Cat.5E 4Px3조 (AGM COMMS)¦ FR-CVVS 4C/2.5㎟x1조 (DPC)¦ STP Cat.5E 4Px2조 (AGM COMMS)¦ FR-CVVS 4C/2.5㎟x1조 (DPC)¦ FR-CV 3C/6.0㎟x1조 (AGM POWER)¦ F-GV 4.0㎟x1조 (GND)¦ A¦ STP Cat.5E 4Px1조 (AGM COMMS)¦ FR-CVVS 4C/2.5㎟x1조 (DPC)¦ FR-CV 3C/6.0㎟x1조 (AGM POWER)¦ F-GV 4.0㎟x1조 (GND)¦ F7 DUCT¦ F7 DUCT¦ F7 DUCT¦ D¦ F-GV 4.0㎟x1조 (GND)¦ FR-CV 3C/6.0㎟x2조 (AGM POWER)¦ STP Cat.5E 4Px4조 (AGM COMMS)¦ FR-CVVS 4C/2.5㎟x1조 (DPC)¦ F7 DUCT¦ F¦ STP Cat.5E 4Px1조 (AGM COMMS)¦ FR-CVVS 4C/2.5㎟x1조 (DPC)¦ FR-CV 3C/6.0㎟x3조 (AGM POWER)¦ F-GV 4.0㎟x1조 (GND)¦ E¦ STP Cat.5E 4Px5조 (AGM COMMS)¦ FR-CVVS 4C/2.5㎟x1조 (DPC)¦ FR-CV 3C/6.0㎟x3조 (AGM POWER)¦ F-GV 4.0㎟x1조 (GND)¦ F7 DUCT¦ F7 DUCT¦ K¦ J¦ J¦ K¦ L¦ M¦ N¦ STP Cat.5E 4Px2조 (AAM, AGM COMMS)¦ FR-CV 3C/6.0㎟x5조 (AAM, AGM POWER)¦ F-GV 4.0㎟x1조 (GND)¦ TRAY (300x100)¦ STP Cat.5E 4Px3조 (AAM, AGM COMMS)¦ FR-CV 3C/6.0㎟x7조 (AAM, AGM POWER)¦ F-GV 4.0㎟x1조 (GND)¦ TRAY (300x100)¦ UTP Cat.5E 4Px1조 (EM GATE#6 INT)¦ FR-CV 2C/4.0㎟x1조 (EM GATE#6)¦ UTP Cat.5E 4Px1조 (EM GATE#6 INT)¦ FR-CV 2C/4.0㎟x1조 (EM GATE#6)¦ M¦ L¦ STP Cat.5E 4Px4조 (AAM, AGM COMMS)¦ FR-CVVS 4C/2.5㎟x1조 (DPC)¦ FR-CV 3C/6.0㎟x11조 (AAM, AGM POWER)¦ F-GV 4.0㎟x1조 (GND)¦ TRAY (300x100)¦ UTP Cat.5E 4Px1조 (EM GATE#6 INT)¦ FR-CV 2C/4.0㎟x1조 (EM GATE#6)¦ N¦ OF-MM-8Corex1조 (광S/W HUB)¦ FR-CVVS 4C/2.5㎟x2조 (DPC)¦ FR-CV 3C/6.0㎟x16조 (AAM, AGM POWER)¦ F-GV 4.0㎟x2조 (GND)¦ TRAY (300x100)¦ UTP Cat.5E 4Px2조 (EM GATE#5,6 INT)¦ FR-CV 2C/4.0㎟x2조 (EM GATE#5,6)¦ STP Cat.5E 4Px6조 (AAM, AGM COMMS)¦ FR-CVVS 4C/2.5㎟x1조 (DPC)¦ FR-CV 3C/6.0㎟x5조 (AAM, AGM POWER)¦ F-GV 4.0㎟x1조 (GND)¦ TRAY (300x100)¦ UTP Cat.5E 4Px1조 (EM GATE#5 INT)¦ FR-CV 2C/4.0㎟x1조 (EM GATE#5)¦ AAM¦ AAM¦ AAM¦ Q¦ P¦ Q¦ (22) UTP Cat.5E 4Px1조 (EM GATE#6 INT)¦ (28) FR-CV 2C/4.0㎟x1조 (EM GATE#6)¦ (28)¦ F-GV 4.0㎟x1조 (GND)¦ FR-CV 3C/6.0㎟x1조 (AAM POWER)¦ CPEV 0.65/5Px1조 (INT)¦ STP Cat.5E 4Px1조 (AAM COMM)¦ (28)¦ Q¦ CPEV 0.65/5Px1조 (INT)¦ CPEV 0.65/5Px1조 (INT)¦ CPEV 0.65/5Px2조 (INT)¦ CPEV 0.65/5Px2조 (INT)¦ CPEV 0.65/5Px4조 (INT)¦ Q¦ AA¦ B¦ A¦ C¦ E¦ H¦ D¦ P¦ G¦ G¦ STP Cat.5E 4Px6조 (AGM COMMS)¦ FR-CVVS 4C/2.5㎟x1조 (DPC)¦ FR-CV 3C/6.0㎟x3조 (AGM POWER)¦ F-GV 4.0㎟x1조 (GND)¦ F7 DUCT¦ I¦ (42) FR-CV 3C/6.0㎟x4조 (AGM POWER)¦ (22) UTP Cat.5E 4Px1조 (EM GATE#6 INT)¦ (28) FR-CV 2C/4.0㎟x1조 (EM GATE#6)¦ H¦ STP Cat.5E 4Px1조 (AGM COMMS)¦ FR-CVVS 4C/2.5㎟x1조 (DPC)¦ FR-CV 3C/6.0㎟x4조 (AGM POWER)¦ F-GV 4.0㎟x1조 (GND)¦ F7 DUCT¦ O¦ (16) STP Cat.5E 4Px1조 (AGM COMMS)¦ (16) FR-CVVS 4C/2.5㎟x1조 (DPC)¦ (36) FR-CV 3C/6.0㎟x2조 (AGM POWER)¦ (16) F-GV 4.0㎟x1조 (GND)¦ R¦ R¦ DOWN TO 광S/W HUB¦ OF-MM-8Corex1조 (광S/W HUB)¦ STP Cat.5E 4Px8조 (AAM, AGM COMMS)¦ FR-CV 3C/6.0㎟x1조 (광S/W HUB POWER)¦ W¦ S¦ (42) FR-CV 3C/6.0㎟x3조 (AGM POWER)¦ S¦ O¦ AC¦ I¦ AAM¦ Q¦ T¦ (22) UTP Cat.5E 4Px1조 (EM GATE#5 INT)¦ (28) FR-CV 2C/4.0㎟x1조 (EM GATE#5)¦ T¦ FR-CVVS 4C/2.5㎟x1조 (DPC)¦ V¦ U¦ F-GV 4.0㎟x1조 (GND)¦ FR-CV 3C/6.0㎟x1조 (AGM POWER)¦ STP Cat.5E 4Px2조 (AGM COMMS)¦ FR-CVVS 4C/2.5㎟x1조 (DPC)¦ STP Cat.5E 4Px1조 (AGM COMMS)¦ FR-CVVS 4C/2.5㎟x1조 (DPC)¦ FR-CV 3C/6.0㎟x1조 (AGM POWER)¦ F-GV 4.0㎟x1조 (GND)¦ F7 DUCT¦ F7 DUCT¦ W¦ F-GV 4.0㎟x1조 (GND)¦ FR-CV 3C/6.0㎟x2조 (AGM POWER)¦ STP Cat.5E 4Px1조 (AGM COMMS)¦ FR-CVVS 4C/2.5㎟x1조 (DPC)¦ F7 DUCT¦ X¦ F-GV 4.0㎟x1조 (GND)¦ FR-CV 3C/6.0㎟x1조 (AGM POWER)¦ STP Cat.5E 4Px6조 (AGM COMMS)¦ FR-CVVS 4C/2.5㎟x1조 (DPC)¦ F7 DUCT¦ Y¦ F-GV 4.0㎟x1조 (GND)¦ FR-CV 3C/6.0㎟x1조 (AGM POWER)¦ STP Cat.5E 4Px5조 (AGM COMMS)¦ FR-CVVS 4C/2.5㎟x1조 (DPC)¦ F7 DUCT¦ AA¦ Z¦ F-GV 4.0㎟x1조 (GND)¦ FR-CV 3C/6.0㎟x2조 (AGM POWER)¦ STP Cat.5E 4Px3조 (AGM COMMS)¦ FR-CVVS 4C/2.5㎟x1조 (DPC)¦ STP Cat.5E 4Px4조 (AGM COMMS)¦ FR-CVVS 4C/2.5㎟x1조 (DPC)¦ FR-CV 3C/6.0㎟x2조 (AGM POWER)¦ F-GV 4.0㎟x1조 (GND)¦ F7 DUCT¦ F7 DUCT¦ AB¦ F-GV 4.0㎟x1조 (GND)¦ FR-CV 3C/6.0㎟x3조 (AGM POWER)¦ STP Cat.5E 4Px2조 (AGM COMMS)¦ FR-CVVS 4C/2.5㎟x1조 (DPC)¦ F7 DUCT¦ AC¦ F-GV 4.0㎟x1조 (GND)¦ FR-CV 3C/6.0㎟x3조 (AGM POWER)¦ FR-CVVS 4C/2.5㎟x1조 (DPC)¦ F7 DUCT¦ STP Cat.5E 4Px1조 (AGM COMMS)¦ FR-CVVS 4C/2.5㎟x1조 (DPC)¦ (16) STP Cat.5E 4Px1조 (AGM COMMS)¦ (16) FR-CVVS 4C/2.5㎟x1조 (DPC)¦ (16) F-GV 4.0㎟x1조 (GND)¦ AAM¦ 913정거장 AFC설비 지하2층 장비배치도 (철거)¦ 1/1000¦ 지하철 913정거장¦ 선유도¦ 당산¦ 국회의사당¦ 7¦ 0¦ 0¦ T¦ 9¦ 1¦ 0¦ 3¦ 0¦ 6¦ 6¦ S = 1 / 1000¦
| 1단계_정거장 - 복사본 | 1단계_정거장 - 복사본 | 018. T7001034-001 918정거장 전화설비 지하1층 신설평면도 (1_2).dwg | IP¦ INT¦ AMP¦ 배선반¦ KT¦ H¦ M¦ CONSOLE¦ \A1;7,500¦ \A1;90,000¦ \A1;7,500¦ \A1;7,500¦ \A1;7,500¦ \A1;7,500¦ \A1;7,500¦ \A1;7,500¦ \A1;7,500¦ \A1;7,500¦ \A1;7,500¦ \A1;7,500¦ \A1;7,500¦ \A1;3,700¦ \A1;7,500¦ \A1;7,500¦ \A1;5,500¦ \A1;6,500¦ \A1;6,500¦ \A1;6,500¦ \A1;5,000¦ \A1;30,150¦ \A1;11,300¦ \A1;7,550¦ \A1;11,300¦ \A1;9,600¦ \A1;3,550¦ \A1;4,000¦ \A1;30,000¦ \A1;100¦ \A1;18,700¦ 1. 일반교환기에 수용된 전화기는 IP전화기로 교체한다.¦ NOTE¦ 2. 콜폰, E/L폰, 승강장 비상통화장치도 교체한다.¦ 3. 전화 및 인터폰 구간의 배선배관은 기존활용한다.¦ MATCH LINE DWG No. "S1-TA-D18-DB-008-0"¦ E/V¦ E/V¦ DOWN TO 통신기계실 ACCESS FLOOR¦ TRAY (600x150)¦ UTP Cat.5E 25Px3조 (안전관리실)¦ UTP Cat.5E 4Px4조 (임대상가)¦ UTP Cat.5E 4Px2조 (공조기계실-1)¦ UTP Cat.5E 4Px2조 (편의점)¦ UTP Cat.5E 4Px2조 (이동통신기계실)¦ A¦ UTP Cat.5E 25Px1조 (전기실)¦ UTP Cat.5E 25Px1조 (운영원대기실)¦ UTP Cat.5E 4Px2조 (공조기계실-2)¦ UTP Cat.5E 4Px2조 (용역원대기실)¦ UTP Cat.5E 25Px2조 (CONSOLE CONTROL, LSE)¦ UTP Cat.5E 25Px3조 (안전관리실)¦ UTP Cat.5E 4Px4조 (임대상가)¦ UTP Cat.5E 4Px2조 (편의점)¦ B¦ UTP Cat.5E 4Px2조 (공조기계실-2)¦ UTP Cat.5E 25Px2조 (CONSOLE CONTROL, LSE)¦ TRAY (300x100)¦ G¦ (54)x2 SPARE (KT LINE)¦ UTP Cat.5E 4Px3조 (승강장 공중전화)¦ C¦ UTP Cat.5E 4Px3조 (승강장 INT)¦ TRAY (300x100)¦ UTP Cat.5E 4Px3조 (승강장 공중전화)¦ D¦ UTP Cat.5E 4Px3조 (승강장 INT)¦ TRAY (900x150)¦ TRAY (300x100)¦ UTP Cat.5E 25Px3조 (안전관리실)¦ UTP Cat.5E 4Px4조 (임대상가)¦ UTP Cat.5E 4Px2조 (편의점)¦ E¦ UTP Cat.5E 25Px1조 (전기실)¦ UTP Cat.5E 25Px1조 (운영원대기실)¦ UTP Cat.5E 4Px2조 (공조기계실-2)¦ UTP Cat.5E 4Px3조 (승강장 INT)¦ UTP Cat.5E 25Px2조 (CONSOLE CONTROL, LSE)¦ TRAY (300x100)¦ UTP Cat.5E 25Px3조 (안전관리실)¦ UTP Cat.5E 4Px4조 (임대상가)¦ UTP Cat.5E 4Px2조 (편의점)¦ F¦ UTP Cat.5E 4Px2조 (공조기계실-2)¦ UTP Cat.5E 25Px2조 (CONSOLE CONTROL, LSE)¦ UTP Cat.5E 4Px3조 (승강장 공중전화)¦ H¦ UTP Cat.5E 4Px3조 (승강장 INT)¦ TRAY (900x150)¦ UTP Cat.5E 4Px3조 (승강장 공중전화)¦ I¦ UTP Cat.5E 4Px3조 (승강장 INT)¦ TRAY (300x100)¦ TRAY (300x100)¦ UTP Cat.5E 25Px3조 (안전관리실)¦ UTP Cat.5E 4Px4조 (임대상가)¦ UTP Cat.5E 4Px2조 (편의점)¦ J¦ UTP Cat.5E 4Px2조 (공조기계실-2)¦ UTP Cat.5E 25Px2조 (CONSOLE CONTROL, LSE)¦ TRAY (300x100)¦ UTP Cat.5E 25Px3조 (안전관리실)¦ UTP Cat.5E 4Px4조 (임대상가)¦ UTP Cat.5E 4Px2조 (편의점)¦ K¦ UTP Cat.5E 4Px2조 (공조기계실-2)¦ UTP Cat.5E 25Px2조 (CONSOLE CONTROL, LSE)¦ 인터폰선 0.6x2Px8조 (INT)¦ TRAY (600x150)¦ UTP Cat.5E 25Px3조 (안전관리실)¦ UTP Cat.5E 25Px2조 (CONSOLE CONTROL, LSE)¦ M¦ 인터폰선 0.6x2Px18조 (INT)¦ TRAY (300x100)¦ UTP Cat.5E 4Px3조 (편의점)¦ UTP Cat.5E 4Px2조 (공조기계실-2)¦ N¦ UTP Cat.5E 4Px4조 (임대상가)¦ 인터폰선 0.6x2Px19조 (INT)¦ TRAY (300x100)¦ UTP Cat.5E 25Px1조 (전기실)¦ UTP Cat.5E 4Px3조 (편의점)¦ UTP Cat.5E 4Px2조 (공조기계실-2)¦ Q¦ UTP Cat.5E 25Px1조 (운영원대기실)¦ UTP Cat.5E 4Px4조 (임대상가)¦ 인터폰선 0.6x2Px11조 (INT)¦ TRAY (300x100)¦ UTP Cat.5E 25Px3조 (안전관리실)¦ UTP Cat.5E 25Px2조 (CONSOLE CONTROL, LSE)¦ L¦ 인터폰선 0.6x2Px18조 (INT)¦ DOWN TO 지하2층¦ TRAY (300x100)¦ UTP Cat.5E 25Px1조 (전기실)¦ UTP Cat.5E 4Px2조 (공조기계실-2)¦ UTP Cat.5E 25Px1조 (운영원대기실)¦ UTP Cat.5E 4Px4조 (임대상가)¦ OF-MM-4Corex1조 (전기실)¦ UTP Cat.5E 4Px6조 (승강장 공중전화)¦ UTP Cat.5E 4Px3조 (대합실 공중전화)¦ OF-MM-4Corex1조 (전기실)¦ UTP Cat.5E 25Px1조 (전기실)¦ UTP Cat.5E 25Px1조 (운영원대기실)¦ UTP Cat.5E 4Px6조 (승강장 공중전화)¦ UTP Cat.5E 4Px3조 (대합실 공중전화)¦ OF-MM-4Corex1조 (전기실)¦ OF-MM-4Corex1조 (전기실)¦ UTP Cat.5E 4Px3조 (승강장 공중전화)¦ UTP Cat.5E 4Px3조 (대합실 공중전화)¦ UTP Cat.5E 25Px1조 (전기실)¦ UTP Cat.5E 25Px1조 (운영원대기실)¦ UTP Cat.5E 4Px3조 (승강장 공중전화)¦ UTP Cat.5E 4Px3조 (대합실 공중전화)¦ UTP Cat.5E 4Px3조 (승강장 INT)¦ OF-MM-4Corex1조 (전기실)¦ UTP Cat.5E 25Px1조 (전기실)¦ UTP Cat.5E 25Px1조 (운영원대기실)¦ OF-MM-4Corex1조 (전기실)¦ UTP Cat.5E 25Px1조 (전기실)¦ UTP Cat.5E 25Px1조 (운영원대기실)¦ OF-MM-4Corex1조 (전기실)¦ UTP Cat.5E 25Px1조 (전기실)¦ UTP Cat.5E 25Px1조 (운영원대기실)¦ OF-MM-4Corex1조 (전기실)¦ OF-MM-4Corex1조 (전기실)¦ 1. 음향유도기 전원은 전기콘센트를 이용한다.¦ NOTE¦ 2. 증폭기전원은 전기콘센트를 이용한다.¦ 3. 통신기계실 및 안전관리실 MAIN 분전반은 전기에서 설치한다.¦ 인터폰선 0.6x2Px4조 (INT)¦ 인터폰선 0.6x2Px4조 (INT)¦ TRAY (300x100)¦ UTP Cat.5E 4Px3조 (편의점)¦ UTP Cat.5E 4Px2조 (공조기계실-2)¦ P¦ UTP Cat.5E 4Px4조 (임대상가)¦ UTP Cat.5E 25Px1조 (전기실)¦ UTP Cat.5E 25Px1조 (운영원대기실)¦ OF-MM-4Corex1조 (전기실)¦ DOWN TO 안전관리실 ACCESS FLOOR¦ R¦ (28) UTP Cat.5E 25Px1조 (콜폰)¦ 인터폰선 0.6x2Px14조 (INT)¦ DOWN TO 지하2층¦ UTP Cat.5E 4Px3조 (대합실 공중전화)¦ UTP Cat.5E 4Px3조 (대합실 공중전화)¦ TRAY (300x100)¦ UTP Cat.5E 4Px3조 (편의점)¦ UTP Cat.5E 4Px2조 (공조기계실-2)¦ O¦ UTP Cat.5E 4Px4조 (임대상가)¦ 인터폰선 0.6x2Px17조 (INT)¦ UTP Cat.5E 25Px1조 (전기실)¦ UTP Cat.5E 25Px1조 (운영원대기실)¦ OF-MM-4Corex1조 (전기실)¦ UTP Cat.5E 4Px3조 (대합실 공중전화)¦ UTP Cat.5E 4Px6조 (승강장 INT)¦ UTP Cat.5E 4Px6조 (승강장 INT)¦ KEY PLAN¦ X-05¦ X-04¦ X-03¦ X-02¦ X-01¦ X00¦ X01¦ X02¦ X03¦ X04¦ X05¦ X06¦ X07¦ X08¦ X09¦ X10¦ X11¦ X12¦ X13¦ X14¦ Y00¦ Y01¦ Y02¦ Y-01¦ Y03¦ Y03-1¦ 공조기계실-1¦ DN¦ UP¦ UP¦ 용역원대기실¦ 이동통신기계실¦ 용역창고¦ 통신기계실¦ 안전관리실¦ 발매기실-1¦ 대합실¦ 화 장 실¦ 편 의 점¦ 내부계단1¦ 내부계단2¦ 내부계단3¦ 내부계단4¦ 외부출입구1¦ 복도-1¦ 외부출입구3¦ 발매기실-2¦ DN¦ DN¦ DN¦ OPEN¦ OPEN¦ OPEN¦ OPEN¦ 상부OPEN¦ 외부엘리베이터 1¦ 외부엘리베이터 3¦ 내부엘리베이터 1¦ UP¦ 정거장 중심¦ Sta.20K 200.000¦ 지상E/L¦ UTP 50P¦ [TB No.2]¦ UTP 25P¦ [TB No.3]¦ UTP 25P¦ [TB No.1]¦ KT. MANHOLE ¦ x2¦ x4¦ x2¦ x4¦ x2¦ x2¦ 지상E/L¦ (22) UTP Cat.5E 4Px4조 (임대상가)¦ (16) UTP Cat.5E 4Px3조 (편의점)¦ (16) 인터폰선 0.6x2Px4조 (INT)¦ (16) 인터폰선 0.6x2Px4조 (INT)¦ DOWN TO CP PANEL¦ (36) 인터폰선 0.6x2Px13조 (INT)¦ (P3:200x200x100)¦ (16) UTP Cat.5E 4Px2조 (용역원대기실)¦ (16) UTP Cat.5E 4Px2조 (용역원대기실)¦ (16) UTP Cat.5E 4Px2조 (이동통신기계실)¦ (22) FR-CV 2C/2.0㎟x1조 (증폭기전원)¦ (36)x2 SPARE (CATV)¦ (54)x2 SPARE (KT LINE)¦ Q¦ N¦ K¦ J¦ L¦ G¦ C¦ E¦ F¦ D¦ B¦ A¦ I¦ H¦ M¦ 인터폰선 0.6x2Px8조 (INT)¦ (16) 인터폰선 0.6x2Px4조 (INT)¦ (16) 인터폰선 0.6x2Px4조 (INT)¦ 공중전화¦ (P5:200x200x100)¦ (16) 인터폰선 0.6x2Px4조 (INT)¦ 수공¦ (P6:100x100x100)¦ x2¦ x2¦ (P7:200x200x100)¦ (P1:200x200x100)¦ (P2:200x200x100)¦ (400x500x150)¦ (700x400x100)¦ P¦ DOWN TO WB¦ R¦ TRAY (300x100)¦ 국전 19-3 직5¦ O¦ (16) 인터폰선 0.6x2Px각1조 (콜폰)¦ (P4:200x200x100)¦ (16) 인터폰선 0.6x2Px4조 (INT)¦ (16) UTP Cat.5E 4Px2조 (공조기계실-1)¦ (22) UTP Cat.5E 4Px3조 (대합실 공중전화)¦ S¦ (22) 인터폰선 0.6x2Px6조 (INT)¦ S¦ 인터폰선 0.6x2Px6조 (INT)¦ (기계분야 인터폰모장치)¦ (28) UTP Cat.5E 25Px1조 (콜폰)¦ UTP Cat.5E 25Px1조 (콜폰)¦ UTP Cat.5E 25Px1조 (콜폰)¦ UTP Cat.5E 25Px1조 (콜폰)¦ UTP Cat.5E 25Px1조 (콜폰)¦ UTP Cat.5E 25Px1조 (콜폰)¦ UTP Cat.5E 25Px1조 (콜폰)¦ UTP Cat.5E 25Px1조 (콜폰)¦ (600x600x300)¦ UTP Cat.5E 4Px1조 (편의점)¦ UTP Cat.5E 4Px1조 (편의점)¦ (16) 인터폰선 0.6x2Px4조 (INT)¦ DOWN TO CP PANEL¦ (16) 인터폰선 0.6x2Px4조 (INT)¦ DOWN TO CP PANEL¦ (16) 인터폰선 0.6x2Px4조 (INT)¦ DOWN TO CP PANEL¦ 천정형UTP25P¦ 4-11~14¦ 4-15~18¦ 3-21~24¦ 3-25~28¦ 3-1~4¦ 3-5~8¦ V1,2,3,4¦ T¦ R¦ 3-31~34¦ 3-35~38¦ 4-1~4¦ 4-5~8¦ 3-41~44¦ 3-45~48¦ 8¦ 7¦ 6¦ 5¦ 4¦ 3¦ 2¦ 1¦ 9¦ 10¦ 11¦ 13¦ 12¦ 임대상가¦ UTP Cat.5E 25Px2조 (안전관리실)(신설)¦ UTP Cat.5E 25Px2조 (안전관리실)(신설)¦ UTP Cat.5E 25Px2조 (안전관리실)(신설)¦ UTP Cat.5E 25Px2조 (안전관리실)(신설)¦ UTP Cat.5E 25Px2조 (안전관리실)(신설)¦ UTP Cat.5E 25Px2조 (안전관리실)(신설)¦ UTP Cat.5E 25Px2조 (안전관리실)(신설)¦ UTP Cat.5E 25Px2조 (안전관리실)(신설)¦ OF-SM-24Core(난연)x1조 (안전관리실)(신설)¦ OF-SM-24Core(난연)x1조 (안전관리실)(신설)¦ OF-SM-24Core(난연)x1조 (안전관리실)(신설)¦ OF-SM-24Core(난연)x1조 (안전관리실)(신설)¦ OF-SM-24Core(난연)x1조 (안전관리실)(신설)¦ OF-SM-24Core(난연)x1조 (안전관리실)(신설)¦ OF-SM-24Core(난연)x1조 (안전관리실)(신설)¦ 1. 일반교환기에 수용된 전화기는 안전관리실만 IP전화기로 교체한다.¦ NOTE¦ 2. 콜폰, E/L폰, 승강장 비상통화장치도 교체한다.¦ 3. 전화 및 인터폰 구간의 배선배관은 기존활용한다.¦ 지하철 918정거장¦ 노량진¦ 노들¦ 중앙대입구¦ 1/400¦ 918정거장 전화설비 지하1층 신설평면도(1/2)¦ S = 1/400¦ 918정거장 전화설비 지하1층 신설평면도(1/2)¦ T¦ 7¦ 0¦ 0¦ 1¦ 0¦ 3¦ 4¦ 0¦ 0¦ 1¦ (기설활용)¦ P¦
| 1단계_정거장 - 복사본 | 1단계_정거장 - 복사본 | 047. T9103075-001 908정거장 역사 L3스위치 인터페이스 구성도.dwg | NONE¦ 908(증미)정거장 역사 L3 스위치 인터페이스 구성도¦ S = NONE¦ NMS¦ 시리얼 통신장치¦ 역사 L3 스위치-A¦ 역사 L3 스위치-B¦ B¦ A¦ B¦ PDP분배반¦ 전원 A¦ 전원 B¦ 10G 라인카드¦ 10G 라인카드¦ 10/ 100/ 1000Base-T¦ PDP분배반¦ 전원 A¦ 전원 B¦ 10G 라인카드¦ 10G 라인카드¦ 10/ 100/ 1000Base-T¦ 기계설비¦ CTC-1¦ VTS(대열차)¦ UPS¦ 사령전화¦ 방송설비¦ 중앙집중¦ CCTV¦ NTP¦ 교환기¦ 종합무선¦ AFC#1¦ PSD용 신호회선¦ SCADA MMI¦ 열차무선¦ 출입통제¦ PSD¦ 행선안내¦ AFC#3¦ CTC-2¦ AFC#2¦ A¦ 역사백본¦ 전송설비 과업¦ 타시스템 과업¦ 역사백본¦ -철 거-¦ 908정거장 역사 L3스위치 인터페이스 구성도¦ NONE¦ T¦ 9¦ 1¦ 0¦ 3¦ 0¦ 7¦ 5¦ 0¦ 0¦ 1¦ 908¦ 909¦ 907¦ 903¦ 902¦ 904¦
| 1단계_정거장 - 복사본 | 1단계_정거장 - 복사본 | 030. T7003034-003 912정거장 방송설비 지하2층 신설평면도 (2_2).dwg | PA AMP¦ P¦ \A1;2,400¦ \A1;30,700¦ \A1;12,950¦ \A1;2,400¦ \A1;12,950¦ \A1;30,000¦ \A1;7,500¦ \A1;7,500¦ \A1;7,500¦ \A1;86,250¦ \A1;7,500¦ \A1;7,500¦ \A1;7,500¦ \A1;7,500¦ \A1;7,500¦ \A1;7,500¦ \A1;3,750¦ \A1;7,500¦ \A1;7,500¦ \A1;21,750¦ \A1;34,500¦ 벽부형 3W : 3 EA¦ 천정형 3W : 45 EA¦ S = 1 / 400¦ 903정거장 방송설비 지하1층 신설평면도(2/2)¦ 1/400¦ 904정거장 방송설비 지하1층 신설평면도 (1/2)¦ 0¦ 0¦ 0¦ -¦ 0¦ 0¦ 0¦ 0¦ (기설활용)¦ -¦ T¦ 7¦ 0¦ 0¦ 3¦ 0¦ 3¦ 4¦ 0¦ 1¦ 6¦ MATCH LINE DWG No. "S1-TA-S12-DB-015-0"¦ B¦ (16) HIV 1.5㎟x4조 (승강장 SP)¦ C¦ HIV 1.5㎟x4조 (승강장 SP)¦ TRAY (900x150)¦ DOWN TO 지하3층¦ D¦ (16) HIV 1.5㎟x4조 (승강장 SP)¦ (16) UTP Cat.5E 4Px1조 (화재탐지용)¦ (16) HIV 1.5㎟x2조 (대합실 SP)¦ E¦ HIV 1.5㎟x4조 (승강장 SP)¦ DOWN TO 지하3층¦ TRAY (900x150)¦ : (16) HIV 1.5㎟x2조¦ NOTE¦ : (16) HIV 1.5㎟x5조¦ : (16) HIV 1.5㎟x6조¦ : (22) HIV 1.5㎟x7조¦ : (22) HIV 1.5㎟x8조¦ : (22) HIV 1.5㎟x10조¦ : (16) HIV 1.5㎟x4조¦ : (16) HIV 1.5㎟x3조¦ KEY PLAN¦ X25¦ X26¦ X27¦ X28¦ X29¦ X30¦ X31¦ X32¦ X33¦ X34¦ X35¦ X36¦ Y00¦ Y02¦ Y03¦ Y06¦ Y04¦ DN¦ DN¦ UP¦ ELEV.¦ ELEV.¦ ELEV.¦ 공조기계실2¦ 물탱크실¦ 창 고¦ 통신신호기계실¦ 편의점¦ 발매기실¦ 대합실¦ 운전취급실¦ ELEV.¦ AF-2¦ 912 정거장¦ STA.13km796.097¦ (P3:200x200x100)¦ [10P]¦ 방송단자함¦ (P5:300x300x200)¦ (P8:100x100x100)¦ (P7:100x100x100)¦ (P6:100x100x100)¦ (P4:300x300x200)¦ C¦ A¦ A¦ D¦ E¦ F¦ (16) HIV 1.5㎟x2조 (대합실 SP)¦ (16) HIV 1.5㎟x2조 (대합실 SP)¦ (16) HIV 1.5㎟x2조 (대합실 SP)¦ UP TO 지하1층¦ (22) HIV 1.5㎟x10조 (SP)¦ B¦ (22) UL 2464-AMESB 24AWG 16Cx2조 (PA)¦ (16) UL 2464-AMESB 24AWG 4Cx1조 (PA)¦ F¦ UTP Cat.5E 4Px1조 (화재탐지용)¦ UL 2464-AMESB 24AWG 16Cx2조 (PA)¦ UL 2464-AMESB 24AWG 4Cx1조 (PA)¦ CPEV 0.9/5Px1조 (PA)¦ UTP Cat.5E 4Px1조 (자동방송, 근접화재)¦ (16) UTP Cat.5E 4Px1조 (화재탐지용)¦ (22) UL 2464-AMESB 24AWG 16Cx2조 (PA)¦ (16) UL 2464-AMESB 24AWG 4Cx1조 (PA)¦ (16) UTP Cat.5E 4Px1조 (자동방송, 근접화재)¦ A¦ (16) CPEV 0.9/5Px1조 (PA)¦ (16) UTP Cat.5E 4Px1조 (자동방송, 근접화재)¦ (16) CPEV 0.9/5Px1조 (PA)¦ 벽부형 스피커 이동¦ 임대상가2¦ 벽부형 3W : 3 EA¦ 천정형 3W : 30 EA¦ 지하철 912정거장¦ 신목동¦ 선유도¦ 당산¦ S = 1 / 400¦ 912정거장 방송설비 지하2층 신설평면도(2/2)¦ 1/400¦ 912정거장 방송설비 지하2층 신설평면도 (2/2)¦ (기설활용)¦ T¦ 7¦ 0¦ 0¦ 3¦ 0¦ 3¦ 4¦ 0¦ 0¦ 3¦
| 1단계_정거장 - 복사본 | 1단계_정거장 - 복사본 | 009. T1001026-005 902정거장 CCTV,TDI,시계설비 CABLE WIWING DIGRAM.dwg | FR-CV 3C/4.0㎟, OF-SM-8C(난연)¦ ECX 5C-2V(기존활용)¦ FR-CV 3C/4.0㎟x1조 (대합실 게시기 POWER)(기존활용), OF-SM-8Core(난연)x2조 (대합실게시기)(신설)¦ 통 신 실 CCTV MATRIX RACK¦ CONSOLE DESK¦ 통 합 역 무 관 리 실¦ E/S - 1 (B1)¦ 모니터(승강장) (B4)¦ 게 이 트 1 (B3-2)¦ 매 표 소 1 (B3-2)¦ 발 매 기 1 (B4)¦ 매 표 실 1 (B4)¦ 게 이 트 3 (B3-2)¦ 매 표 소 2 (B3-2)¦ 게 이 트 1 (B4)¦ 게 이 트 2 (B4)¦ 발 매 기 2 (B4)¦ 승 강 장 2 (B4)¦ 모니터(승강장) (B3-2)¦ 모니터(승강장) (B3-1)¦ 승 강 장 1 (B4)¦ E/V - 1 (B4)¦ 승 강 장 4 (B3-2)¦ 승 강 장 3 (B3-2)¦ 승 강 장 2 (B3-1)¦ 승 강 장 1 (B3-1)¦ 게 이 트 2 (B3-2)¦ E/V - 3 (B3-2)¦ E/V - 4 (B3-2)¦ E/V - 1 (B3-1)¦ E/V - 2 (B3-1)¦ E/S - 1 (B3-2)¦ E/S - 2 (B3-2)¦ E/S - 3 (B3-2)¦ 매 표 소 (B2)¦ 게 이 트 1 (B2)¦ 게 이 트 2 (B2)¦ 발 매 기 (B2)¦ E/V - 3 (B2)¦ E/V - 4 (B2)¦ E/V - 1 (B2)¦ E/V - 2 (B2)¦ E/S - 4 (B2)¦ E/S - 5 (B2)¦ E/S - 6 (B2)¦ E/S - 1 (B2)¦ E/S - 2 (B2)¦ E/S - 3 (B2)¦ P-1 / 스피드돔 (B1)¦ 역 무 실 (B1) ¦ 게 이 트 1 (B1)¦ 게 이 트 2 (B1)¦ 발 매 기 1 (B1)¦ E/V - 1 (지상)¦ E/V - 2 (B1)¦ E/V - 3 (B1)¦ 통신실 (B1)(스피드돔)¦ UTP Cat.5E 4Px4조(신설)¦ UTP Cat.5E 25Px1조(신설)¦ (차량기지방향)¦ (강남방향)¦ CV-3.5/2Cx1조 (TDI POWER)(기존활용), OF-MM-12Core(난연)x1조(TDI)(기존활용)¦ x2¦ OF-SM-4C, F-CV 3C/2.5㎟ (공간화상)(철거)¦ OF-SM-4C, F-CV 3C/2.5㎟ (공간화상)(철거) ¦ L¦ S¦ E¦ C¦ C¦ T¦ M¦ A¦ T¦ R¦ V¦ A¦ C¦ K¦ I¦ X¦ 공간화상¦ 공간화상¦ R¦ 환승 1¦ 승 강 장 5¦ 승 강 장 6¦ 환승 2¦ CV-3.5/2Cx1조 (TDI POWER)(기존활용), OF-MM-12Core(난연)x1조(TDI)(기존활용)¦ CV-3.5/2Cx1조 (TDI POWER)(기존활용), OF-MM-12Core(난연)x1조(TDI)(기존활용)¦ CV-3.5/2Cx1조 (TDI POWER)(기존활용), OF-MM-12Core(난연)x1조(TDI)(기존활용)¦ FR-CV 3C/4.0㎟x1조 (출입구 게시기 POWER), UTP Cat.5E4Px2조 (출입구게시기)(철거)¦ 스위치¦ L2¦ HIV 1.5㎟x2조 (CLOCK)(철거), HIV 2.5㎟x2조 (CLOCK POWER)(철거)¦ HIV 1.5㎟x2조 (CLOCK)(철거)¦ ECX 5C-2V(기존활용)¦ ECX 5C-2V(기존활용)¦ ECX 5C-2V(기존활용)¦ ECX 5C-2V(기존활용)¦ ECX 5C-2V(기존활용)¦ ECX 5C-2V(기존활용)¦ ECX 5C-2V(기존활용)¦ ECX 5C-2V(기존활용)¦ ECX 5C-2V(기존활용)¦ ECX 5C-2V(기존활용)¦ ECX 5C-2V(기존활용)¦ ECX 5C-2V(기존활용)¦ ECX 5C-2V(기존활용)¦ ECX 5C-2V(기존활용)¦ ECX 5C-2V(기존활용)¦ ECX 5C-2V(기존활용)¦ ECX 5C-2V(기존활용)¦ ECX 5C-2V(기존활용)¦ ECX 5C-2V(기존활용)¦ ECX 5C-2V(기존활용)¦ ECX 5C-2V(기존활용)¦ ECX 5C-2V(기존활용)¦ ECX 5C-2V(기존활용)¦ ECX 5C-2V(기존활용)¦ ECX 5C-2V(기존활용)¦ ECX 5C-2V(기존활용)¦ ECX 5C-2V(기존활용)¦ ECX 5C-2V(기존활용)¦ ECX 5C-2V(기존활용)¦ ECX 5C-2V(기존활용)¦ ECX 5C-2V(기존활용)¦ ECX 5C-2V(기존활용)¦ ECX 5C-2V(기존활용)¦ ECX 5C-2V(기존활용)¦ ECX 5C-2V(기존활용)¦ ECX 5C-2V(기존활용)¦ ECX 5C-2V(기존활용)¦ ECX 5C-2V(기존활용)¦ ECX 5C-2V(기존활용)¦ ECX 5C-2V(기존활용)¦ ECX 5C-2V(기존활용)¦ ECX 5C-2V(기존활용)¦ ECX 5C-2V(기존활용)¦ ECX 5C-2V(기존활용)¦ ECX 5C-2V(기존활용)¦ ECX 5C-2V(기존활용)¦ ECX 5C-2V(기존활용)¦ ECX 5C-2V(기존활용)¦ ECX 5C-2V(기존활용)¦ ECX 5C-2V(기존활용)¦ ECX 5C-2V(기존활용)¦ ECX 5C-2V(기존활용)¦ ECX 5C-2V(기존활용)¦ 지하철 902정거장¦ 김포공항¦ 공항시장¦ NONE¦ 902정거장 CCTV,TDI,시계설비 CABLE WIRING DIAGRAM¦ S = NONE¦ 902정거장 CCTV,TDI,시계설비 CABLE WIRING¦ DIAGRAM¦ T¦ 1¦ 0¦ 0¦ 1¦ 0¦ 2¦ 6¦ 0¦ 0¦ 5¦ 개화¦
| 1단계_정거장 - 복사본 | 1단계_정거장 - 복사본 | 008. T9203026-002 종합관리 및 복지후생동 CIRCUIT WIRING SYSTEM DIAGRAM_신설(2_3).dwg | IP¦ T¦ 0¦ 0¦ 0¦ 0¦ 0¦ 0¦ 0¦ 0¦ 0¦ 0¦ H/E¦ 모시계¦ O/F(SM)¦ O/F(SM)¦ KEY PHONE¦ M/D¦ FAX¦ Data Line¦ Data Line¦ Data Line (통신)¦ P.A AMP¦ 출입통제¦ Data Line¦ Data Line¦ 통신사령¦ Data Line (AFC)¦ 종합사령실 기계실 (3F)¦ 당직실 (1F)¦ EPS실 (2F)¦ 공조실¦ 강의실2¦ 강의실3¦ 현금취급실¦ HALL / 복도¦ 화장실 (남,여)¦ 인사팀¦ 인사임원실¦ 회의실¦ 총무팀¦ 전산운영실¦ 갱의실(남,여)¦ MIS / AFC실¦ 기술본부장비서실¦ 회의실¦ 기술본부 사무실1¦ 화장실 (남,여)¦ 공조실¦ 종합사령실 기계실¦ 통합전원실¦ HALL / 복도¦ 유지보수실¦ To: KT¦ HALL-3 (지상2층)¦ HALL-4 (지상3층)¦ CCM-1 (지상3층)¦ ANT¦ 강의실1¦ 기술본부장실¦ 지상2층¦ 지상3층¦ AMP¦ TV¦ (2D)¦ T¦ T¦ T¦ T¦ T¦ T¦ T¦ C/R¦ C/R¦ x2¦ x2¦ x2¦ x10¦ x2¦ M/A-1 (지상3층)¦ To: EPS실 (1F) ¦ To: EPS실 (4F) ¦ C¦ C¦ T¦ V¦ R¦ A¦ C¦ K¦ 장애인화장실 (남,여)¦ x2¦ 수신장치¦ 재난방송¦ ANT¦ C/R¦ To: 변전소¦ To: 주공장, 검사고, 부속동¦ ANT¦ To: 주공장, 검사고,¦ To: 검사고¦ To: 주공장, 검사고¦ (2,450W)¦ x2¦ x4¦ T¦ T¦ x3¦ x6¦ x8¦ x2¦ T¦ x2¦ x2¦ x2¦ x2¦ 기술부 본부장실¦ T¦ EPS실 (3F)¦ AMP¦ TV¦ (2D)¦ KT¦ KT¦ KT¦ 기술본부 사무실2¦ T¦ x2¦ 기술본부 사무실3¦ T¦ x2¦ x6¦ x12¦ x6¦ x6¦ IP¦ IP¦ IP¦ IP¦ IP¦ IP¦ IP¦ IP¦ KT¦ KT¦ KT¦ KT¦ KT¦ KT¦ KT¦ 부속동, 901정거장¦ 보건/안전/보안¦ 재무.회계팀¦ 재경본부장¦ 문서실1¦ 문서실2¦ 예비실1¦ 예비실2¦ x2¦ x2¦ T¦ T¦ T¦ x3¦ x11¦ x11¦ x9¦ KT¦ KT¦ KT¦ KT¦ KT¦ KT¦ IP¦ x3¦ x2¦ IP¦ IP¦ IP¦ IP¦ IP¦ IP¦ T¦ x2¦ ANT¦ H/E¦ 모시계¦ O/F(SM)¦ O/F(SM)¦ KEY PHONE¦ M/D¦ FAX¦ Data Line¦ Data Line¦ Data Line (전력)¦ P.A AMP¦ 출입통제¦ Data Line¦ Data Line¦ 전력사령¦ 종합사령실 기계실 (3F)¦ 당직실 (1F)¦ To: KT¦ C¦ C¦ T¦ V¦ To: EPS실 (3F)¦ R¦ A¦ C¦ K¦ 수신장치¦ 재난방송¦ ANT¦ ANT¦ To: 검사고¦ To: 변전소¦ To: 주공장, 검사고, 부속동¦ To: 주공장, 검사고, 부속동, 901정거장¦ To: 주공장, 검사고¦ (2,450W)¦ 신설¦ 통신장치¦ IP MPLS¦ 역사백본¦ 시리얼 ¦ FXO/FXS¦ Ethernet¦ L3 Switch¦ 열차무선 RRU¦ LTE-R¦ O/F(SM) 인접역¦ O/F(SM) 인접역¦ O/F(SM) 열차무선 / DU¦ 신설¦ 신설¦ 통신장치¦ IP MPLS¦ 역사백본¦ 시리얼 ¦ FXO/FXS¦ Ethernet¦ L3 Switch¦ O/F(SM) 인접역¦ O/F(SM) 인접역¦ 열차무선 RRU¦ LTE-R¦ O/F(SM) 열차무선 / DU¦ 신설¦ 종합관리 및 복지후생동 CIRCUIT WIRING SYSTEM DIAGRAM / 신설(2/3)¦ S = NONE¦ NONE¦ 차량기지¦ 종합관리 및 복지후생동 CIRCUIT WIRING SYSTEM DIAGRAM / 신설 (2/3)¦ T¦ 9¦ 2¦ 0¦ 3¦ 0¦ 2¦ 6¦ 0¦ 0¦ 2¦ KT¦
| 1단계_정거장 - 복사본 | 1단계_정거장 - 복사본 | 044. T9103026-001 905(마곡나루)역사노드 랙 배치도.dwg | 905(마곡나루)역사노드 랙 배치도¦ NONE¦ 905(마곡나루)역사노드 랙 배치도¦ S = NONE¦ OFD 랙¦ MDF 랙 (기설)¦ 기지국장치 랙¦ 역사노드백본 랙¦ 시리얼장치¦ MDF¦ MDF¦ MDF¦ MDF¦ MDF¦ OFD¦ OFD¦ OFD¦ OFD¦ OFD¦ PDP¦ 백본스위치¦ 백본스위치¦ 역사노드백본 랙 ¦ OJCx8¦ 시리얼장치 ¦ 기지국장치 랙 ¦ OFD 랙 ¦ MDF 랙 ¦ GND¦ OJCx36¦ OJCx4¦ HFCO 2C/4㎟¦ HFCO 2C/4㎟¦ F-GV 16㎟¦ F-GV 16㎟¦ F-GV 16㎟¦ \pi-15,l20,t20;* 예시도면이며 제조사별 구성도 다를 수 있음.¦ 정류기¦ DU_A¦ PDP¦ DU_B¦ RRU¦ OPDP¦ RRU 정류기¦ \pi-15,l20,t20;* 랙 내 접지바에서 장치간 접지 연결.¦ 905(마곡나루)역사노드 랙 배치도¦ NONE¦ 905(마곡나루)역사노드 랙 배치도¦ S = NONE¦ OFD 랙¦ MDF 랙¦ 기지국장치 랙¦ 스위치 랙¦ 역사노드백본 랙¦ 시리얼장치¦ PDP¦ MDF¦ MDF¦ MDF¦ MDF¦ MDF¦ OFD¦ OFD¦ OFD¦ OFD¦ OFD¦ 스위치¦ 스위치¦ 스위치¦ PDP¦ 백본스위치¦ 백본스위치¦ UPS¦ OJCx8¦ 역사노드백본 랙 ¦ 스위치 랙 ¦ 기지국장치 랙 ¦ OFD 랙 ¦ MDF 랙 ¦ GND¦ OJCx8¦ OJCx96¦ OJCx4¦ UTP Cat6 25Px2¦ UTP Cat6 25Px2¦ HFCO 2C/4㎟¦ HFCO 2C/4㎟¦ HFCO 2C/4㎟¦ F-GV 16㎟¦ F-GV 16㎟¦ F-GV 16㎟¦ F-GV 16㎟¦ F-GV 16㎟¦ F-GV 16㎟¦ \pi-15,l20,t20;* 예시도면이며 제조사별 구성도 다를 수 있음.¦ 정류기¦ DU_A¦ PDP¦ DU_B¦ RRU¦ PDOD¦ RRU 정류기¦ DU_C¦ DU_D¦ \pi-15,l20,t20;* RRU 전원은 ATS 통과된 벽분전반 전원임.¦ UPS¦ UTP Cat6 25Px2¦ OPDP¦ RRU 1¦ RRU 2¦ RRU 3¦ RRU 4¦ UTP Cat5e 4Px2¦ F-GV 16㎟¦ 904¦ 906¦ 905¦ T¦ 9¦ 1¦ 0¦ 3¦ 0¦ 2¦ 6¦ 0¦ 0¦ 1¦ OJCx10¦ OJCx8¦ F-GV 16㎟¦ 정류기¦ DU_A¦ PDP¦ DU_S¦ RRU¦ OPDP¦ OPDP¦ RRU 정류기¦ RRU 축전지¦
| 1단계_정거장 - 복사본 | 1단계_정거장 - 복사본 | 037. T7003034-001 913정거장 방송설비 지하1층 신설평면도 (1_2).dwg | PA AMP¦ \A1;21,370¦ \A1;6,750¦ \A1;7,800¦ \A1;6,820¦ \A1;11,000¦ \A1;5,500¦ \A1;5,500¦ \A1;7,500¦ \A1;7,500¦ \A1;7,500¦ \A1;7,500¦ \A1;7,500¦ \A1;7,500¦ \A1;7,500¦ \A1;7,500¦ \A1;3,630¦ \A1;85,630¦ S = 1 / 400¦ 903정거장 방송설비 지하1층 신설평면도(2/2)¦ 1/400¦ 904정거장 방송설비 지하1층 신설평면도 (1/2)¦ 0¦ 0¦ 0¦ -¦ 0¦ 0¦ 0¦ 0¦ (기설활용)¦ -¦ T¦ 7¦ 0¦ 0¦ 3¦ 0¦ 3¦ 4¦ 0¦ 1¦ 6¦ MATCH LINE¦ MATCH LINE DWG No. "S1-TA-S13-DB-017-0"¦ : (16) HIV 1.5㎟x2조¦ NOTE¦ : (16) HIV 1.5㎟x5조¦ : (16) HIV 1.5㎟x6조¦ : (22) HIV 1.5㎟x7조¦ : (22) HIV 1.5㎟x8조¦ : (22) HIV 1.5㎟x10조¦ : (16) HIV 1.5㎟x4조¦ : (16) HIV 1.5㎟x3조¦ KEY PLAN¦ X01¦ X02¦ X03¦ X04¦ X05¦ X06¦ X07¦ X08¦ X09¦ X10¦ X11¦ X12¦ Y00¦ Y02¦ Y05¦ Y07¦ Y01¦ Y03¦ Y06¦ Y04¦ 2호선 교각¦ UP¦ 대합실¦ 신호통신기계실¦ 복 도¦ 사무실¦ (건축/토목)¦ 창 고¦ (설비)¦ (신호)¦ 작업장(통신)¦ 작업장(전기)¦ 분소 락카룸(남)¦ 분소 샤워실(남)¦ 분소 탈의실(남)¦ 분소 락카룸(여)¦ 분소 샤워실(여)¦ 분소 탈의실(여)¦ 대기실(남)¦ 대기실(여)¦ 외부출입구1¦ 외부엘리베이터1¦ 외부통로1¦ 목동선 환승에스컬레이터¦ 외부출입구6¦ 외부통로3¦ 외부출입구5¦ MATCH LINE¦ 방송단자함¦ [10P]¦ A¦ 작업장¦ 작업장¦ 작업장¦ 창 고¦ 창 고¦ 창 고¦ 창 고¦ TRAY (900x150)¦ HIV 1.5㎟x5조 (지하2층 SP)¦ A¦ DOWN TO 지하2층¦ HIV 1.5㎟x8조 (승강장 SP)¦ UL 2464-AMESB 24AWGx16Cx2조 (PA)¦ UTP Cat.5E 4Px1조 (화재탐지용)¦ UL 2464-AMESB 24AWGx4Cx1조 (PA)¦ CPEV 0.9/5Px1조 (PA)¦ UTP Cat.5E 4Px1조 (자동방송, 근접화재)¦ 임대상가1¦ 임대상가2¦ 벽부형 3W : 5 EA¦ 천정형 3W : 39 EA¦ 지하철 913정거장¦ 선유도¦ 당산¦ 국회의사당¦ S = 1 / 400¦ 913정거장 방송설비 지하1층 신설평면도(1/2)¦ 1/400¦ 913정거장 방송설비 지하1층 신설평면도 (1/2)¦ (기설활용)¦ T¦ 7¦ 0¦ 0¦ 3¦ 0¦ 3¦ 4¦ 0¦ 0¦ 1¦
| 1단계_정거장 - 복사본 | 1단계_정거장 - 복사본 | 051. T7009934-006 916정거장 출입통제설비 지하2층 철거 평면도 (2_2).dwg | {\C256;vmh}¦ C/R¦ ACU¦ CCTV¦ \A1;7,080¦ \A1;4,950¦ \A1;32,860¦ \A1;7,080¦ \A1;4,950¦ \A1;4,400¦ \A1;4,400¦ \A1;7,500¦ \A1;5,000¦ \A1;5,000¦ \A1;5,000¦ \A1;5,000¦ \A1;5,000¦ \A1;5,000¦ \A1;5,000¦ \A1;5,000¦ \A1;5,000¦ \A1;5,000¦ \A1;5,000¦ \A1;5,000¦ \A1;5,000¦ \A1;5,000¦ \A1;5,000¦ \A1;5,000¦ \A1;5,000¦ \A1;5,000¦ \A1;8,750¦ \A1;8,750¦ \A1;8,750¦ \A1;4,375¦ \A1;128,125¦ P¦ UTP Cat.5E 4Px8조 (출입통제)¦ DOWN TO 통신기계실 ACCESS FLOOR¦ MATCH LINE DWG No. "S1-TA-S16-DB-020-0"¦ KEY PLAN¦ Y00¦ Y01¦ Y03¦ Y05¦ Y06¦ X28¦ X25¦ X23¦ X21¦ X19¦ X17¦ X15¦ X13¦ X11¦ X09¦ X08¦ X07¦ X06¦ X27¦ 신호통신기계실¦ 물탱크실¦ CO2실¦ 비상전원실¦ 공조기계실 2¦ 용역원 대기실¦ 운전취급실¦ 복도¦ 이동통신기계실¦ DN¦ DN¦ DN¦ OPEN¦ OPEN¦ 전기실¦ OPEN¦ OPEN¦ OPEN¦ OPEN¦ 내부계단 4¦ 내부계단 5¦ 용역원 창고¦ DN¦ DN¦ OPEN¦ OPEN¦ 916 정거장 ¦ STA.17km956,000¦ UTP Cat.5E 4Px4조 (출입통제)¦ UTP Cat.5E 4Px4조 (출입통제)¦ UTP Cat.5E 4Px8조 (출입통제)¦ (16) UTP Cat.5E 4Px2조 (출입통제)¦ 916정거장 출입통제설비 지하2층 철거 평면도 (2/2)¦ 916정거장 출입통제설비 지하2층 철거 평면도 (2/2)¦ S = 1 / 400¦ 1/400¦ 지하철 916정거장¦ 여의도¦ 샛강¦ 노량진¦ T¦ 7¦ 0¦ 0¦ 9¦ 9¦ 3¦ 4¦ 6¦ 0¦ 0¦ P¦
| 1단계_정거장 - 복사본 | 1단계_정거장 - 복사본 | 045. T5001034-001 916정거장 AFC설비 지하2층 평면도__완료(완전).dwg | GND¦ P¦ SMS¦ \A1;65,000¦ \A1;155,000¦ \A1;7,080¦ \A1;4,950¦ \A1;32,860¦ \A1;7,080¦ \A1;4,950¦ \A1;4,400¦ \A1;4,400¦ \A1;10,300¦ \A1;2,000¦ \A1;5,000¦ \A1;5,000¦ \A1;5,000¦ \A1;5,000¦ \A1;5,000¦ \A1;5,000¦ \A1;5,000¦ \A1;5,000¦ \A1;8,750¦ \A1;8,750¦ \A1;5,000¦ \A1;5,000¦ \A1;5,000¦ \A1;10,000¦ \A1;7,500¦ \A1;7,500¦ \A1;5,000¦ \A1;10,000¦ \A1;10,000¦ \A1;10,000¦ \A1;5,000¦ \A1;25,000¦ G¦ D¦ I¦ DOWN TO 분전반¦ HFCO 3C/4.0㎟x7조 (환급기, 정산기, 게이트, 발매기 POWER) ¦ H¦ DOWN TO AFC 접지단자함¦ F-GV 4.0㎟x6조 (발매기,정산기,환급기,게이트,SMS,S/W HUB GND)¦ F¦ Y00¦ Y01¦ Y03¦ Y05¦ Y06¦ X17¦ X15¦ X13¦ X11¦ X09¦ X08¦ X07¦ X03¦ X01¦ X00¦ X-01¦ X-02¦ X-03¦ X-04¦ X-05¦ X-06¦ X-07¦ X-08¦ 편의점¦ 발매기실¦ 대합실¦ 신호통신기계실¦ CO2실¦ 비상전원실¦ 용역원 대기실¦ 운전취급실¦ 복도¦ 이동통신기계실¦ DN¦ DN¦ DN¦ DN¦ UP¦ UP¦ UP¦ 안전관리실¦ OPEN¦ OPEN¦ 화장실¦ 전기실¦ 외부엘리베이터 2¦ 외부출입구 3¦ 외부출입구 1¦ 외부엘리베이터 1¦ 내부계단 2¦ 내부계단 1¦ 외부출입구 4¦ 내부엘리베이터 1¦ 내부계단 3¦ 내부계단 4¦ 내부계단 5¦ 내부계단 6¦ 내부엘리베이터 2¦ 용역원 창고¦ DN¦ DN¦ DN¦ DN¦ UP¦ UP¦ UP¦ UP¦ UP¦ UP¦ OPEN¦ OPEN¦ UP¦ UP¦ 방범셧터¦ 916 정거장 ¦ STA.17km956,000¦ 전송장비¦ TRAY (통신)¦ DOWN TO 통신기계실 ACCESS FLOOR¦ OF-MM-4Cx1조 (S/W HUB)¦ S/W HUB¦ H¦ D¦ I¦ UP TO TRAY(통신)¦ 정산기¦ (28) HFCO 2C/4.0㎟x1조 (EM GATE)¦ (22) UTP Cat.5E 4Px1조 (EM GATE INT)¦ HFCO 3C/4.0㎟x1조 (정산기 POWER)¦ FTP Cat.5E 4Px1조 (정산기 COMMS)¦ UTP Cat.5E 4Px1조 (정산기 INT)¦ F-GV 4.0㎟x1조 (정산기 GND)¦ (28)¦ (28)¦ G¦ TRAY (통신)¦ FTP Cat.5E 4Px2조 (발매기 COMMS)¦ HFCO 3C/4.0㎟x1조 (발매기 POWER)¦ F-GV 4.0㎟x1조 (발매기GND)¦ F7 DUCT¦ UTP Cat.5E 4Px2조 (발매기 INT)¦ F-GV 4.0㎟x2조 (발매기,게이트 GND)¦ HFCO 3C/4.0㎟x5조 (발매기,게이트 POWER)¦ FTP Cat.5E 4Px10조 (발매기,게이트 COMMS)¦ FR-CVVS 4C/2.5㎟x1조 (DPC)¦ UTP Cat.5E 4Px2조 (발매기 INT)¦ F7 DUCT¦ 환급기¦ F-GV 4.0㎟x1조 (환급기 GND)¦ HFCO 3C/4.0㎟x1조 (환급기 POWER)¦ UTP Cat.5E 4Px1조 (환급기 INT)¦ FTP Cat.5E 4Px1조 (환급기)¦ (28)¦ (28)¦ F-GV 4.0㎟x1조 (환급기 GND)¦ FTP Cat.5E 4Px1조 (환급기 COMMS)¦ F-GV 4.0㎟x1조 (환급기 GND)¦ 장애자용¦ 훨체어리프트¦ 임대상가¦ UTP Cat.5E 4Px4조 (발매기,정산기,환급기 INT)¦ UTP Cat.5E 4Px1조 (EM GATE INT)¦ TRAY (통신)¦ OF-MM-4Cx1조 (통신기계실~S/W HUB)¦ TRAY (통신)¦ UTP Cat.5E 4Px4조 (발매기,정산기,환급기 INT)¦ UTP Cat.5E 4Px1조 (EM GATE INT)¦ TRAY (통신)¦ UTP Cat.5E 4Px4조 (발매기,정산기,환급기 INT)¦ UTP Cat.5E 4Px1조 (EM GATE INT)¦ UTP Cat.5E 4Px3조 (발매기,정산기 INT)¦ UTP Cat.5E 4Px1조 (EM GATE INT)¦ UTP Cat.5E 4Px1조 (EM GATE INT)¦ UTP Cat.5E 4Px3조 (발매기,정산기 INT)¦ HFCO 3C/4.0㎟x1조 (환급기 POWER)¦ HFCO 3C/4.0㎟x2조 (SMS, S/W HUB POWER)¦ HFCO 3C/4.0㎟x2조 (SMS, S/W HUB POWER)¦ HFCO 3C/4.0㎟x2조 (SMS, S/W HUB POWER)¦ TRAY (통신)¦ UTP Cat.5E 4Px4조 (발매기,정산기,환급기 INT)¦ UTP Cat.5E 4Px1조 (EM GATE INT)¦ HFCO 3C/4.0㎟x2조 (SMS, S/W HUB POWER)¦ HFCO 3C/4.0㎟x2조 (SMS, S/W HUB POWER)¦ HFCO 3C/4.0㎟x1조 (환급기 POWER)¦ HFCO 3C/4.0㎟x2조 (SMS, S/W HUB POWER)¦ OF-MM-4Cx1조 (통신기계실~S/W HUB)¦ OF-MM-4Cx1조 (통신기계실~S/W HUB)¦ OF-MM-4Cx1조 (통신기계실~S/W HUB)¦ OF-MM-4Cx1조 (통신기계실~S/W HUB)¦ OF-MM-4Cx1조 (통신기계실~S/W HUB)¦ E¦ F¦ E¦ F-GV 4.0㎟x2조 (발매기,게이트 GND)¦ HFCO 3C/4.0㎟x2조 (발매기,게이트 POWER)¦ FTP Cat.5E 4Px3조 (발매기,게이트 COMMS)¦ FR-CVVS 4C/2.5㎟x1조 (DPC)¦ UTP Cat.5E 4Px2조 (발매기 INT)¦ F7 DUCT¦ FTP Cat.5E 4Px1조 (환급기 COMMS)¦ C¦ C¦ A¦ A¦ B¦ B¦ 916정거장 AFC설비 지하2층 평면도¦ 916정거장 AFC설비 지하2층 평면도¦ S = 1 / 400¦ 1/400¦ 지하철 916정거장¦ 여의도¦ 샛강¦ 노량진¦ T¦ 5¦ 0¦ 0¦ 1¦ 0¦ 3¦ 4¦ 0¦ 0¦ 1¦
| 1단계_정거장 - 복사본 | 1단계_정거장 - 복사본 | 005. T1001026-001 909정거장 CIRCUIT WIRING SYSTEM DIAGRAM_신설.dwg | KT¦ IP¦ G¦ D¦ C/R¦ T¦ 0¦ 0¦ 0¦ 0¦ 0¦ 0¦ 0¦ 0¦ 0¦ 0¦ 통신기계실¦ 통신기계실¦ 안전관리실¦ 소방외부 무선통신 보조설비¦ 경찰통신설비¦ O/F(SM) FM RADIO¦ POWER DISTRIBUTION¦ O/F(SM)¦ O/F(SM)¦ UPS¦ CCTV¦ 광화상전송장치¦ MATRIX¦ RACK¦ TV 광전송장치¦ 부모시계¦ To: NEXT STATION¦ O/F(SM)¦ O/F(SM)¦ To: KT¦ M/D¦ KT¦ 전력사령¦ 방재사령¦ 통신사령¦ FAX¦ Data Line (전력)¦ Data Line¦ Data Line¦ Data Line¦ Data Line (AFC)¦ Data Line (통신)¦ Data Line (방재)¦ Data Line (운전)¦ SMS¦ AGM¦ AAM¦ ATVM¦ IP¦ P.A AMP¦ x4¦ x4¦ 지하1층 (대합실) x 62¦ 지하2층 (승강장상선) x 22¦ G¦ G¦ G¦ G¦ G¦ 지하2층 (승강장상선) x 2¦ 지하2층 (승강장하선) x 2¦ CCTV¦ CONSOLE¦ 지하1층¦ (복합통신ANT)¦ 무선통신 보조설비¦ HFC-22D-FR¦ HFC-12D-FR¦ 본선터널 (승강장) RFCL-42D-광대역¦ 본선터널 (승강장) RFCL-42D-광대역¦ D¦ POWER LINE¦ INT¦ T¦ T¦ x2¦ x2¦ x11¦ x2¦ x2¦ T¦ T¦ x8¦ x2¦ x4¦ x13 ¦ 인터폰¦ 모장치¦ 배 선 반¦ 공조기계실¦ 이동통신기계실¦ Callphone¦ 전기실¦ 기능실복도¦ 발매기실¦ 화장실(남,여)¦ 장애자화장실¦ 임대상가¦ ELEV, 화장실¦ 용역원대기실¦ 지하1층 (대합실)¦ PSD실 (상선)¦ PSD실 (하선)¦ 편의점¦ 비상전원실¦ 승강장 INT¦ 변전실¦ 운영원대기실¦ x2¦ T¦ 지하2층 (승강장하선) x 22¦ x3¦ 출입통제¦ C/R¦ C/R¦ C/R¦ C/R¦ C/R¦ 운전사령¦ Data Line¦ Data Line¦ 소방외부¦ x2¦ 용역창고¦ x2¦ x2 ¦ INT¦ x6¦ IP¦ 본선터널 (승강장) RFCL-42D-광대역¦ 본선터널 (승강장) RFCL-42D-광대역¦ D¦ 공조기계실 PIT¦ x2¦ 창고¦ 환급기¦ x2 ¦ 통신장치¦ IP MPLS¦ 역사백본¦ 시리얼 ¦ FXO/FXS¦ Ethernet¦ L3 Switch¦ 신설¦ O/F(SM) 인접역¦ O/F(SM) 열차무선 / DU¦ 신설¦ 열차무선 RRU¦ LTE-R¦ EQUIP¦ MULTI¦ COMM¦ FM/DMB¦ 광전송장치¦ 통신기계실¦ 소방외부 무선통신 보조설비¦ 경찰통신설비¦ O/F(SM) FM RADIO¦ POWER DISTRIBUTION¦ O/F(SM)¦ O/F(SM)¦ UPS¦ CCTV¦ 광화상전송장치¦ MATRIX¦ RACK¦ TV 광전송장치¦ 부모시계¦ To: NEXT STATION¦ O/F(SM)¦ O/F(SM)¦ To: KT¦ M/D¦ FAX¦ P.A AMP¦ 배 선 반¦ 출입통제¦ 통신장치¦ IP MPLS¦ 역사백본¦ 시리얼 ¦ FXO/FXS¦ Ethernet¦ L3 Switch¦ 신설¦ O/F(SM) 인접역¦ O/F(SM) 열차무선 / DU¦ 신설¦ 열차무선 RRU¦ LTE-R¦ EQUIP¦ MULTI¦ COMM¦ FM/DMB¦ 광전송장치¦ C¦ O/F(SM) 인접역¦ OF-SM-8C(난연),FR-CV 3c/4.0㎟¦ UTP Cat. 5E4P¦ 승강장모니터(상선)¦ UTP Cat. 5E4P¦ OF-SM-8C(난연),FR-CV 3c/4.0㎟¦ 승강장모니터(하선)¦ OF-SM-8C(난연),FR-CV 3c/4.0㎟¦ OF-SM-8C(난연),FR-CV 3c/4.0㎟¦ 909정거장 CIRCUIT WIRING SYSTEM DIAGRAM / 신설¦ 909정거장 CIRCUIT WIRING SYSTEM DIAGRAM / 신설¦ S = NONE¦ NONE¦ 가양¦ 등촌¦ 염창¦ T¦ 1¦ 0¦ 0¦ 1¦ 0¦ 2¦ 6¦ 0¦ 0¦ 1¦
| 1단계_정거장 - 복사본 | 1단계_정거장 - 복사본 | 028. T7003034-003 918정거장 방송설비 지하2층 신설평면도 (1_2).dwg | P¦ \A1;26,150¦ \A1;11,300¦ \A1;3,550¦ \A1;11,300¦ \A1;9,600¦ \A1;7,500¦ \A1;108,750¦ \A1;7,500¦ \A1;7,500¦ \A1;7,500¦ \A1;7,500¦ \A1;7,500¦ \A1;7,500¦ \A1;7,500¦ \A1;7,500¦ \A1;7,500¦ \A1;7,500¦ \A1;7,500¦ \A1;3,750¦ \A1;7,500¦ \A1;7,500¦ \A1;5,500¦ \A1;6,500¦ \A1;6,500¦ \A1;6,500¦ \A1;5,000¦ \A1;30,000¦ \A1;100¦ S = 1 / 400¦ 903정거장 방송설비 지하1층 신설평면도(2/2)¦ 1/400¦ 904정거장 방송설비 지하1층 신설평면도 (1/2)¦ 0¦ 0¦ 0¦ -¦ 0¦ 0¦ 0¦ 0¦ (기설활용)¦ -¦ T¦ 7¦ 0¦ 0¦ 3¦ 0¦ 3¦ 4¦ 0¦ 1¦ 6¦ MATCH LINE DWG No. "S1-TA-S18-DB-016-0"¦ : (16) HIV 1.5㎟x2조¦ NOTE¦ : (16) HIV 1.5㎟x5조¦ : (16) HIV 1.5㎟x6조¦ : (22) HIV 1.5㎟x7조¦ : (22) HIV 1.5㎟x8조¦ : (22) HIV 1.5㎟x10조¦ : (16) HIV 1.5㎟x4조¦ : (16) HIV 1.5㎟x3조¦ KEY PLAN¦ Y00¦ Y01¦ Y02¦ Y-01¦ X-05¦ X-04¦ X-03¦ X-02¦ X-01¦ X00¦ X01¦ X02¦ X03¦ X04¦ X05¦ X06¦ X07¦ X08¦ X09¦ X10¦ X11¦ X12¦ X13¦ X14¦ Y03¦ UP¦ 승강장-1¦ 승강장-2¦ PSD 기계실-1¦ 창고-2¦ 창고-1¦ 정화조¦ UP¦ UP¦ UP¦ 내부엘리베이터 1¦ PSD 기계실-2¦ 내부엘리베이터 2¦ 정거장 중심¦ Sta.20K 200.000¦ (P6:100x100x100)¦ HIV 1.5㎟x4조 (승강장 SP)¦ TRAY (900x150)¦ UP TO 지하1층¦ HIV 1.5㎟x4조 (승강장 SP)¦ TRAY (900x150)¦ UP TO 지하1층¦ (P7:100x100x100)¦ 벽부형 3W : 2 EA¦ 천정형 5W : 28 EA¦ 지하철 918정거장¦ 노량진¦ 노들¦ 중앙대입구¦ S = 1 / 400¦ 918정거장 방송설비 지하2층 신설평면도(1/2)¦ 1/400¦ 918정거장 방송설비 지하2층 신설평면도 (1/2)¦ (기설활용)¦ T¦ 7¦ 0¦ 0¦ 3¦ 0¦ 3¦ 4¦ 0¦ 0¦ 3¦
| 1단계_정거장 - 복사본 | 1단계_정거장 - 복사본 | 016. T1001026-012 901정거장 통신기계실 & 안전관리실 CABLE WIRING DIAGRAM.dwg | OFD¦ 배선반¦ 전송설비¦ CCTV MATRIX RACK¦ 사령전화(역장치)¦ 열차무선 중계장치(SOR)¦ UPS¦ 분전반¦ 종합집중관리 콘솔¦ 화재수신반¦ 광점퍼코드x4¦ 광점퍼코드x2¦ UTP Cat.5E 25Px10¦ UL 2464-AMESB 24AWGx16Cx3(방송) , CPEV 0.65/5Px1 (Rail Condition)¦ CPEV 0.65/5Px1(Rail Condition)¦ P.A AMP RACK¦ F-CV 4C/25㎟¦ F-CV 3C/4.0㎟¦ F-CV 3C/4.0㎟¦ F-CV 3C/4.0㎟¦ F-CV 3C/4.0㎟¦ 전기공통접지 단자함¦ UTP Cat.5E 4Px1 (화재수신)¦ UL 2464-AMESB 24AWG 16Cx1 (방송)¦ F-GV 6.0㎟x1¦ F-GV 6.0㎟x2¦ F-GV 6.0㎟x4¦ F-GV 6.0㎟x5¦ F-GV 6.0㎟x7¦ F-GV 6.0㎟x8¦ 통신기계실¦ UTP Cat.5E 4Px4 (영상), UTP Cat.5E 25Px1 (제어)¦ UTP Cat.5E 25Px1 (CONSOLE)¦ F-CV 3C/4.0㎟¦ 접지단자함 (AFC)¦ F-GV 50㎟x1¦ 접지단자함 (통신)¦ UTP Cat.5E 25Px1 (CCTV)¦ F-GV 50㎟x1¦ 분전반((AFC)¦ OF-SM 72Core (상선)¦ Fom: 930정거장 ¦ OF-SM 72Core (하선)¦ To: 932정거장 ¦ 출입통제 (ACU)¦ UTP Cat.5E 4Px1 (DATA)¦ F-CV 3C/4.0㎟¦ F-GV 6.0㎟x6¦ F-GV 6.0㎟x3¦ 행선안내게시기 (LSE)¦ 역무관리실¦ UTP Cat.5E 25Px1 (LSE)¦ Fom: 930정거장 ¦ To: 932정거장 ¦ F-CV 2C/10㎟¦ UTP Cat.5E 4Px1 (화재수신)¦ UTP Cat.5E 4Px1 (화재수신)¦ 지하재방송(역장치)¦ 광점퍼코드x4(FM, TV, 예비)¦ M I S(역장치)¦ 광점퍼코드x12(상위망, 하위망)¦ F-CV 3C/4.0㎟¦ F-CV 3C/4.0㎟¦ F-GV 6.0㎟x9¦ F-GV 6.0㎟x10¦ F-GV 6.0㎟x11¦ 광점퍼코드x2¦ CPEV-S 0.9x10Px2조 직통전화, 연선전화¦ CPEV-S 0.9x10Px2조 직통전화, 연선전화¦ F-GV 6.0㎟x1¦ F-GV 6.0㎟x2¦ *전송(IP-MPLS) 및 열차무선(LTE-R)의 전원 및 신호계통은 별도 도면 참조¦ *점선( ) : 철거, 실선( ) : 신설¦ OF-SM 48Core (상선)¦ From: 930정거장 ¦ OF-SM 48Core (하선)¦ OF-SM 48Core (상선)¦ OF-SM 48Core (하선)¦ To: 932정거장 ¦ OFD¦ 배선반¦ ADM¦ CCTV MATRIX RACK¦ 부모시계¦ 열차무선 장치¦ 종합무선 중계장치¦ UPS¦ 분전반¦ 종합집중관리 콘솔¦ 화재수신반¦ 광점퍼코드 (FC-PC)x4조¦ 광점퍼코드 (FC-PC)x4조¦ UTP Cat.5E 25Px10조¦ UTP Cat.5E 4Px1조 (DATA)¦ UL 2464-AMESB 24AWGx16Cx3조(방송)¦ P.A AMP RACK¦ FR-CV 4C/25㎟x2조¦ FR-CV 3C/4.0㎟¦ FR-CV 3C/4.0㎟¦ FR-CV 3C/6.0㎟¦ FR-CV 3C/4.0㎟¦ FR-CV 3C/6.0㎟¦ 공통접지 단자함¦ F-GV 6.0㎟x1조¦ F-GV 6.0㎟x2조¦ F-GV 6.0㎟x4조¦ F-GV 6.0㎟x5조¦ F-GV 6.0㎟x7조¦ F-GV 6.0㎟x8조¦ 통신기계실¦ UTP Cat.5E 4Px4조 (영상)¦ UTP Cat.5E 25Px2조 (CONSOLE)¦ FR-CV 3C/4.0㎟¦ 접지단자함 (AFC)¦ F-GV 50㎟x1조¦ 접지단자함 (통신)¦ UTP Cat.5E 25Px1조 (CCTV)¦ F-GV 6㎟x1조¦ F-GV 50㎟x1조¦ F-GV 50㎟x1조¦ 분전반¦ FR-CVVSB 4P/1.5㎟ (연선전화)¦ From: 차량기지 ¦ OF-SM 46Core (상선)¦ From: 차량기지 ¦ OF-SM 46Core (하선)¦ To: 902 ¦ F/S(J.F) 0.65x25P (50%%%차폐) 직통전화¦ From: 차량기지 ¦ FR-CVVSB 4P/1.5㎟ (연선전화)¦ To: 902 ¦ 출입통제 (ACU)¦ UTP Cat.5E 4Px1조 (DATA)¦ FR-CV 3C/4.0㎟¦ F-GV 6.0㎟x6조¦ 행선안내게시기 (LSE)¦ 안전관리실¦ UTP Cat.5E 25Px1조 (LSE)¦ FR-CV 3C/6.0㎟¦ UTP Cat.5E 4Px1조 (화재탐지용)¦ UL 2464-AMESB 24AWG 16Cx2조 (방송), CPEV 0.9 5Px1조, UL 2464-AMESB 24AWG 4Cx1조¦ UTP Cat.5E 4Px1조 (자동방송)¦ 사령전화 역장치¦ 종합집중관리 장치¦ CCTV 콘솔¦ 방송원격조정기¦ UTP Cat.5E 4Px1조¦ UTP Cat.5E 4Px1조¦ UTP Cat.5E 4Px1조¦ CPEV 0.9 5Px1조¦ UTP Cat.5E 4Px1조¦ UTP Cat.5E 4Px1조¦ HFC-12Dx1조¦ F-GV 16㎟x1조¦ 광점퍼코드 (FC-PC)x2조¦ F-GV 6.0㎟x2조¦ F-GV 6.0㎟x1조¦ FR-CV 3C/6.0㎟¦ UTP Cat.5E 4Px1조 (UPS NMS)¦ F-GV 6㎟x1조¦ 역단위 전산기 (SMS)¦ L-M 분전반¦ FR-CV 3C/2.5㎟¦ FR-CV 3C/4㎟¦ UTP Cat.5E 25Px1조¦ UTP Cat.5E 25Px1조¦ UTP Cat.5E 4Px1조¦ FR-CV 3C/4.0㎟¦ *전송(IP-MPLS) 및 열차무선(LTE-R)의 전원 및 신호계통은 별도 도면 참조¦ *점선( ) : 철거, 실선( ) : 신설¦ OF-SM 48Core (상선)¦ From: CCC정거장 ¦ OF-SM 48Core (하선)¦ OF-SM 48Core (상선)¦ OF-SM 48Core (하선)¦ To: 902정거장 ¦ UTP Cat.5E 25Px1조¦ 단자함, OFD¦ OF-SM-24CORE X1조¦ From: CCC정거장 ¦ 901정거장 통신기계실 & 안전관리실 CABLE WIRING DIAGRAM¦ 901정거장 통신기계실 & 안전관리실 CABLE WIRING DIAGRAM¦ S = NONE¦ NONE¦ 개화¦ 김포공항¦ T¦ 1¦ 0¦ 0¦ 1¦ 0¦ 2¦ 6¦ 0¦ 1¦ 2¦ -¦ T¦ 0¦ 0¦ 0¦ 0¦ 0¦ 0¦ 0¦ 0¦ 0¦ 0¦ *전송(IP-MPLS) 및 열차무선(LTE-R)의 전원 및 신호계통은 별도 도면 참조¦ *점선( ) : 철거, 실선( ) : 신설¦ OF-SM 48Core (상선)¦ From: 930정거장 ¦ OF-SM 48Core (하선)¦ OF-SM 48Core (상선)¦ OF-SM 48Core (하선)¦ To: 932정거장 ¦
| 1단계_정거장 - 복사본 | 1단계_정거장 - 복사본 | 032. T7005034-004 901정거장 CCTV,TDI,시계설비 지상3층 신설평면도.dwg | \A1;10,000¦ \A1;8,000¦ \A1;8,000¦ \A1;6,980¦ \A1;5,200¦ \A1;26,000¦ \A1;8,000¦ \A1;8,000¦ \A1;8,000¦ \A1;8,000¦ \A1;8,000¦ \A1;8,000¦ \A1;8,000¦ \A1;8,000¦ \A1;8,000¦ \A1;90,200¦ \A1;7,800¦ \A1;3,200¦ \A1;5,000¦ \A1;7,800¦ \A1;3,200¦ \A1;5,000¦ \A1;200¦ \A1;200¦ \A1;7,600¦ \A1;2,400¦ \A1;6,200¦ \A1;1,400¦ \A1;3,800¦ \A1;4,200¦ \A1;6,000¦ \A1;12,200¦ Y00¦ Y01¦ Y02¦ Y03¦ Y04¦ X14¦ X15¦ X16¦ X17¦ X18¦ X19¦ X20¦ X21¦ X22¦ X23¦ 상부 TOP LIGHT¦ OPEN¦ 탕비실¦ 린넨창고¦ 발코니¦ 상부 처마선¦ DN¦ DN¦ 내부계단 1¦ 복 도(옥내)¦ 옥 상¦ 옥상 휴게실¦ 옥 상¦ 상부OPEN¦ 상부OPEN¦ 숙소-1¦ 숙소-2¦ 숙소-3¦ 숙소-4¦ 숙소-5¦ 숙소-6¦ 설비창고¦ 설비작업실¦ 다용도실¦ 시설창고¦ 시설작업실¦ 락카룸¦ 체력단력실¦ 내부계단 2¦ SLOPE¦ SLOPE¦ SLOPE¦ SLOPE¦ SLOPE¦ 복 도(옥외)¦ CL¦ CL¦ CL¦ CL¦ CL¦ CL¦ X23¦ X24¦ X25¦ THK10.4MM접합유리¦ 상부 처마선¦ SLOPE¦ SLOPE¦ (안전필름부착)¦ SLOPE¦ DOWN TO 지상2층¦ (16) HIV 1.5㎟x2조 (CLOCK)(철거)¦ (16) HIV 1.5㎟x2조 (CLOCK)(철거)¦ (16) HIV 1.5㎟x2조 (CLOCK)(철거)¦ (16) HIV 1.5㎟x2조 (CLOCK)(철거)¦ (16) HIV 1.5㎟x2조 (CLOCK)(철거)¦ (16) HIV 1.5㎟x2조 (CLOCK)(철거)¦ (16) HIV 1.5㎟x2조 (CLOCK)(철거)¦ (16) HIV 1.5㎟x2조 (CLOCK)(철거)¦ (16) HIV 1.5㎟x2조 (CLOCK)(철거)¦ (16) HIV 1.5㎟x2조 (CLOCK)(철거)¦ (철거)¦ (철거)¦ (철거)¦ (철거)¦ (철거)¦ 지하철 901정거장¦ 개화¦ 김포공항¦ 1/400¦ S = 1 / 400¦ 901정거장 CCTV,TDI,시계설비 지상3층 신설평면도¦ 901정거장 CCTV,TDI,시계설비 지상3층¦ 신설평면도¦ T¦ 7¦ 0¦ 0¦ 5¦ 0¦ 3¦ 4¦ 0¦ 0¦ 4¦ CCTV(기존동축활용)¦ P¦
| 1단계_정거장 - 복사본 | 1단계_정거장 - 복사본 | 028. T7001034-006 913정거장 전화설비 지하3층 신설평면도 (1_2).dwg | \A1;7,500¦ \A1;81,370¦ \A1;49,122¦ \A1;130,492¦ \A1;7,500¦ \A1;7,500¦ \A1;7,500¦ \A1;7,500¦ \A1;7,500¦ \A1;7,500¦ \A1;7,500¦ \A1;5,000¦ \A1;7,500¦ \A1;7,500¦ \A1;7,500¦ \A1;7,500¦ \A1;7,500¦ \A1;7,500¦ \A1;4,122¦ \A1;5,000¦ \A1;7,500¦ \A1;21,370¦ \A1;6,750¦ \A1;7,800¦ \A1;6,820¦ 1. 일반교환기에 수용된 전화기는 IP전화기로 교체한다.¦ NOTE¦ 2. 콜폰, E/L폰, 승강장 비상통화장치도 교체한다.¦ 3. 전화 및 인터폰 구간의 배선배관은 기존활용한다.¦ MATCH LINE DWG No. "S1-TA-S13-DB-015-0"¦ 1. 음향유도기 전원은 전기콘센트를 이용한다.¦ NOTE¦ 2. 증폭기전원은 전기콘센트를 이용한다.¦ 3. 통신기계실 및 안전관리실 MAIN 분전반은 전기에서 설치한다.¦ KEY PLAN¦ X13¦ X14¦ X15¦ X16¦ X17¦ X18¦ X19¦ X20¦ X21¦ X22¦ X23¦ X24¦ X25¦ X26¦ X27¦ X28¦ X29¦ X30¦ Y00¦ Y02¦ Y05¦ Y07¦ Y01¦ Y03¦ Y06¦ Y04¦ 배수펌프실¦ 정화조¦ 승강장¦ 창고¦ 내부계단3¦ (P14:400x400x200)¦ (16) UTP Cat.5E 4Px1조 (승강장 INT)¦ DOWN TO CP PANEL¦ (16) 인터폰선 0.6x2Px5조 (INT)¦ (16) UTP Cat.5E 4Px1조 (승강장 INT)¦ (P15:400x400x200)¦ (16) UTP Cat.5E 4Px1조 (승강장 INT)¦ UTP Cat.5E 4Px2조 (승강장 INT)¦ TRAY (900x150)¦ UP TO 지하2층¦ UTP Cat.5E 4Px2조 (승강장 INT)¦ TRAY (300x100)¦ DOWN TO 승강장 PIT¦ 접지단자함¦ 접지¦ 1. 일반교환기에 수용된 전화기는 안전관리실만 IP전화기로 교체한다.¦ NOTE¦ 2. 콜폰, E/L폰, 승강장 비상통화장치도 교체한다.¦ 3. 전화 및 인터폰 구간의 배선배관은 기존활용한다.¦ 지하철 913정거장¦ 선유도¦ 당산¦ 국회의사당¦ 1/400¦ 913정거장 전화설비 지하3층 신설평면도(1/2)¦ S = 1/400¦ 913정거장 전화설비 지하3층 신설평면도(1/2)¦ T¦ 7¦ 0¦ 0¦ 1¦ 0¦ 3¦ 4¦ 0¦ 0¦ 6¦ (기설활용)¦ INT¦ P¦
| 1단계_정거장 - 복사본 | 1단계_정거장 - 복사본 | 016. T1001026-012 902정거장 AFC CABLE WIRING DIAGRAM (2_2) (환승구간).dwg | D/I MUX (ROUTER)¦ (통신기계실)¦ 분전반 (전기시설분)¦ (안전관리실)¦ AFC 접지단자함¦ (안전관리실)¦ DPC BOX¦ 인터콤 모장치¦ SMS (S/W HUB)¦ (안전관리실)¦ EM GATE¦ CONTROL BOX¦ AGM 11형 (No.1)¦ AGM 12/6형 (No.2)¦ AGM 8형 (No.3)¦ AGM 10형 (No.8)¦ AAM (No.1)¦ AAM (No.2)¦ F-GV 4.0㎟x1조¦ FR-CV 2C/4.0㎟x1조¦ EM. GATE (No.1) (개폐장치)¦ STP Cat.5E 4Px1조¦ FR-CVVS 4C/2.5㎟x1조 (DPC)¦ 접지단자함 (신호시공분)¦ FR-CV 3C/6.0㎟x1조¦ FR-CV 3C/6.0㎟x1조¦ STP Cat.5E 4Px1조¦ FR-CV 3C/6.0㎟x1조¦ (안전관리실)¦ (안전관리실)¦ CROSS AISLE CABLE¦ CROSS AISLE CABLE¦ CROSS AISLE CABLE¦ (공통접지단자함)¦ FR-CVVS 4C/2.5㎟x1조 (DPC)¦ CPEV 0.65/5Px1조 (INT)¦ CPEV 0.65/5Px1조 (INT)¦ CPEV 0.65/5Px1조 (INT)¦ CPEV 0.65/5Px1조 (INT)¦ UTP Cat.5E 4Px1조¦ AGM 10형 (No.4) (HUB)¦ STP Cat.5E 4Px1조¦ FR-CV 3C/6.0㎟x1조¦ STP Cat.5E 4Px1조¦ STP Cat.5E 4Px1조¦ STP Cat.5E 4Px1조¦ STP Cat.5E 4Px1조¦ FR-CV 2C/4.0㎟x1조¦ UTP Cat.5E 4Px1조¦ AGM 6형 (No.15)¦ AGM 8형 (No.16)¦ AGM 8형 (No.17)¦ AGM 10/11형 (No.19)¦ AGM 12형 (No.20) (HUB)¦ CROSS AISLE CABLE¦ CROSS AISLE CABLE¦ CROSS AISLE CABLE¦ AGM 8형 (No.18)¦ STP Cat.5E 4Px1조¦ STP Cat.5E 4Px1조¦ STP Cat.5E 4Px1조¦ STP Cat.5E 4Px1조¦ STP Cat.5E 4Px1조¦ AAM (No.5)¦ AAM (No.6)¦ STP Cat.5E 4Px1조¦ STP Cat.5E 4Px1조¦ EM. GATE (No.3) (개폐장치)¦ FR-CV 3C/6.0㎟x1조¦ FR-CV 3C/6.0㎟x1조¦ FR-CV 3C/6.0㎟x1조¦ FR-CV 3C/6.0㎟x1조¦ FR-CV 3C/6.0㎟x1조¦ FR-CV 3C/6.0㎟x1조¦ CROSS AISLE CABLE¦ CROSS AISLE CABLE¦ 광S/W HUB¦ 환승게이트¦ OF-MM-8Corex1조¦ F-GV 4.0㎟x1조¦ CROSS AISLE CABLE¦ FR-CV 3C/6.0㎟x1조¦ FR-CV 3C/6.0㎟x1조¦ STP Cat.5E 4Px1조¦ AGM 8형 (No.6)¦ AGM 6형 (No.5)¦ AGM 8형 (No.7)¦ STP Cat.5E 4Px1조¦ STP Cat.5E 4Px1조¦ STP Cat.5E 4Px1조¦ AGM 8형 (No.10)¦ AGM 11형 (No.13)¦ AGM 12형 (No.14)¦ AGM 8형 (No.11)¦ STP Cat.5E 4Px1조¦ STP Cat.5E 4Px1조¦ STP Cat.5E 4Px1조¦ AAM (No.3)¦ AAM (No.4)¦ AGM 6형 (No.9)¦ STP Cat.5E 4Px1조¦ STP Cat.5E 4Px1조¦ F-GV 4.0㎟x1조¦ EM. GATE (No.2) (개폐장치)¦ FR-CV 2C/4.0㎟x1조¦ CPEV 0.65/5Px1조 (INT)¦ CPEV 0.65/5Px1조 (INT)¦ UTP Cat.5E 4Px1조¦ FR-CVVS 4C/2.5㎟x1조 (DPC)¦ CROSS AISLE CABLE¦ CROSS AISLE CABLE¦ CROSS AISLE CABLE¦ FR-CV 3C/6.0㎟x1조¦ FR-CV 3C/6.0㎟x1조¦ FR-CV 3C/6.0㎟x1조¦ FR-CV 3C/6.0㎟x1조¦ FR-CV 3C/6.0㎟x1조¦ FR-CV 3C/6.0㎟x1조¦ AGM 10형 (No.12) (HUB)¦ CROSS AISLE CABLE¦ CROSS AISLE CABLE¦ CROSS AISLE CABLE¦ CROSS AISLE CABLE¦ CROSS AISLE CABLE¦ STP Cat.5E 4Px1조¦ STP Cat.5E 4Px1조¦ STP Cat.5E 4Px1조¦ OF-MM-8Corex1조¦ STP Cat.5E 4Px1조¦ 광S/W HUB¦ 환승게이트¦ STP Cat.5E 4Px1조¦ FR-CV 3C/6.0㎟x1조¦ FR-CV 3C/6.0㎟x1조¦ 902정거장 AFC CABLE WIRING DIAGRAM (2/2) (환승구간)¦ 902정거장 AFC CABLE WIRING DIAGRAM (2/2) (환승구간)¦ S = NONE¦ NONE¦ 지하철 902정거장¦ 개화¦ 김포공항¦ 공항시장¦ T¦ 1¦ 0¦ 0¦ 1¦ 0¦ 2¦ 6¦ 0¦ 1¦ 2¦
| 1단계_정거장 - 복사본 | 1단계_정거장 - 복사본 | 030. T7005034-001 908정거장 CCTV,TDI,시계설비 지하1층 신설평면도.dwg | ACU¦ CCTV¦ P¦ \A1;1,100¦ \A1;1,100¦ \A1;22,500¦ \A1;22,500¦ \A1;37,500¦ \A1;22,500¦ \A1;7,500¦ \A1;7,500¦ \A1;7,500¦ \A1;7,500¦ \A1;7,500¦ \A1;7,500¦ \A1;7,500¦ \A1;7,500¦ \A1;7,500¦ \A1;7,500¦ \A1;7,500¦ \A1;7,500¦ \A1;7,500¦ \A1;105,000¦ \A1;7,500¦ \A1;7,150¦ \A1;7,150¦ \A1;22,700¦ \A1;3,100¦ \A1;3,100¦ L¦ \A1;3,500¦ \A1;3,500¦ \A1;11,788¦ \A1;15,288¦ \A1;60,334¦ TRAY (300x100)¦ UTP CAT.5E 25Px1조 (CONSOLE)¦ UTP CAT.5E 4Px4조 (CONSOLE)¦ FR-CV 3C/6.0㎟x1조 (LSE POWER)¦ UTP Cat.5E 4Px2조 (CL POWER)(신설)¦ F-CV 3C/2.5㎟x1조 (공간화상)(기존활용)¦ OF- SM-4Cx1조 (공간화상)(기존활용)¦ UTP Cat.5E4Px15조 (CAMERA)(신설)¦ OF-SM-8C(난연)x10조(신설) ¦ FR-CV 3C/4.0㎟x10조(신설) ¦ OF-SM-8C(난연)x2조(승강장모니터)(신설) ¦ FR-CV 3C/4.0㎟x2조(승강장모니터)(신설) ¦ C/R¦ DOWN TO 지하 1층¦ A¦ B¦ C¦ D¦ F¦ E¦ Y00¦ Y04¦ Y08¦ Y03¦ Y05¦ X12¦ X13¦ X14¦ X15¦ X16¦ X17¦ X18¦ X19¦ X20¦ X21¦ X22¦ X23¦ X24¦ X25¦ X26¦ DN¦ DN¦ 공조기계실¦ 물탱크실¦ 전기실¦ CO2 실¦ 비상전원실¦ 통신기계실¦ 복 도¦ 용역원대기실¦ 대합실¦ 통 로¦ 내부계단1¦ 외부출입구1¦ 외부출입구2¦ 외부출입구3¦ 외부출입구4¦ UP¦ UP¦ UP¦ UP¦ DN¦ 외부엘리베이터¦ 908 정거장¦ STA.9km840.167¦ (P1:200x200x100)¦ (P2:200x200x100)¦ (P8:200x200x100)¦ (P9:200x200x100)¦ (P11:200x200x100)¦ (P7:200x200x100)¦ (P5:200x200x100)¦ (P4:200x200x100)¦ (P6:200x200x100)¦ ELE-2¦ COMM-1¦ ES-4¦ ES-5(1) ¦ C-1¦ ES-3¦ ES-2¦ ES-1¦ ELEC-1¦ 지상E/L¦ ELE-1¦ A¦ D¦ F¦ H¦ B¦ C¦ E¦ (P12:300x300x200)¦ (P3:200x200x100)¦ (P10:200x200x100)¦ 이동통신기계실¦ vmh¦ NOTE¦ 1. 광케이블, 전원/접지케이블 (OF-SM-4Core, CV 3C/2.5㎟)¦ 3. 승강장 ANT설치위치: 열차 진행방향 정거장 시종점부에 설치¦ 2. 광케이블, 전원/접지케이블 (OF-SM-8Core, CV 3C/2.5㎟)¦ vmh¦ vmh¦ vmh¦ vmh¦ vmh¦ vmh¦ VMT¦ vmh¦ ES-5(2)¦ vmh¦ H¦ H¦ MATCH LINE¦ 외부출입구2¦ UP¦ X26¦ MATCH LINE¦ (16) UTP Cat.5E4Px1조 (CAMERA)¦ UTP Cat.5E4Px1조 (CAMERA)¦ (28) UTP Cat.5E4Px3조 (CAMERA)¦ UTP Cat.5E4Px5조 (CAMERA)¦ TRAY (300x100)¦ UTP Cat.5E 25Px1조 (CONSOLE)¦ DOWN TO 지하 2층¦ UTP Cat.5E 4Px4조 (CONSOLE)¦ TRAY (900x150)¦ DOWN TO 통신기계실 ACCESS FLOOR¦ TRAY (600x150)¦ (16) UTP Cat.5E4Px1조 (CAMERA)¦ (16) UTP Cat.5E4Px1조 (CAMERA)¦ (22) UTP Cat.5E4Px2조 (CAMERA)¦ (16) UTP Cat.5E4Px1조 (CAMERA)¦ (16) UTP Cat.5E4Px1조 (CAMERA)¦ (16) UTP Cat.5E4Px1조 (CAMERA)¦ UP TO 지상 E/L¦ FR-CV 3C/6.0㎟x1조 (LSE POWER)¦ FR-CV 3C/6.0㎟x1조 (LSE POWER)¦ TRAY (300x100)¦ UTP Cat.5E4Px4조 (CAMERA)¦ TRAY (300x100)¦ 스피드돔¦ 스피드돔¦ 스피드돔¦ (16) OF-SM-8C(난연)x1조(CAMERA) ¦ (16) FR-CV 3C/4.0㎟x1조(CAMERA) ¦ (16) OF-SM-8C(난연)x1조(CAMERA) ¦ (16) FR-CV 3C/4.0㎟x1조(CAMERA) (신설) ¦ UTP Cat.5E4Px29조 (CAMERA)¦ OF-SM-8C(난연)x1조(CAMERA) ¦ FR-CV 3C/4.0㎟x1조(CAMERA) ¦ (16) OF-SM-8C(난연)x1조(CAMERA) ¦ (16) FR-CV 3C/4.0㎟x1조(CAMERA) ¦ (16) OF-SM-8C(난연)x1조(CAMERA) ¦ (16) FR-CV 3C/4.0㎟x1조(CAMERA) ¦ vmh¦ VMT¦ OF-SM-8Core난연)x2조 (모니터)(신설)¦ FR-CV 3C/4.0㎟x2조 (모니터POWER)(신설) ¦ (16) OF-SM-8C(난연)x1조(CAMERA) ¦ (16) FR-CV 3C/4.0㎟x1조(CAMERA) ¦ (16) OF-SM-8C(난연)x1조(CAMERA) ¦ (16) FR-CV 3C/4.0㎟x1조(CAMERA) ¦ (22) OF-SM-8C(난연)x2조(CAMERA) ¦ (22) FR-CV 3C/4.0㎟x2조(CAMERA) ¦ (16) OF-SM-8C(난연)x1조(CAMERA) ¦ (16) FR-CV 3C/4.0㎟x1조(CAMERA) ¦ (16) OF-SM-8C(난연)x1조(CAMERA) ¦ (16) FR-CV 3C/4.0㎟x1조(CAMERA) ¦ (16) OF-SM-8C(난연)x1조(CAMERA) ¦ (16) FR-CV 3C/4.0㎟x1조(CAMERA) ¦ (16) OF-SM-8C(난연)x1조(CAMERA) ¦ (16) FR-CV 3C/4.0㎟x1조(CAMERA) ¦ 지하철 908정거장¦ 가양¦ 증미¦ 등촌¦ 1/400¦ S = 1 / 400¦ 908정거장 CCTV,TDI,시계설비 지하1층 신설평면도¦ 908정거장 CCTV,TDI,시계설비 지하1층¦ 신설평면도¦ T¦ 7¦ 0¦ 0¦ 5¦ 0¦ 3¦ 4¦ 0¦ 0¦ 1¦ CCTV(기존동축활용)¦ P¦
| 1단계_정거장 - 복사본 | 1단계_정거장 - 복사본 | 075. T9103066-001 902정거장 통신기계실 기기배치도 및 바닥 TRAY 설치도.dwg | \A1;7500¦ \A1;7500¦ \A1;7500¦ \A1;7500¦ \A1;8150¦ \A1;600¦ \A1;800¦ \A1;800¦ \A1;950¦ \A1;2,000¦ \A1;1,100¦ \A1;6,022¦ \A1;1,200¦ \A1;3,400¦ \A1;1,200¦ -¦ T¦ 0¦ 0¦ 0¦ 0¦ 0¦ 0¦ 0¦ 0¦ 0¦ 0¦ \A1;1,000¦ \A1;1,400¦ \A1;4,200¦ : 철거¦ : 철거¦ OFD 랙¦ 기지국¦ 역사노드¦ 스위치 ¦ MDF 랙¦ 장치 랙¦ 백본 랙¦ 랙¦ OFD 랙¦ 기지국장치 랙¦ 역사노드백본 랙¦ 스위치 랙¦ MDF 랙¦ 600x600x2200¦ 600x600x2200¦ 600x600x2200¦ 600x600x2200¦ 600x600x2200¦ 902정거장 통신기계실 기기배치도 및 바닥 TRAY 설치도¦ S = 1 / 100¦ 통신,신호기계실¦ X05¦ X04¦ X03¦ X02¦ X06¦ Y03¦ Y04¦ 장 비 명¦ Equipment Schedule¦ 규 격 (W x D x H)¦ 냉난방기 (기계설비)¦ UPS(15KVA)¦ 1,272 x 500 x 2200¦ 600 x 300 x 2200¦ 701.5 x 750 x 2200¦ 575 x 600 x 1920¦ 600 x 750 x 1800¦ 570 x 650 x 1913¦ 600 x 750 x 1800¦ 1,100 x 500¦ 800 x 950 x 1800¦ ATS&AVR&DIST¦ BATTERY¦ 1000 x 950 x 1800¦ 1600 x 950 x 1800¦ 장 비 명¦ 규 격 (W x D x H)¦ 배선반(MDF)¦ 전송장비(ADM+MUX) ¦ 화상설비(CCTV) ¦ 방송설비(PA)¦ 전기시계설비(CLOCK) ¦ 종합무선 중계설비(복합통신)¦ 열차무선설비(SOR) ¦ 사령전화역장치¦ 대열차공간화상설비(지상)¦ 600 x 600 x 800¦ 600 x 750 x 2200¦ 행선안내¦ 1200x750x1000¦ 설비자동제어반¦ 화재탐지반¦ 조명제어반¦ CCTV 및 통신종합집중관리반¦ PSD 제어반¦ SMS¦ PRINTER¦ 종합집중관리 설비 콘솔1¦ 종합집중관리 설비 콘솔2¦ 1000x600x1600¦ 1800x600x1600¦ 600x600x1600¦ 2652x600x1600¦ 800x800x2000¦ 650x800x1000¦ 700x800x750¦ 600x600x1600¦ 600x600x1600¦ G¦ T¦ B¦ PA¦ PA¦ 사령¦ 전화¦ MDF¦ ADM¦ MUX¦ SOR¦ 복합¦ 통신¦ CCTV¦ CCTV¦ 전송¦ 대열차¦ CLOCK¦ UPS¦ BATT¦ ATS&AVR&DIST¦ DUCT (150x100)¦ TRAY (450x100)¦ \pi49.321;{\C0;접지단자함}¦ OFD 랙¦ 기지국¦ 역사노드¦ 장치 랙¦ 백본 랙¦ 기지국장치 랙¦ 600x600x2200¦ 역사노드백본 랙¦ 600x600x2200¦ OFD 랙¦ 600x600x2200¦ 신설 TRAY (150x100)¦ : 철거¦ 902정거장 통신기계실 기기배치도 및 바닥 TRAY 설치도¦ 1 / 100¦ 개화¦ 김포공항¦ 공항시장¦ T¦ 9¦ 1¦ 0¦ 3¦ 0¦ 6¦ 6¦ 0¦ 0¦ 1¦
| 1단계_정거장 - 복사본 | 1단계_정거장 - 복사본 | 006. T1001026-002 901정거장 CIRCUIT WIRING SYSTEM DIAGRAM_철거.dwg | KT¦ IP¦ G¦ C/R¦ -¦ T¦ 0¦ 0¦ 0¦ 0¦ 0¦ 0¦ 0¦ 0¦ 0¦ 0¦ 통신기계실¦ 통신기계실¦ 안전관리실¦ POWER DISTRIBUTION¦ O/F(SM)¦ To: 종합관리 및 복지후생동¦ UPS¦ CCTV¦ 광화상전송장치¦ MATRIX¦ RACK¦ TV AMP¦ 부모시계¦ To: NEXT STATION¦ O/F(SM)¦ O/F(SM)¦ To: KT¦ DATA¦ M/D¦ E¦ Ports¦ T¦ &¦ (VOICE)¦ SUB ADM¦ TEL¦ SPCM¦ KT¦ 전력사령¦ 방재사령¦ 통신사령¦ FAX¦ Data Line (전력)¦ Data Line¦ Data Line¦ Data Line¦ Data Line (AFC)¦ Data Line (통신)¦ Data Line (방재)¦ Data Line (운전)¦ SMS¦ AGM¦ AAM¦ ATVM¦ x2¦ IP¦ P.A AMP¦ x6¦ 지상2층 (대합실) x 4¦ 지상1층 (승강장상선) x 17¦ G¦ G¦ G¦ G¦ G¦ 지상1층 (승강장상선) x 2¦ 지상1층 (승강장하선) x 2¦ PAN/TILT x 1¦ 지상2층 (대합실) x 10 , 지상1층 ELEV x 2¦ 지상2층 (기능실) x 2¦ 지상1층 (승강장 상,하선) x 4¦ CCTV¦ CONSOLE¦ POWER LINE¦ x2¦ INT¦ T¦ x11¦ L¦ O¦ x13¦ x2¦ x10 ¦ 인터폰¦ 모장치¦ 배 선 반¦ T¦ 지상1층 (승강장하선) x 17¦ 출입통제¦ C/R¦ C/R¦ C/R¦ C/R¦ 운전사령¦ Data Line¦ E¦ T¦ L¦ O¦ 체력단력실¦ 기능실복도¦ 통신작업실¦ 락카룸¦ 설비작업실¦ 다용도실¦ 전기실¦ 침실(숙소) x 6¦ 탕비실¦ 화장실 (남,여)¦ 발매기실¦ 실승기관사 (승무대기실)¦ 편의점¦ 신호작업실¦ 비상발전기실¦ 장애자화장실¦ 시설작업실¦ ELEV, 화장실, 숙소¦ 용역원대기실¦ 전기작업실¦ 지상2층 (대합실)¦ Callphone¦ 승강장 INT¦ 통합분소¦ x4¦ x25¦ x6¦ T¦ x6¦ T¦ T¦ T¦ x2¦ x2¦ x15¦ x2¦ x2¦ x3¦ 시설창고¦ 설비창고¦ 비품창고, 탈의실 (남,여)¦ 통신창고¦ 신호창고¦ 전기창고¦ INT¦ x3¦ 신호사령¦ Data Line (신호)¦ x3¦ x3¦ 운영기관사¦ FXO/FXS¦ Ethernet Port¦ x6¦ IP¦ 지상1층 (임대상가) x 6¦ x6¦ 공간화상 [승강장 강남방향] x 2¦ 공간화상 [승강장 차량기지방향] x 1¦ x2¦ 지상2층 (대합실) x 8¦ 복도¦ 환급기¦ CCTV¦ 광화상전송장치¦ MATRIX¦ RACK¦ TV 광수신기¦ DATA¦ M/D¦ E¦ Ports¦ T¦ &¦ (VOICE)¦ SUB ADM¦ TEL¦ SPCM¦ 전력사령¦ 통신사령¦ Data Line (전력)¦ Data Line¦ Data Line¦ Data Line¦ Data Line (AFC)¦ Data Line (통신)¦ Data Line (방재)¦ Data Line (운전)¦ P.A AMP¦ L¦ O¦ 배 선 반¦ 출입통제¦ 운전사령¦ E¦ T¦ L¦ O¦ Data Line (신호)¦ FXO/FXS¦ Ethernet Port¦ MULTI¦ COMM¦ EQUIP¦ FM광전송장치¦ 열차무선¦ O/F(SM) FM RADIO, 지상파DMB¦ 소방외부 무선통신 보조설비¦ 소방 무선통신 보조설비¦ 철거¦ 철거¦ 철거¦ 901정거장 CIRCUIT WIRING SYSTEM DIAGRAM / 철거¦ 901정거장 CIRCUIT WIRING SYSTEM DIAGRAM / 철거¦ S = NONE¦ NONE¦ 개화¦ 김포공항¦ T¦ 1¦ 0¦ 0¦ 1¦ 0¦ 2¦ 6¦ 0¦ 0¦ 2¦
| 1단계_정거장 - 복사본 | 1단계_정거장 - 복사본 | 051. T9103066-004 908정거장 AFC설비 지하2층 장비배치도 (철거).dwg | \A1;7,150¦ \A1;7,150¦ \A1;22,700¦ \A1;22,500¦ \A1;22,500¦ \A1;37,500¦ \A1;22,500¦ \A1;25,000¦ \A1;7,500¦ \A1;7,500¦ \A1;7,500¦ \A1;7,500¦ \A1;7,500¦ \A1;7,500¦ \A1;7,500¦ \A1;7,500¦ \A1;7,500¦ \A1;7,500¦ \A1;7,500¦ \A1;7,500¦ \A1;7,500¦ \A1;7,500¦ \A1;165,000¦ \A1;20,000¦ \A1;15,000¦ \A1;3,100¦ \A1;3,100¦ \A1;1,100¦ \A1;1,100¦ \A1;800¦ \A1;1,000¦ \A1;2,250¦ \A1;800¦ \A1;1,560¦ \A1;600¦ \A1;1,200¦ \A1;235¦ \A1;1,800¦ \A1;1,800¦ \A1;200¦ \A1;200¦ \A1;200¦ \A1;200¦ \A1;200¦ \A1;600¦ \A1;600¦ \A1;600¦ \A1;600¦ \A1;2,350¦ \A1;200¦ \A1;200¦ \A1;950¦ \A1;355¦ \A1;600¦ \A1;800¦ \A1;1,000¦ \A1;200¦ \A1;1,000¦ \A1;1,295¦ Detail "A"¦ Detail "A"¦ Detail "B"¦ 대합실¦ FREE AREA¦ X00¦ X04¦ X09¦ X12¦ X13¦ X14¦ X15¦ X16¦ X17¦ X18¦ X19¦ X20¦ X21¦ X22¦ X23¦ X24¦ X25¦ X26¦ X01¦ X02¦ X03¦ X05¦ X06¦ X07¦ X08¦ X10¦ X11¦ Y00¦ Y04¦ Y08¦ Y03¦ Y05¦ DN¦ UP¦ DN¦ DN¦ DN¦ 예비실¦ 대합실¦ 안전관리실¦ 발매기실¦ 공조기계실¦ 화장실¦ DN¦ 편의점¦ 오수펌프실¦ 내부계단4¦ 내부계단1¦ 내부계단2¦ 내부계단5¦ 내부엘리베이터2¦ DN¦ DN¦ DN¦ DN¦ UP¦ UP¦ 내부엘리베이터1¦ 내부계단3¦ 908 정거장¦ STA.9km840.167¦ Detail "B"¦ 발매기실¦ AAM ¦ DN¦ AAM ¦ 대합실¦ PAID AREA¦ 10형¦ 8형¦ 8형¦ 6형¦ 8형¦ 12형¦ 11형¦ 독서실¦ 908정거장 AFC설비 지하2층 장비배치도 (철거)¦ 908정거장 AFC설비 지하2층 장비배치도 (철거)¦ S = 1 / 600¦ 1/600¦ 지하철 908정거장¦ 가양¦ 증미¦ 등촌¦ 4¦ 0¦ 0¦ T¦ 9¦ 1¦ 0¦ 3¦ 0¦ 6¦ 6¦
| 1단계_정거장 - 복사본 | 1단계_정거장 - 복사본 | 103. T7001034-046 차량기지 부속동 구내통신설비 철거평면도 (폐수처리장).dwg | H¦ P¦ \A1;6,500¦ \A1;6,500¦ \A1;6,500¦ \A1;19,500¦ \A1;1,300¦ \A1;6,250¦ \A1;6,250¦ \A1;12,500¦ \A1;1,500¦ \A1;650¦ \A1;4,500¦ \A1;1,100¦ \A1;1,500¦ \A1;900¦ \A1;3,850¦ \A1;1,200¦ \A1;1,500¦ \A1;2,300¦ \A1;1,800¦ \A1;2,400¦ \A1;1,200¦ \A1;4,500¦ \A1;800¦ \A1;4,500¦ \A1;700¦ F/S (JF) 0.65x12P (50%차폐)x1조¦ FR-CVVSB 3C/2.5㎟x1조 (SP)¦ : (16) HIV 1.5㎟x2조¦ NOTE¦ : (16) HIV 1.5㎟x4조¦ : (16) HIV 1.5㎟x3조¦ 기계실¦ 관리실¦ DN¦ 창고¦ 화장실¦ X00¦ X01¦ X02¦ X03¦ Y00¦ Y01¦ Y02¦ DN¦ [10P]¦ [UTP 25P]¦ (P3:200x200x100)¦ (P1:300x300x200)¦ 수1-19¦ x2¦ (16) UTP Cat.5E 4Px2조¦ (P2:200x200x100)¦ (28) FR-CV 3C/6.0㎟x1조 (CA POWER)¦ (28) OF-MM-4Core x1조 (CAMERA)¦ COD 100mmx1조 (28mmx4조)¦ FC 50mmx1조¦ FC 100mmx1조 (SPARE)¦ (28) FR-CV 3C/6.0㎟x1조 (CA POWER)¦ (22) ECX 5C-2Vx1조 (CAMERA)¦ (28) OF-MM-4Core x1조 (CAMERA)¦ (16) HIV 1.5㎟x2조 (SP)¦ (500x600x200)¦ 1.2¦ (폐수처리장)¦ 차량기지 부속동 구내통신설비 철거평면도 (폐수처리장)¦ S = 1/100¦ 1/100¦ 차량기지¦ 차량기지¦ 차량기지 부속동 구내통신설비 철거평면도 ¦ T¦ 7¦ 0¦ 0¦ 1¦ 0¦ 3¦ 4¦ 0¦ 4¦ 6¦
| 1단계_정거장 - 복사본 | 1단계_정거장 - 복사본 | 007. T1001026-003 901정거장 COMMUNICATION CABLE WIRING DIAGRAM.dwg | 통신기계실¦ 통합분소1¦ 용역원대기실¦ 실승기관사 (승무대기실)¦ 편의점¦ 숙소1~숙소6¦ 5C-HFBTx1조¦ V¦ T¦ A¦ M¦ P¦ (4D)¦ 대합실 분배기 (천정)¦ 5C-HFBTx1조¦ 4D¦ x6¦ 편의점¦ 지상1층 E/L x 2¦ 인터폰선 0.6x2Px2조¦ 지상2층 E/L x 2¦ 지상3층 (숙소~숙소6) x 6¦ 지상2층 장애인용화장실 x 2¦ 승강장 (INT) x 3¦ 인터폰선 0.6x2Px2조¦ 인터폰선 0.6x2Px6조¦ UTP Cat.5E 4Px3조¦ 승강장 인터폰 및 장애인 편의설비 CABLE WIRING DIAGRAM¦ 지상2층 Callphone x 11¦ 통신기계실¦ UTP Cat.5E 4Px12조¦ UTP Cat.5E 4Px1조¦ UTP Cat.5E 4Px1조¦ UTP Cat.5E 4Px1조¦ UTP Cat.5E 4Px1조¦ UTP Cat.5E 4Px2조¦ UTP Cat.5E 4Px1조¦ UTP Cat.5E 4Px2조¦ UTP Cat.5E 4Px3조¦ F/S(J.F) 0.65x100P (차폐50%)x1조¦ M¦ COMMUNICATION CABLE BLOCK DIAGRAM¦ [50P]¦ 전기실 ¦ [25P]¦ 안전관리실¦ [25P]¦ KT. MANHOLE¦ 승강장공중전화¦ M¦ 2¦ 상¦ [TB No.5]¦ [TB No.4]¦ [50P]¦ [TB No.3]¦ 인터폰¦ 모장치¦ 층¦ 1¦ 상¦ 지¦ 지¦ 층¦ 배선반 / MIS HUB¦ UTP Cat.5E 4Px2조¦ UTP Cat.5E 4Px3조¦ UTP Cat.5E 4Px3조¦ HUB¦ MIS¦ 통합분소¦ 숙소1~숙소6¦ 전기작업실¦ 통신작업실¦ 신호작업실¦ 설비작업실¦ 시설작업실¦ 용역원대기실¦ 편의점¦ 운영기관사¦ 실승기관사 (승무대기실)¦ 전기실¦ 안전관리실¦ 대합실 공중전화¦ 승강장 공중전화¦ 체력단력실¦ UTP Cat.5E 4Px3조¦ UTP Cat.5E 25Px1조¦ UTP Cat.5E 4Px3조¦ 선¦ 배¦ 반¦ UTP Cat.5E 25Px2조¦ 안전관리실¦ IDF¦ [HUB 32Port]¦ [50P]¦ [IDF No.1]¦ 통합분소¦ [25P]¦ 대합실공중전화 ¦ [TB No.2]¦ [TB No.7]¦ UTP Cat.5E 4Px1조¦ UTP Cat.5E 4Px1조¦ UTP Cat.5E 4Px1조¦ UTP Cat.5E 4Px1조¦ UTP Cat.5E 4Px1조¦ UTP Cat.5E 4Px3조¦ HUB¦ 통신기계실¦ UTP Cat.5E 25Px1조¦ UTP Cat.5E 4Px2조¦ COMMUNICATION CABLE WIRING DIAGRAM¦ TV 공시청설비 CABLE WIRING DIAGRAM¦ To: 종합관리 및 복지후생동¦ To: 종합관리 및 복지후생동¦ 10C-HFBTx1조¦ 안전관리실¦ 인터폰선 0.6x2Px2조¦ UTP Cat.5E 4Px1조¦ 인터폰선 0.6x2Px11조¦ UTP Cat.5E 25Px2조¦ UTP Cat.5E 25Px1조¦ 임대상가¦ [25P]¦ 임대상가¦ [TB No.6]¦ OF-MM-12C(난연)x1조¦ 인터폰선 0.6x2Px2조¦ 인터폰선 0.6x2Px2조¦ 5C-HFBTx1조¦ 5C-HFBTx1조¦ 통합분소2¦ 5C-HFBTx1조¦ 5C-HFBTx1조¦ 5C-HFBTx1조¦ 5C-HFBTx1조¦ 4D¦ 7C-HFBTx1조 (CATV용)¦ 901정거장 COMMUNICATION CABLE WIRING DIAGRAM¦ 901정거장 COMMUNICATION CABLE WIRING DIAGRAM¦ S = NONE¦ NONE¦ 지하철 901정거장¦ 개화¦ 김포공항¦ T¦ 1¦ 0¦ 0¦ 1¦ 0¦ 2¦ 6¦ 0¦ 0¦ 3¦ T¦
| 1단계_정거장 - 복사본 | 1단계_정거장 - 복사본 | 021. T7001034-002 902정거장 전화설비 지하1층신설평면도(2-3).dwg | ES.UP¦ ES.DN¦ ES.UP¦ ES.DN¦ DN¦ DN¦ OPEN¦ 상부OPEN¦ 15¦ X¦ X¦ 14¦ X¦ 13¦ X¦ 12¦ X¦ 11¦ X¦ 10¦ X¦ 09¦ X¦ 08¦ X¦ 07¦ X¦ 06¦ X¦ 05¦ 00¦ Y¦ 01¦ Y¦ 02¦ Y¦ 03¦ Y¦ Y¦ 04¦ OPEN¦ 상부OPEN¦ 운전취급실¦ 통신,신호기계실¦ 신호주재소¦ 내부계단-1¦ 에스칼레이터-1¦ 내부계단-2¦ A¦ P¦ PB(300X300X200)¦ T¦ T¦ B¦ P¦ P¦ PB(300X300X200)¦ DOWN TO B2¦ DOWN TO B2¦ P¦ DOWN TO B2¦ P¦ DOWN TO B2¦ PB(100X100X100)¦ PB(150X150X100)¦ 25P¦ PB(300X300X200)¦ C¦ (16)5C-HFBT(TV)¦ (16)IV 1.2X2(CL)¦ (28)UTP CAT.5 25P(예비실)¦ (16)HIV1.2X2¦ (16)HIV1.2X3¦ (16)HIV1.2X5¦ 7500¦ 9020¦ 8840¦ 8150¦ 37800¦ 11790¦ 7500¦ 7500¦ 7500¦ 7500¦ 7500¦ 7500¦ 7500¦ 7500¦ 7500¦ 5C-2V (16C)¦ CV 3.5 /3C(22C)¦ UTP CAT.5 4Px2조(16C)¦ 스피드돔¦ 통신실¦ VMT¦ VMT¦ (36)UTP CAT.5 25PX2(예비실,운전취급실)¦ A¦ (28)UTP CAT.5 25P(예비실)¦ B¦ (28)UTP CAT.5 25P(예비실)¦ C¦ 1. 음향유도기 전원은 전기콘센트를 이용한다.¦ NOTE¦ 2. 증폭기전원은 전기콘센트를 이용한다.¦ 3. 통신기계실 및 안전관리실 MAIN 분전반은 전기에서 설치한다.¦ 1. 일반교환기에 수용된 전화기는 안전관리실만 IP전화기로 교체한다.¦ NOTE¦ 2. 콜폰, E/L폰, 승강장 비상통화장치도 교체한다.¦ 3. 전화 및 인터폰 구간의 배선배관은 기존활용한다.¦ 지하철 902정거장¦ 김포공항¦ 공항시장¦ 1/400¦ 902정거장 전화설비 지하1층 신설평면도(2/3)¦ S = 1/400¦ 902정거장 전화설비 지하1층 신설평면도(2/3)¦ 개화¦ T¦ 7¦ 0¦ 0¦ 1¦ 0¦ 3¦ 4¦ 0¦ 0¦ 2¦ (기설활용)¦
| 1단계_정거장 - 복사본 | 1단계_정거장 - 복사본 | 047. T7005034-004 902정거장 CCTV,TDI,시계설비 지하2층신설평면도(1-3).dwg | L1¦ 경사로¦ 환승통로¦ 공 조 실¦ DN¦ DS¦ DS¦ DS¦ UP¦ UP¦ DN¦ 9호선방향 및¦ 공항철도방향¦ 도심방향¦ 차량기지방향¦ 5호선 기존벽체¦ 5호선 환승통로¦ ES.DN¦ DN¦ DN¦ ES.DN¦ (급기구)¦ AUTO FILLTER실¦ 7000¦ 7000¦ 7000¦ 3600¦ 5800¦ 8840¦ 9020¦ 11790¦ 37800¦ 8150¦ 9호선방향 및¦ 공항철도방향¦ 도심방향¦ 차량기지방향¦ 7000¦ 7500¦ 7500¦ 7500¦ 7500¦ 5호선 기존벽체¦ -11¦ X¦ -10¦ X¦ -9¦ X¦ -8¦ X¦ -7¦ X¦ -6¦ X¦ -5¦ X¦ 7500¦ 7500¦ 7500¦ 7500¦ 3430¦ 5590¦ 04¦ Y¦ Y¦ 03¦ Y¦ 02¦ Y¦ 01¦ Y¦ 00¦ X¦ -4¦ -3¦ X¦ -2¦ X¦ -1¦ X¦ 00¦ X¦ (급기구)¦ X¦ -12¦ C¦ P¦ DOWN TO B3¦ (22)FR-CV-3C/4.0㎟(신설)¦ (16)OF-SM-8C(난연)(신설)¦ P¦ C¦ PB(100X100X100)¦ P¦ C¦ PB(150X150X100)¦ PB(100X100X100)¦ (16)HIV1.2X2¦ (16)HIV1.2X3¦ DOWN TO B3¦ C¦ (16)UTP Cat. 5E 4P(C.POW)(신설)¦ 100x100x100¦ P¦ E/S-1¦ E/V-1¦ E/V-2¦ 환승2¦ 환승1¦ (22)FR-CV-3C/4.0㎟(신설)¦ (16)OF-SM-8C(난연)(신설)¦ (22)FR-CV-3C/4.0㎟(신설)¦ (16)OF-SM-8C(난연)(신설)¦ (22)FR-CV-3C/4.0㎟X3(신설)¦ (16)OF-SM-8C(난연)X3(신설)¦ 지하철 902정거장¦ 김포공항¦ 공항시장¦ 1/400¦ S = 1/400¦ 개화¦ 902정거장 CCTV,TDI,시계설비 지하2층 신설평면도(1/3)¦ S = 1/400¦ 902정거장 CCTV,TDI,시계설비 지하2층 ¦ 신설평면도(1/3)¦ T¦ 7¦ 0¦ 0¦ 5¦ 0¦ 3¦ 4¦ 0¦ 0¦ 4¦ CCTV(기존동축활용)¦
| 1단계_정거장 - 복사본 | 1단계_정거장 - 복사본 | 052. T7005034-011 903정거장 CCTV,TDI,시계설비 지하2층 철거평면도-1.dwg | \A1;7,500¦ \A1;4350¦ \A1;4350¦ \A1;7450¦ \A1;23600¦ \A1;7450¦ \A1;5,000¦ \A1;5,000¦ \A1;5,000¦ \A1;5,000¦ \A1;5,000¦ \A1;5,000¦ \A1;7,500¦ \A1;7,500¦ \A1;7,500¦ \A1;7,500¦ \A1;7,500¦ \A1;7,500¦ C/R¦ ELEC-1¦ (16) ECX 5C-2Vx1조 (CAMERA)(기존활용)¦ (16) ECX 5C-2Vx1조 (CAMERA)(기존활용)¦ (16) ECX 5C-2Vx1조 (CAMERA)(기존활용)¦ ELEC-2¦ (22) ECX 5C-2Vx2조 (CAMERA)(기존활용)¦ MATCH LINE DWG No. "S1-TA-S03-DB-028-1.dwg"¦ (P9:200x200x100)¦ (P10:200x200x100)¦ (P11:300x300x200)¦ Y03¦ Y04¦ Y02¦ Y01¦ Y00¦ X12¦ X13¦ X11¦ X10¦ X09¦ X08¦ X07¦ X06¦ X05¦ X04¦ X03¦ X02¦ X01¦ X00¦ 운영원대기실¦ CO2 실¦ 비상 전원실¦ 전 기 실¦ 정 화 조¦ 변 전 실¦ NOTE¦ 1. 광케이블, 전원/접지케이블 (OF-SM-4Core, CV 3C/2.5㎟)¦ 3. 승강장 ANT설치위치: 열차 진행방향 정거장 시종점부에서 120m에 설치¦ 2. 광케이블, 전원/접지케이블 (OF-SM-8Core, CV 3C/2.5㎟)¦ vmh¦ vmh¦ (16) HIV 1.5㎟x2조 (CLOCK)(철거)¦ (16) HIV 1.5㎟x2조 (CLOCK)(철거)¦ (16) HIV 1.5㎟x2조 (CLOCK)(철거)¦ (16) HIV 1.5㎟x4조 (CLOCK)(철거)¦ (16) HIV 1.5㎟x2조 (CLOCK)(철거)¦ 지하철 903정거장¦ 김포공항¦ 공항시장¦ 신방화¦ 1/400¦ S = 1 / 400¦ 903정거장 CCTV,TDI,시계설비 지하2층 철거평면도(1/2)¦ 903정거장 CCTV,TDI,시계설비 지하2층¦ 철거평면도(1/2)¦ T¦ 7¦ 0¦ 0¦ 5¦ 0¦ 3¦ 4¦ 0¦ 1¦ 1¦ CCTV(기존동축활용)¦ P¦ P¦ KEY PLAN¦
| 1단계_정거장 - 복사본 | 1단계_정거장 - 복사본 | 011. T1001026-007 913정거장 종합무선중계,열차무선설비 DIAGRAM.dwg | 기설역사내 종합무선 공중선¦ A¦ B¦ 3D¦ 환기실¦ 환기실¦ 환기실¦ 3D¦ 3D¦ RFCL-42D-광대역¦ RFCL-42D-광대역¦ 콘솔내 접속단자¦ 안전관리실¦ B1¦ B2¦ RFCL-42D-광대역¦ RFCL-42D-광대역¦ 대합실¦ 강¦ 선¦ 널¦ 터¦ &¦ 본¦ 장¦ B3¦ 승¦ RFCL-42D-광대역¦ RFCL-42D-광대역¦ RFCL-42D-광대역¦ RFCL-42D-광대역¦ 라디오 송수신제어 ANTENNA¦ UTP Cat.5E 4Px1조¦ 2D¦ 무선호출 및¦ 이동전화 ANT.¦ (예비)¦ 경찰 C3 ANT.¦ (예비)¦ 이동전화 중계기¦ 무선호출 및¦ 경찰 무선중계기¦ HFC-22D-FR¦ From: 934정거장¦ 외부접속 단자함¦ 소방무선통신¦ 통신기계실 (종합무선중계설비)¦ D1¦ 광전변환기¦ 광전송장치¦ 광커플러¦ FM¦ 중계장치2¦ HFC-12D-FR¦ HFC-12D-FR¦ MIXER¦ COMBINER¦ D4¦ HFC-12D-FR¦ 복합통신 ANTENNA¦ 콘솔내 접속단자¦ 역무관리실¦ OF-SM-1Core¦ HFC-12D-FR¦ 제2,3이동통신사업자기계실¦ 열차무선장치 (기지국,TRS)¦ OF-SM-1Core¦ c¦ To: 정거장¦ 복합통신안테나 및 콤바이너 철거전 주파수 대역 ¦ NOTE¦ RFCL-42D-광대역¦ RFCL-42D-광대역¦ To: 936정거장¦ OF-SM-1Core¦ B1¦ 복합통신 ANTENNA¦ 복합통신 ANTENNA¦ 복합통신 ANTENNA¦ 선¦ 터¦ 본¦ 널¦ RFCL-42D-광대역¦ RFCL-42D-광대역¦ B2¦ 전¦ 실¦ 변¦ 기¦ 실¦ 환¦ 합¦ 실¦ 대¦ 기¦ 실¦ 환¦ From: 934정거장¦ D2¦ 광전변환기¦ 광전송장치¦ 광커플러¦ DMB¦ 중계장치2¦ OF-SM-1Core¦ To: 936정거장¦ OF-SM-1Core¦ 타사업분¦ RRU¦ I¦ Q¦ 본선터널¦ 철거¦ 신설¦ FM¦ 중계장치1¦ 2D¦ DMB¦ 중계장치1¦ MIXER¦ COMBINER¦ IP MPLS¦ OF-SM-2Core¦ D3¦ 철거¦ 복합통신ANTENNA 철거 후 설치¦ RFCL-42D-광대역¦ RFCL-42D-광대역¦ RFCL-42D-광대역¦ RFCL-42D-광대역¦ : FM, DMB, TRS, 소방¦ : FM, DMB, TRS, 소방, LTE-R¦ 복합통신안테나 및 콤바이너 철거후 주파수 대역 ¦ LTE-R¦ 교체¦ 무선호출 및¦ 이동전화 ANT.¦ (예비)¦ 경찰 C3 ANT.¦ (예비)¦ 이동전화 중계기¦ 무선호출 및¦ 경찰 무선중계기¦ 외부접속 단자함¦ 소방무선통신¦ 신호통신기계실 (종합무선중계설비)¦ D¦ 광전변환기¦ 광전송장치¦ 광커플러¦ FM¦ 중계장치¦ HFC-12D-FR¦ HFC-12D-FR¦ MIXER¦ COMBINER¦ COMBINER¦ HFC-12D-FR¦ 합¦ RFCL-42D-광대역¦ RFCL-42D-광대역¦ HFC-12D-FR¦ 복합통신 ANTENNA¦ 실¦ 콘솔내 접속단자¦ 안전관리실¦ 대¦ B1¦ 이동통신기계실¦ 합¦ 실¦ 대¦ B2¦ RFCL-42D-광대역¦ RFCL-42D-광대역¦ HFC-12D-FR¦ 복합통신 ANTENNA¦ 복합통신 ANTENNA¦ HFC-12D-FR¦ HFC-12D-FR¦ 복합통신 ANTENNA¦ HFC-12D-FR¦ 복합통신 ANTENNA¦ NOTE¦ 심 볼¦ 명 칭¦ 역사시공¦ 본선시공¦ 장비사 공급분¦ 열차무선장치 (기지국)¦ c¦ HFC-12D-FR¦ From: 912정거장¦ OF-SM-1Core¦ To: 914정거장¦ OF-SM-1Core¦ To: 911,912,914,915정거장¦ OF-SM-1Core¦ 강¦ 선¦ 널¦ 터¦ &¦ 본¦ 장¦ B3¦ 승¦ RFCL-42D-광대역¦ RFCL-42D-광대역¦ RFCL-42D-광대역¦ RFCL-42D-광대역¦ HFC-22D-FR¦ HFC-22D-FR¦ UTP Cat.5E 4Px1조¦ 라디오 송수신제어 ANTENNA¦ UTP Cat.5E 4Px1조¦ GPS 안테나¦ HFC-22D-FRx2조¦ 2D¦ 2D¦ 2D¦ 2D¦ 2D¦ 전기실¦ 공조기계실¦ 환기실¦ 공조기계실¦ 환기실¦ 무선호출 및¦ 이동전화 ANT.¦ (예비)¦ 경찰 C3 ANT.¦ (예비)¦ 이동전화 중계기¦ 무선호출 및¦ 경찰 무선중계기¦ HFC-22D-FR¦ From: 912정거장¦ 외부접속 단자함¦ 소방무선통신¦ 통신기계실 (종합무선중계설비)¦ D1¦ 광전변환기¦ 광전송장치¦ 광커플러¦ FM¦ 중계장치2¦ HFC-12D-FR¦ HFC-12D-FR¦ MIXER¦ COMBINER¦ D4¦ HFC-12D-FR¦ OF-SM-1Core¦ HFC-12D-FR¦ 제2,3이동통신사업자기계실¦ 열차무선장치 (기지국,TRS)¦ OF-SM-1Core¦ c¦ To: 정거장¦ To: 914정거장¦ OF-SM-1Core¦ From: 912정거장¦ D2¦ 광전변환기¦ 광전송장치¦ 광커플러¦ DMB¦ 중계장치2¦ OF-SM-1Core¦ To: 914정거장¦ OF-SM-1Core¦ RRU¦ 철거¦ 신설¦ FM¦ 중계장치1¦ 2D¦ DMB¦ 중계장치1¦ MIXER¦ COMBINER¦ IP MPLS¦ OF-SM-2Core¦ D3¦ 철거후 직결¦ LTE-R¦ 대합실¦ 2D¦ 2D¦ 3D¦ 공조기계실-1¦ 공조기계실-1¦ 대합실¦ 2D¦ 3D¦ 공조기계실-2¦ 공조기계실-2¦ 대합실¦ 2D¦ 대합실¦ 2D¦ 전기실¦ 2D¦ 물탱크실¦ 2D¦ 2D¦ 환기실¦ MCC¦ 2D¦ MCC실¦ 통로¦ 913정거장 종합무선중계,열차무선설비 DIAGRAM¦ 913정거장 종합무선중계,열차무선설비 DIAGRAM¦ S = NONE¦ NONE¦ 선유도¦ 당산¦ 국회의사당¦ T¦ 1¦ 0¦ 0¦ 1¦ 0¦ 2¦ 6¦ 0¦ 0¦ 7¦ 2D¦ -¦ T¦ 0¦ 0¦ 0¦ 0¦ 0¦ 0¦ 0¦ 0¦ 0¦ 0¦
| 1단계_정거장 - 복사본 | 1단계_정거장 - 복사본 | 030. T7003034-003 907정거장 방송설비 지하1층 신설평면도 (3_3).dwg | \A1;5,000¦ \A1;5,000¦ \A1;5,000¦ \A1;87,500¦ \A1;2,500¦ \A1;2,500¦ \A1;2,500¦ \A1;5,000¦ \A1;5,000¦ \A1;5,000¦ \A1;5,000¦ \A1;5,000¦ \A1;5,000¦ \A1;5,000¦ \A1;5,000¦ \A1;5,000¦ \A1;5,000¦ \A1;5,000¦ \A1;5,000¦ \A1;5,000¦ \A1;27,800¦ \A1;13,900¦ \A1;13,900¦ S = 1 / 400¦ 903정거장 방송설비 지하1층 신설평면도(2/2)¦ 1/400¦ 904정거장 방송설비 지하1층 신설평면도 (1/2)¦ 0¦ 0¦ 0¦ -¦ 0¦ 0¦ 0¦ 0¦ (기설활용)¦ -¦ T¦ 7¦ 0¦ 0¦ 3¦ 0¦ 3¦ 4¦ 0¦ 1¦ 6¦ : (16) HIV 1.5㎟x2조¦ NOTE¦ : (16) HIV 1.5㎟x5조¦ : (16) HIV 1.5㎟x6조¦ : (22) HIV 1.5㎟x7조¦ : (22) HIV 1.5㎟x8조¦ : (22) HIV 1.5㎟x10조¦ : (16) HIV 1.5㎟x4조¦ : (16) HIV 1.5㎟x3조¦ MATCH LINE DWG No. "S1-TA-S07-DB-015-0"¦ KEY PLAN¦ X31¦ X32¦ X33¦ X30¦ X35¦ X36¦ X37¦ X38¦ X39¦ X40¦ X41¦ X42¦ X44¦ X45¦ X46¦ X47¦ X43¦ X48¦ X34¦ Y00¦ Y01¦ Y02¦ 발매기실¦ 편 의 점 ¦ 대 합 실¦ 방범셔터¦ DN¦ DN¦ DN¦ DN ¦ DN¦ UP¦ UP¦ UP¦ UP¦ UP¦ UP¦ UP¦ UP¦ UP¦ UP¦ UP¦ UP¦ UP¦ UP¦ 외부출입구¦ 외부출입구¦ 내부계단¦ 화 장 실¦ 내부계단¦ 외부출입구¦ 외부출입구¦ UP¦ UP¦ 외부출입구¦ 외부출입구¦ 임대상가2¦ 임대상가1¦ 천정형 3W : 46 EA¦ 임대상가3¦ 지하철 907정거장¦ 양천향교¦ 가양¦ 증미¦ S = 1 / 400¦ 907정거장 방송설비 지하1층 신설평면도(3/3)¦ 1/400¦ 907정거장 방송설비 지하1층 신설평면도 (3/3)¦ (기설활용)¦ T¦ 7¦ 0¦ 0¦ 3¦ 0¦ 3¦ 4¦ 0¦ 0¦ 3¦
| 1단계_정거장 - 복사본 | 1단계_정거장 - 복사본 | 013. T1001026-009 907정거장 AFC CABLE WIRING DIAGRAM.dwg | D/I MUX (ROUTER)¦ (통신기계실)¦ 분전반 (전기시설분)¦ (안전관리실)¦ AFC 접지단자함¦ (안전관리실)¦ DPC BOX¦ SMS (S/W HUB)¦ EM GATE¦ CONTROL BOX¦ AGM 11형 (No.1)¦ AGM 12형 (No.2)¦ AGM 8형 (No.5)¦ AGM 10형 (No.8)¦ ATVM (No.1~2)¦ FTP Cat.5E 4Px1조¦ F-GV 4.0㎟x2조¦ F-GV 4.0㎟x1조¦ HFCO 2C/4.0㎟x1조¦ FTP Cat.5E 4Px2조¦ FR-CVVS 4C/2.5㎟x1조 (DPC)¦ HFCO 3C/4.0㎟x2조¦ HFCO 3C/4.0㎟x1조¦ HFCO 3C/4.0㎟x1조¦ HFCO 3C/4.0㎟x1조¦ FTP Cat.5E 4Px1조¦ AAM (No.1)¦ FTP Cat.5E 4Px1조¦ F-GV 4.0㎟x1조¦ HFCO 3C/4.0㎟x1조¦ (안전관리실)¦ (안전관리실)¦ S/W HUB¦ (발매기실)¦ 분전반 (전기시설분)¦ (발매기실)¦ AFC 접지단자함¦ (발매기실)¦ AGM 11형 (No.9)¦ AGM 12/6형 (No.10)¦ AGM 8형 (No.11)¦ AGM 8형 (No.13)¦ AGM 10형 (No.15)¦ ATVM (No.3~4)¦ AAM (No.2)¦ 환급기 (No.2)¦ OF-SM-4Cx1조¦ F-GV 4.0㎟x1조¦ HFCO 2C/4.0㎟x1조¦ FR-CVVS 4C/2.5㎟x1조 (DPC)¦ HFCO 3C/4.0㎟x1조¦ HFCO 3C/4.0㎟x1조¦ HFCO 3C/4.0㎟x1조¦ HFCO 3C/4.0㎟x1조¦ HFCO 3C/4.0㎟x1조¦ FTP Cat.5E 4Px2조¦ FTP Cat.5E 4Px1조¦ UTP Cat.5E 4Px1조¦ F-GV 4.0㎟x1조¦ F-GV 4.0㎟x1조¦ F-GV 4.0㎟x1조¦ F-GV 4.0㎟x1조¦ HFCO 3C/4.0㎟x1조¦ FTP Cat.5E 4Px1조¦ UTP Cat.5E 4Px2조(INT)¦ AGM 8형 (No.4)¦ AGM 8형 (No.12)¦ HFCO 3C/4.0㎟x1조¦ FTP Cat.5E 4Px1조¦ HFCO 3C/4.0㎟x1조¦ 화재수신반¦ FTP Cat.5E 4Px1조¦ F-GV 4.0㎟x1조¦ HFCO 3C/4.0㎟x1조¦ HFCO 3C/4.0㎟x1조¦ 환급기 (No.1)¦ FTP Cat.5E 4Px1조¦ F-GV 4.0㎟x1조¦ HFCO 3C/4.0㎟x1조¦ 통신UPS¦ (통신기계실)¦ 통합교환설비¦ (통신기계실)¦ FTP Cat.5E 4Px1조¦ FTP Cat.5E 4Px1조¦ FTP Cat.5E 4Px1조¦ FTP Cat.5E 4Px1조¦ FTP Cat.5E 4Px1조¦ FTP Cat.5E 4Px1조¦ FTP Cat.5E 4Px1조¦ FTP Cat.5E 4Px1조¦ FTP Cat.5E 4Px1조¦ FTP Cat.5E 4Px1조¦ UTP Cat.5E 4Px2조(INT)¦ UTP Cat.5E 4Px2조(INT)¦ UTP Cat.5E 4Px2조(INT)¦ UTP Cat.5E 4Px1조(INT)¦ UTP Cat.5E 4Px1조(INT)¦ UTP Cat.5E 4Px1조(INT)¦ UTP Cat.5E 4Px1조(INT)¦ AGM 8형 (No.6)¦ AGM 6형 (No.3)¦ AGM 8형 (No.7)¦ FTP Cat.5E 4Px1조¦ AGM 8형 (No.14)¦ FTP Cat.5E 4Px1조¦ HFCO 3C/4.0㎟x1조¦ HFCO 3C/4.0㎟x1조¦ 907정거장 AFC CABLE WIRING DIAGRAM¦ 907정거장 AFC CABLE WIRING DIAGRAM¦ S = NONE¦ NONE¦ 지하철 907정거장¦ 양천향교¦ 가양¦ 증미¦ T¦ 1¦ 0¦ 0¦ 1¦ 0¦ 2¦ 6¦ 0¦ 0¦ 9¦
| 1단계_정거장 - 복사본 | 1단계_정거장 - 복사본 | 007. T1001026-003 909정거장 COMMUNICATION CABLE WIRING DIAGRAM.dwg | -¦ T¦ 7¦ 0¦ 0¦ 3¦ 0¦ 3¦ 4¦ 0¦ 1¦ 6¦ 안전관리실¦ 대합실 E/L x 3¦ 인터폰선 0.6x2Px3조¦ 지상 E/L x 1¦ 승강장 E/L x 2¦ Callphone x 11¦ 장애인용화장실 x 2¦ 승강장상선 (INT) x 3¦ 인터폰선 0.6x2Px1조¦ 인터폰선 0.6x2Px2조¦ UTP Cat.5E 25Px1조¦ 인터폰선 0.6x2Px2조¦ UTP Cat.5E 4Px3조¦ 통신기계실¦ 운영원대기실¦ 5C-HFBTx1조¦ 임대상가¦ 승강장하선 (INT) x 3¦ UTP Cat.5E 4Px3조¦ 5C-HFBTx1조¦ 안전관리실¦ 편의점¦ 대합실 분배기함¦ 7C-HFBTx1조 (CATV용)¦ 4D¦ V¦ T¦ A¦ M¦ P¦ (4D)¦ 승강장 인터폰 및 장애인 편의설비 CABLE WIRING DIAGRAM¦ 용역원대기실¦ 통신기계실¦ UTP Cat.5E 4Px2조¦ UTP Cat.5E 4Px2조¦ UTP Cat.5E 25Px1조¦ UTP Cat.5E 25Px1조¦ 공조기계실¦ 이동통신기계실¦ 전기실¦ 임대상가¦ 대합실공중전화 (지하1층)¦ 승강장공중전화 (상선)¦ 승강장공중전화 (하선)¦ 안전관리실¦ UTP Cat.5E 4Px4조¦ 운영원대기실¦ 편의점¦ 선¦ 배¦ 반¦ UTP Cat.5E 4Px2조¦ UTP Cat.5E 25Px1조¦ 용역원대기실¦ UTP Cat.5E 4Px2조¦ UTP Cat.5E 4Px3조¦ UTP Cat.5E 4Px3조¦ KT.LINE 100P¦ M¦ From: KT.MANHOLE¦ COMMUNICATION CABLE BLOCK DIAGRAM¦ [25P]¦ [25P]¦ 대합실공중전화 ¦ [25P]¦ 안전관리실¦ [25P]¦ KT. MANHOLE¦ 승강장공중전화 상선¦ 승강장공중전화 하선¦ M¦ 1¦ 하¦ [TB No.1]¦ [TB No.5] ¦ [TB No.6] ¦ [TB No.4]¦ [50P]¦ [TB No.3]¦ 인터폰¦ 모장치¦ 층¦ 2¦ 하¦ 지¦ 지¦ 층¦ 전기실¦ [TB No.2]¦ [25P]¦ IDF¦ [MIS HUB 8Port]¦ [25P]¦ [IDF No.1]¦ 운영원대기실¦ UTP Cat.5E 4Px3조¦ OF-MM-4Core¦ UTP Cat.5E 4Px1조¦ HUB¦ MIS¦ 배선반 / MIS HUB¦ 통신기계실¦ COMMUNICATION CABLE WIRING DIAGRAM¦ TV 공시청설비 CABLE WIRING DIAGRAM¦ 편의점¦ 인터폰선 0.6x2Px3조¦ UTP Cat.5E 4Px1조¦ UTP Cat.5E 4Px5조¦ 인터폰선 0.6x2Px3조¦ 909정거장 COMMUNICATION CABLE WIRING DIAGRAM¦ 909정거장 COMMUNICATION CABLE WIRING¦ S = NONE¦ NONE¦ 지하철 909정거장¦ 가양¦ 등촌¦ 염창¦ T¦ 1¦ 0¦ 0¦ 1¦ 0¦ 2¦ 6¦ 0¦ 0¦ 3¦ DIAGRAM¦ T¦
| 1단계_정거장 - 복사본 | 1단계_정거장 - 복사본 | 007. T1001026-003 907정거장 COMMUNICATION CABLE WIRING DIAGRAM.dwg | -¦ T¦ 7¦ 0¦ 0¦ 3¦ 0¦ 3¦ 4¦ 0¦ 1¦ 6¦ 신호통신기계실¦ UTP Cat.5E 4Px2조¦ UTP Cat.5E 4Px2조¦ UTP Cat.5E 25Px1조¦ 편의점¦ 대합실 E/L x 4¦ 인터폰선 0.6x2Px4조¦ 지상 E/L x 2¦ 승강장 E/L x 2¦ 장애인용화장실 x 2¦ 승강장상선 (INT) x 3¦ 인터폰선 0.6x2Px2조¦ 인터폰선 0.6x2Px2조¦ UTP Cat.5E 4Px3조¦ 승강장 인터폰 및 장애인 편의설비 CABLE WIRING DIAGRAM¦ 신호통신기계실¦ 용역원대기실¦ 공조기계실¦ 이동통신기계실¦ 전기실¦ 안전관리실¦ 대합실공중전화 (지하1층)¦ 승강장공중전화 (상선)¦ 승강장공중전화 (하선)¦ 편의점¦ 용역원대기실¦ UTP Cat.5E 4Px2조¦ UTP Cat.5E 4Px2조¦ 5C-HFBTx1조¦ 안전관리실¦ UTP Cat.5E 25Px1조¦ 편의점¦ 5C-HFBTx1조¦ V¦ T¦ A¦ M¦ P¦ (4D)¦ 대합실 분배기함¦ 7C-HFBTx1조 (CATV용)¦ 4D¦ Callphone x 11¦ 승강장하선 (INT) x 3¦ UTP Cat.5E 4Px3조¦ 임대상가-1¦ 임대상가-2¦ UTP Cat.5E 25Px1조¦ UTP Cat.5E 25Px1조¦ UTP Cat.5E 4Px3조¦ UTP Cat.5E 4Px3조¦ UTP Cat.5E 4Px3조¦ KT.LINE 100P¦ M¦ From: KT.MANHOLE¦ UTP Cat.5E 25Px1조¦ HUB¦ MIS¦ 신호통신기계실¦ 임대상가-1¦ 임대상가-2¦ 임대상가-3¦ COMMUNICATION CABLE BLOCK DIAGRAM¦ [25P]¦ [25P]¦ 임대상가-1 ¦ [25P]¦ 안전관리실¦ [25P]¦ KT. MANHOLE¦ 승강장공중전화 상선¦ 승강장공중전화 하선¦ M¦ 1¦ 하¦ [TB No.4]¦ [TB No.7] ¦ [TB No.8] ¦ [TB No.2]¦ [50P]¦ [TB No.1]¦ 인터폰¦ 모장치¦ 층¦ 2¦ 하¦ 지¦ 지¦ 층¦ 배선반 / MIS HUB¦ 대합실공중전화¦ [TB No.6]¦ [25P]¦ [25P]¦ 전기실 ¦ [TB No.3]¦ [25P]¦ 임대상가-2 ¦ [TB No.5]¦ 임대상가-3¦ UTP Cat.5E 4Px2조¦ 선¦ 배¦ 반¦ COMMUNICATION CABLE WIRING DIAGRAM¦ TV 공시청설비 CABLE WIRING DIAGRAM¦ 안전관리실¦ 인터폰선 0.6x2Px4조¦ UTP Cat.5E 25Px1조¦ 인터폰선 0.6x2Px2조¦ UTP Cat.5E 4Px1조¦ 인터폰선 0.6x2Px4조¦ 907정거장 COMMUNICATION CABLE WIRING DIAGRAM¦ 907정거장 COMMUNICATION CABLE WIRING¦ S = NONE¦ NONE¦ 지하철 907정거장¦ 양천향교¦ 가양¦ 증미¦ T¦ 1¦ 0¦ 0¦ 1¦ 0¦ 2¦ 6¦ 0¦ 0¦ 3¦ DIAGRAM¦ T¦
| 1단계_정거장 - 복사본 | 1단계_정거장 - 복사본 | 021. T7001034-004 912정거장 전화설비 지하3층 신설평면도 (1_2).dwg | \A1;2,400¦ \A1;30,700¦ \A1;12,950¦ \A1;78,750¦ \A1;3,750¦ \A1;7,500¦ \A1;7,500¦ \A1;7,500¦ \A1;6,000¦ \A1;4,000¦ \A1;7,500¦ \A1;5,000¦ \A1;5,000¦ \A1;5,000¦ \A1;5,000¦ \A1;5,000¦ \A1;5,000¦ \A1;5,000¦ \A1;5,000¦ \A1;5,000¦ \A1;5,000¦ \A1;5,000¦ \A1;20,000¦ \A1;37,750¦ \A1;41,000¦ \A1;2,400¦ \A1;12,950¦ 1. 일반교환기에 수용된 전화기는 IP전화기로 교체한다.¦ NOTE¦ 2. 콜폰, E/L폰, 승강장 비상통화장치도 교체한다.¦ 3. 전화 및 인터폰 구간의 배선배관은 기존활용한다.¦ MATCH LINE DWG No. "S1-TA-S12-DB-013-0"¦ 1. 음향유도기 전원은 전기콘센트를 이용한다.¦ NOTE¦ 2. 증폭기전원은 전기콘센트를 이용한다.¦ 3. 통신기계실 및 안전관리실 MAIN 분전반은 전기에서 설치한다.¦ KEY PLAN¦ X07¦ X08¦ X09¦ X11¦ X12¦ X15¦ X16¦ X10¦ X13¦ X14¦ X17¦ X20¦ X21¦ X18¦ X19¦ X22¦ X23¦ X24¦ Y00¦ Y02¦ Y03¦ Y06¦ Y04¦ UP¦ UP¦ 승강장¦ 창 고¦ 승강장¦ 창 고¦ (16) UTP Cat.5E 4Px1조 (승강장 INT)¦ (16) UTP Cat.5E 4Px1조 (승강장 INT)¦ (16) UTP Cat.5 4Px2조 (승강장 INT)¦ (16) UTP Cat.5E 4Px1조 (승강장 INT)¦ (P16:400x400x200)¦ (P14:300x300x200)¦ (P17:400x400x200)¦ (P15:300x300x200)¦ (16) UTP Cat.5E 4Px1조 (승강장 INT)¦ (16) UTP Cat.5E 4Px1조 (승강장 INT)¦ (16) UTP Cat.5 4Px2조 (승강장 INT)¦ (16) UTP Cat.5E 4Px1조 (승강장 INT)¦ 1. 일반교환기에 수용된 전화기는 안전관리실만 IP전화기로 교체한다.¦ NOTE¦ 2. 콜폰, E/L폰, 승강장 비상통화장치도 교체한다.¦ 3. 전화 및 인터폰 구간의 배선배관은 기존활용한다.¦ 지하철 912정거장¦ 신목동¦ 선유도¦ 당산¦ 1/400¦ 912정거장 전화설비 지하3층 신설평면도(1/2)¦ S = 1/400¦ 912정거장 전화설비 지하3층 신설평면도(1/2)¦ -¦ T¦ 7¦ 0¦ 0¦ 1¦ 0¦ 3¦ 4¦ 0¦ 0¦ 4¦ (기설활용)¦ P¦ INT¦
| 1단계_정거장 - 복사본 | 1단계_정거장 - 복사본 | 064. T9203038-022 WALL PULLBOX DETAIL.dwg | \A1;A¦ \A1;C¦ \A1;B¦ \A1;D¦ \A1;D¦ \A1;B¦ \A1;F¦ \A1;E¦ \A1;150¦ \A1;280¦ \A1;210¦ \A1;F¦ \A1;10¦ \A1;50¦ \A1;10¦ -¦ T¦ 0¦ 0¦ 0¦ 0¦ 0¦ 0¦ 0¦ 0¦ 0¦ 0¦ 공통¦ DETAIL "A"¦ DETAIL B-1¦ NUT¦ RUBBER PACKING¦ DOOR PIN¦ RUBBER PACKING¦ 164.2819¦ 매 입 형¦ FRONT VIEW¦ BOX¦ DOOR¦ DETAIL "A"¦ DOOR¦ BOX¦ (FRONT VIEW)¦ STAINLESS STEEL¦ DETAIL B-2¦ 노 출 형¦ BOX¦ DOOR¦ DETAIL B-1¦ DOOR¦ 2380.5872¦ WASHER¦ DOOR PIN¦ BOX¦ WELDING¦ M6x32 BOLT¦ WELDING¦ 300¦ 600¦ 300¦ 400¦ 300¦ 500¦ 400¦ 300¦ 400¦ 500¦ 500¦ 400¦ 20¦ 30¦ 300¦ 30¦ 30¦ 30¦ 30¦ 30¦ 300¦ 150¦ 150¦ 150¦ 150¦ 20¦ 20¦ 20¦ 20¦ 20¦ A¦ 200¦ 300¦ B¦ 30¦ 150¦ C¦ D¦ 20¦ E¦ 15¦ 15¦ 15¦ 15¦ 15¦ 15¦ 15¦ F¦ DOOR 보강용 ANGLE 취부도¦ DETAIL B-2¦ 164.2819¦ DOOR¦ KEY¦ SPRING¦ 쇄정 손잡이¦ DOOR¦ WELDING¦ WELDING¦ 1. 카바는 스텐레스(27종 t:1.5)제로하고 몸체는 2.0t스텐레스로 한다.¦ NOTE¦ 2. BOX KEY는 동일한 제품으로 우수한 재료를 사용한다.¦ 3. 스텐레스 원판은 헤어라인 처리하고 절곡부분은 V Cut 시공하여 ¦ 외관상 미려하게 제작하여야 한다.¦ DIMENSION LIST¦ WALL PULLBOX DETAIL¦ WALL PULLBOX DATAIL¦ S = NONE¦ NONE¦ 공통¦ T¦ 9¦ 2¦ 0¦ 3¦ 0¦ 3¦ 8¦ 0¦ 2¦ 2¦
| 1단계_정거장 - 복사본 | 1단계_정거장 - 복사본 | 045. T4009934-006 종합관리 및 복지후생동 열차무선설비 지상3층 평면도.dwg | T¦ 배선반¦ H/E¦ 4D¦ GND¦ 6D¦ AMP¦ 광HUB¦ IDF¦ HUB¦ 6D¦ \A1;3,100¦ \A1;3,000¦ \A1;500¦ \A1;7,700¦ \A1;67,100¦ \A1;6,600¦ \A1;6,600¦ \A1;6,600¦ \A1;6,600¦ \A1;6,600¦ \A1;6,600¦ \A1;6,600¦ \A1;6,600¦ \A1;6,600¦ \A1;2,100¦ \A1;7,500¦ \A1;7,500¦ \A1;27,900¦ \A1;3,300¦ \A1;2,500¦ \A1;5,000¦ \A1;7,500¦ \A1;3,300¦ \A1;4,200¦ \A1;3,200¦ \A1;3,400¦ \A1;3,200¦ \A1;3,400¦ \A1;5,700¦ \A1;1,800¦ \A1;600¦ (16) UTP Cat.5E 4Px2조 (출입통제)¦ -¦ T¦ 0¦ 0¦ 0¦ 0¦ 0¦ 0¦ 0¦ 0¦ 0¦ 0¦ MTG. room¦ 회의실¦ 갱의실 (남)¦ 기술부¦ 본부장실¦ 기술본부장¦ 비서실¦ 기술본부장실¦ 기술본부 사무실1¦ 기술본부¦ 사무실2¦ X01¦ X02¦ X03¦ X04¦ X05¦ X06¦ X07¦ X08¦ X09¦ X10¦ X11¦ Y01¦ Y02¦ Y04¦ Y05¦ Y06¦ Y03¦ 전산운영실¦ 갱의실 (여)¦ 공조실¦ 유지보수실¦ 통합전원실¦ NOTE¦ (16) UTP Cat.5E 4Px2조¦ (22) UTP Cat.5E 4Px4조¦ ux2¦ ux4¦ (28) UTP Cat.5E 4Px6조¦ ux6¦ (22)x2 UTP Cat.5E 4Px8조¦ ux8¦ (28)x2 UTP Cat.5E 4Px10조¦ ux10¦ (28)x2 UTP Cat.5E 4Px12조¦ ux12¦ 배선반¦ H/E¦ x2¦ ux2¦ 2D¦ AMP¦ 종합사령실/기계실¦ MIS/AFC실¦ 기술본부¦ 사무실3¦ GND¦ CCM-1¦ x8 ¦ T¦ x2 ¦ C/R¦ P¦ (P19:300x300x200)¦ P¦ (28) FR-CV 2C/4.0㎟x1조 (TV AMP POWER)¦ (22) 7C-HFBTx1조 (TV AMP)¦ H¦ G¦ P¦ (P17:200x200x100)¦ M/A-1¦ (16) ECX 5C-2Vx1조 (CAMERA)¦ F¦ C/R¦ P¦ (P15:400x400x200)¦ (16) UTP Cat.5E 4Px2조 (출입통제)¦ D¦ C¦ IDF¦ 광HUB¦ [광24Port] ¦ [IDF No.5]¦ 100P¦ x2 ¦ T¦ x2 ¦ x4 ¦ T¦ x4 ¦ x4 ¦ R¦ T¦ HUB¦ IDF¦ x2 ¦ 100P [IDF No.5]¦ [32Port]¦ T¦ x2 ¦ T¦ P¦ (P16:100x100x100)¦ (22) 5C-HFBTx2조 (TV)¦ (16) HIV 1.5㎟x4조 (CLOCK)¦ 공중전화¦ UTP 25P¦ [TB No.5]¦ (22) UTP Cat.5E 4Px3조 (공중전화)¦ (16) F-GV 4.0㎟x1조 (GND)¦ 6D¦ L¦ (P20:300x300x200)¦ (22) 5C-HFBTx2조 (TV)¦ (16) UTP Cat.5E 4Px2조 (공조실)¦ (16) HIV 1.5㎟x4조 (CLOCK)¦ (36) UTP Cat.5E 4Px8조 (유지보수실)¦ P¦ (16) ECX 5C-2Vx1조 (CAMERA)¦ (P18:200x200x100)¦ HALL-4¦ I¦ K¦ (16) ECX 5C-2Vx1조 (CAMERA)¦ ux8¦ ux8¦ ux24¦ ux8¦ ux8¦ ux6¦ ux16¦ ux4¦ ux32¦ ux12¦ (16) UTP Cat.5E 4Px2조 (기술본부사무실2)¦ (54) UTP Cat.5E 25Px4조 (기술본부사무실1)¦ (22) F-GV 4.0㎟x2조 (GND)¦ B¦ (16) 5C-HFBTx1조 (TV)¦ (기술본부장 비서실, 기술본부장실)¦ (16) HIV 1.5㎟x2조 (CLOCK)¦ (22)x2 UTP Cat.5E 4Px4조x2¦ (22) 5C-HFBTx2조 (TV)¦ (16) UTP Cat.5E 4Px2조 (전산운영실)¦ (16) HIV 1.5㎟x4조 (CLOCK)¦ ux4¦ ux16¦ ux2¦ E¦ A¦ A¦ (22) 5C-HFBTx2조 (TV)¦ (16) HIV 1.5㎟x4조 (CLOCK)¦ B¦ CABLE TRAY (W:600)¦ UTP Cat.5E 4Px2조 (전산운영실)¦ UTP Cat.5E 4Px4조 (기술부본부장실)¦ UTP Cat.5E 4Px2조 (기술본부장 비서실)¦ UTP Cat.5E 4Px4조 (기술본부장실)¦ 5C-HFBTx1조 (TV)¦ HIV 1.5㎟x2조 (CLOCK)¦ D¦ DOWN TO MIS/AFC실 ACCESS FLOOR¦ TRAY (W:600)¦ UTP Cat.5E 25Px4조 (MIS/AFC실)¦ OF-SM-12Corex1조 (MIS/AFC실)¦ OF-SM-8Corex3조 (검사고, 주공장, 중정비쎈타 광S/W HUB)¦ OF-MM-8Corex4조 (당직실, 기전부/시설부, 종합사령실, 접견실 광S/W HUB)¦ OF-MM-8Corex2조 (화상서버용)¦ F-GV 4.0㎟x1조 (GND)¦ E¦ CABLE TRAY (W:600)¦ UTP Cat.5E 25Px4조 (MIS/AFC실)¦ OF-SM-12Corex1조 (MIS/AFC실)¦ OF-SM-8Corex3조 (검사고, 주공장, 중정비쎈타 광S/W HUB)¦ OF-MM-8Corex4조 (당직실, 회의실, 종합사령실, 접견실 광S/W HUB)¦ OF-MM-8Corex2조 (화상서버용)¦ 5C-HFBTx2조 (TV)¦ HIV 1.5㎟x2조 (CLOCK)¦ F-GV 4.0㎟x1조 (GND)¦ UTP Cat.5E 25Px4조 (기술본부사무실1)¦ F¦ G¦ H¦ DOWN TO 지상2층 EPS실¦ CABLE TRAY (W:600)¦ SPIRAL SLEEVE(난연) 28mmx8조¦ OF-SM-46Corex2조 (본선)¦ OF-SM-4Corex1조 (열차무선)¦ UTP Cat.5E 4Px3조 (공중전화)¦ ECX 5C-2Vx6조 (CAMERA)¦ UTP Cat.5E 25Px4조x2 (회의실, 재무.회계팀)¦ F-GV 4.0㎟x1조 (GND)¦ UTP Cat.5E 4Px4조 (출입통제)¦ UTP Cat.5E 25Px2조x2 (전기실, 식당)¦ FR-CV 2C/4.0㎟x2조 (TV AMP POWER)¦ HIV 1.5㎟x8조 (CLOCK)¦ 7C-HFBTx1조 (TV AMP)¦ FR-CVVSB 20C/1.5㎟x2조 (검사고, 주공장 방송)¦ F/S(J.F) 0.65x25P(50%차폐)x1조 (본선)¦ F/S(J.F) 0.65x50P(50%차폐)x1조 (모타카고)¦ F/S(J.F) 0.65x25P(50%차폐)x3조 (변전소, 경비실(정문), 경비실(후문))¦ F/S(J.F) 0.65x100P(50%차폐)x4조 (검사고, 주공장, 중정비쎈타, 901국선)¦ FR-CVVSB 2C/2.5㎟x2조 (검사고, 주공장 CLOCK)¦ MIC-SH 2C/0.75㎟x2조x2 (검사고, 주공장 방송)¦ 10C-HFBTx5조 (검사고, 주공장, 부속동, 901정거장 TV)¦ FR-CVVSB 3C/2.5㎟x15조 (부속동 SP)¦ UTP Cat.5E 25Px6조 (당직실)¦ UTP Cat.5E 25Px1조 (감시실)¦ FR-CVVSB 6C/1.5㎟x2조 (변전소 출입통제)¦ OF-SM-8Corex3조 (검사고, 주공장, 중정비쎈타 광S/W HUB)¦ OF-MM-8Corex2조 (당직실, 기전부/시설부 광S/W HUB)¦ FR-CV 2C/4.0㎟x3조 (TV AMP POWER)¦ 인터폰선 0.6x2Px1조 (인터폰)¦ I¦ J¦ TRAY (W:600)¦ OF-SM-46Corex2조 (본선)¦ OF-SM-4Corex1조 (열차무선)¦ UTP Cat.5E 4Px10조 (출입통제)¦ UTP Cat.5E 25Px6조 (종합사령실)¦ DOWN TO 종합사령실 기계실 ACCESS FLOOR¦ UTP Cat.5E 25Px4조x2 (접견실, 비서실)¦ UTP Cat.5E 25Px1조 (감시실)¦ UTP Cat.5E 4Px6조 (공중전화)¦ OF-SM-12Corex1조 (MIS/AFC실)¦ OF-MM-8Corex2조 (화상서버용)¦ UTP Cat.5E 25Px4조 (마켓팅)¦ UTP Cat.5E 25Px4조 (운용본부사무실)¦ K¦ (36) UTP Cat.5E 4Px10조 (공조실, 유지보수실)¦ (22) 5C-HFBTx2조 (TV)¦ (16) HIV 1.5㎟x4조 (CLOCK)¦ (16) UTP Cat.5E 4Px2조 (출입통제)¦ L¦ UP TO 종합사령실¦ CABLE TRAY (W:450)¦ ECX 5C-2Vx30조 (MONITOR)¦ ECX 5C-2Vx5조 (DVR)¦ UL 2919-AMESB 24AWGx4Px2조 (사령, 행선안내방송)¦ UL 2919-AMESB 24AWGx4Px3조 (Data, Rail Condition)¦ UL 2919-AMESB 24AWGx4Px2조 (제어)¦ UL 2919-AMESB 24AWGx4Px3조 (VOICE/DATA)¦ MIC-SH 2C/0.75㎟x2조 (MIC)¦ FR-CVVSB 20C/2.0㎟x4조 (제어)¦ FR-GV 6.0㎟x6조 (종합사령실)¦ FR-CV 3C/4.0㎟x6조 (종합사령실)¦ FR-CVVSB 2C/1.5㎟x5조 (REMOTE CONTROL)¦ P¦ (P14:300x300x200)¦ ux16¦ ux12¦ ux12¦ ux24¦ x2 ¦ T¦ (16) UTP Cat.5E 4Px2조 (출입통제)¦ J¦ T¦ x2 ¦ (22) UTP Cat.5E 4Px4조¦ c¦ CABLE TRAY (W:600)¦ UTP Cat.5E 4Px4조 (기술본부사무실 HUB)¦ ux4¦ x2 ¦ 2D¦ ux4¦ ux4¦ ux4¦ ux8¦ ux8¦ ux4¦ ux4¦ ux12¦ ux8¦ ux8¦ ux4¦ ux4¦ ux4¦ ux4¦ T¦ (22) UTP Cat.5E 4Px4조 (기술본부사무실2,3)¦ , 기술본부장 비서실, 기술본부장실)¦ (22)x3 UTP Cat.5E 4Px4조x3 (기술부 본부장실¦ CABLE TRAY (W:600)¦ ECX 5C-2Vx3조 (CAMERA)¦ UTP Cat.5E 25Px4조 (마켓팅)¦ UTP Cat.5E 25Px4조 (운영본부사무실)¦ UP TO 지상4층 EPS실¦ OF-SM-8Corex2조 (종합사령실, 접견실 광S/W HUB)¦ UTP Cat.5E 25Px6조 (종합사령실)¦ UTP Cat.5E 4Px2조 (출입통제)¦ 5C-HFBTx2조 (TV)¦ HIV 1.5㎟x4조 (CLOCK)¦ F-GV 4.0㎟x1조 (GND)¦ FR-CVVSB 4C/1.5㎟x1조 (전기시계 GPS ANT)¦ FR-HFC-22Dx7조 (열차무선 ANT)¦ FR-CVVS 2C/1.5㎟x2조 (옥상 혼형 스피커)¦ 10C-HFBTx1조 (방송설비 위성ANT)¦ 10C-HFBTx1조 (TV공시청 위성ANT)¦ 10C-HFBTx1조 (TV공시청 ANT]¦ 10C-HFBTx1조 (방송설비 FM ANT]¦ FR-CV 3C/4.0㎟x1조 (전기시계 GPS ANT)¦ F-GV 16㎟x2조 (ANT접지)¦ UTP Cat.5E 4Px2조 (전산운영실)¦ UTP Cat.5E 4Px4조 (기술부본부장실)¦ UTP Cat.5E 4Px4조 (기술본부장실)¦ UTP Cat.5E 4Px4조 (기술본부장 비서실)¦ UTP Cat.5E 25Px2조x2 (전기실, 식당)¦ UTP Cat.5E 25Px6조 (당직실)¦ UTP Cat.5E 25Px4조x2 (회의실, 재무.회계팀)¦ UTP Cat.5E 25Px4조 (기술본부사무실 )¦ UTP Cat.5E 25Px4조 (MIS/AFC실)¦ 5C-HFBTx2조 (TV)¦ HIV 1.5㎟x14조 (CLOCK)¦ F-GV 4.0㎟x1조 (GND)¦ FR-CVVSB 4C/1.5㎟x1조 (전기시계 GPS ANT)¦ FR-HFC-22Dx7조 (열차무선 ANT)¦ FR-CVVS 2C/1.5㎟x2조 (옥상 혼형 스피커)¦ 10C-HFBTx1조 (방송설비 위성ANT)¦ 10C-HFBTx1조 (TV공시청 위성ANT)¦ 10C-HFBTx1조 (TV공시청 ANT]¦ 10C-HFBTx1조 (방송설비 FM ANT]¦ FR-CV 3C/4.0㎟x1조 (전기시계 GPS ANT)¦ F-GV 16㎟x2조 (ANT접지)¦ F/S(J.F) 0.65x25P(50%차폐)x1조 (본선)¦ F/S(J.F) 0.65x50P(50%차폐)x1조 (모타카고)¦ F/S(J.F) 0.65x100P(50%차폐)x4조 (검사고, 주공장, 중정비쎈타, 901국선)¦ FR-CVVSB 2C/2.5㎟x2조 (검사고, 주공장 CLOCK)¦ MIC-SH 2C/0.75㎟x2조x2 (검사고, 주공장 방송)¦ 10C-HFBTx5조 (검사고, 주공장, 부속동, 901정거장 TV)¦ FR-CVVSB 3C/2.5㎟x15조 (부속동 SP)¦ FR-CVVSB 20C/1.5㎟x2조 (검사고, 주공장 방송)¦ F/S(J.F) 0.65x25P(50%차폐)x3조 (변전소, 경비실(정문), 경비실(후문))¦ FR-CVVSB 6C/1.5㎟x2조 (변전소 출입통제)¦ FR-CV 2C/4.0㎟x3조 (TV AMP POWER)¦ ECX 5C-2Vx14조 (CAMERA)¦ UTP Cat.5E 4Px10조 (유지보수실, 공조실)¦ TRAY (W:600)¦ OF-SM-46Corex2조 (본선)¦ OF-SM-4Corex1조 (열차무선)¦ UTP Cat.5E 4Px8조 (출입통제)¦ UTP Cat.5E 25Px6조 (종합사령실)¦ UTP Cat.5E 25Px4조x2 (접견실, 비서실)¦ UTP Cat.5E 25Px1조 (감시실)¦ UTP Cat.5E 4Px6조 (공중전화)¦ OF-SM-12Corex1조 (MIS/AFC실)¦ OF-MM-8Corex2조 (화상서버용)¦ UTP Cat.5E 25Px4조 (마켓팅)¦ UTP Cat.5E 25Px4조 (운용본부사무실)¦ UTP Cat.5E 25Px2조x2 (전기실, 식당)¦ UTP Cat.5E 25Px6조 (당직실)¦ UTP Cat.5E 25Px4조x2 (회의실, 재무.회계팀)¦ UTP Cat.5E 25Px4조 (기술본부사무실 )¦ UTP Cat.5E 25Px4조 (MIS/AFC실)¦ 5C-HFBTx2조 (TV)¦ HIV 1.5㎟x14조 (CLOCK)¦ F-GV 4.0㎟x1조 (GND)¦ FR-CVVSB 4C/1.5㎟x1조 (전기시계 GPS ANT)¦ FR-HFC-22Dx7조 (열차무선 ANT)¦ FR-CVVS 2C/1.5㎟x2조 (옥상 혼형 스피커)¦ 10C-HFBTx1조 (방송설비 위성ANT)¦ 10C-HFBTx1조 (TV공시청 위성ANT)¦ 10C-HFBTx1조 (TV공시청 ANT]¦ 10C-HFBTx1조 (방송설비 FM ANT]¦ FR-CV 3C/4.0㎟x1조 (전기시계 GPS ANT)¦ F-GV 16㎟x2조 (ANT접지)¦ F/S(J.F) 0.65x25P(50%차폐)x1조 (본선)¦ F/S(J.F) 0.65x50P(50%차폐)x1조 (모타카고)¦ F/S(J.F) 0.65x100P(50%차폐)x4조 (검사고, 주공장, 중정비쎈타, 901국선)¦ FR-CVVSB 2C/2.5㎟x2조 (검사고, 주공장 CLOCK)¦ MIC-SH 2C/0.75㎟x2조x2 (검사고, 주공장 방송)¦ 10C-HFBTx5조 (검사고, 주공장, 부속동, 901정거장 TV)¦ FR-CVVSB 20C/1.5㎟x2조 (검사고, 주공장 방송)¦ F/S(J.F) 0.65x25P(50%차폐)x3조 (변전소, 경비실(정문), 경비실(후문))¦ FR-CVVSB 6C/1.5㎟x2조 (변전소 출입통제)¦ FR-CV 2C/4.0㎟x3조 (TV AMP POWER)¦ ECX 5C-2Vx13조 (CAMERA)¦ TRAY (W:600)¦ OF-SM-46Corex2조 (본선)¦ OF-SM-4Corex1조 (열차무선)¦ UTP Cat.5E 4Px8조 (출입통제)¦ UTP Cat.5E 25Px6조 (종합사령실)¦ UTP Cat.5E 25Px4조x2 (접견실, 비서실)¦ UTP Cat.5E 25Px1조 (감시실)¦ UTP Cat.5E 4Px3조 (공중전화)¦ OF-SM-12Corex1조 (MIS/AFC실)¦ OF-MM-8Corex2조 (화상서버용)¦ UTP Cat.5E 25Px4조 (마켓팅)¦ UTP Cat.5E 25Px4조 (운용본부사무실)¦ UTP Cat.5E 25Px2조x2 (전기실, 식당)¦ UTP Cat.5E 25Px6조 (당직실)¦ UTP Cat.5E 25Px4조x2 (회의실, 재무.회계팀)¦ 5C-HFBTx2조 (TV)¦ HIV 1.5㎟x14조 (CLOCK)¦ F-GV 4.0㎟x1조 (GND)¦ FR-CVVSB 4C/1.5㎟x1조 (전기시계 GPS ANT)¦ FR-HFC-22Dx7조 (열차무선 ANT)¦ FR-CVVS 2C/1.5㎟x2조 (옥상 혼형 스피커)¦ 10C-HFBTx1조 (방송설비 위성ANT)¦ 10C-HFBTx1조 (TV공시청 위성ANT)¦ 10C-HFBTx1조 (TV공시청 ANT]¦ 10C-HFBTx1조 (방송설비 FM ANT]¦ FR-CV 3C/4.0㎟x1조 (전기시계 GPS ANT)¦ F-GV 16㎟x2조 (ANT접지)¦ F/S(J.F) 0.65x25P(50%차폐)x1조 (본선)¦ F/S(J.F) 0.65x50P(50%차폐)x1조 (모타카고)¦ F/S(J.F) 0.65x100P(50%차폐)x4조 (검사고, 주공장, 중정비쎈타, 901국선)¦ FR-CVVSB 2C/2.5㎟x2조 (검사고, 주공장 CLOCK)¦ MIC-SH 2C/0.75㎟x2조x2 (검사고, 주공장 방송)¦ 10C-HFBTx5조 (검사고, 주공장, 부속동, 901정거장 TV)¦ FR-CVVSB 20C/1.5㎟x2조 (검사고, 주공장 방송)¦ F/S(J.F) 0.65x25P(50%차폐)x3조 (변전소, 경비실(정문), 경비실(후문))¦ FR-CVVSB 6C/1.5㎟x2조 (변전소 출입통제)¦ FR-CV 2C/4.0㎟x3조 (TV AMP POWER)¦ ECX 5C-2Vx13조 (CAMERA)¦ UTP Cat.5E 25Px4조 (MIS/AFC실)¦ OF-SM-12Corex1조 (MIS/AFC실)¦ OF-SM-8Corex3조 (검사고, 주공장, 중정비쎈타 광S/W HUB)¦ OF-MM-8Corex4조 (당직실, 기전부/시설부, 종합사령실, 접견실 광S/W HUB)¦ OF-MM-8Corex2조 (화상서버용)¦ F-GV 4.0㎟x1조 (GND)¦ UTP Cat.5E 4Px10조 (유지보수실, 공조실)¦ 19.23¦ 20.24¦ 13.17¦ 14.18¦ 11.15¦ 12.16¦ 17.21¦ 18.22¦ 15.19¦ 16.20¦ 9.13¦ 10.14¦ 5.5¦ 6.6¦ 7.7¦ 3.3¦ 4.4¦ 1.1¦ 2.2¦ 1.1¦ 2.2¦ 3.3¦ 4.4¦ 5.5¦ 6.6¦ 7.7¦ 8.8¦ 15.15¦ 16.16¦ 13.13¦ 14.14¦ 11.11¦ 12.12¦ 9.9¦ 10.10¦ 17.17¦ 18.18¦ 19.19¦ 20.20¦ 23.23¦ 24.24¦ 21.21¦ 22.22¦ 51¦ 51¦ 52¦ 52¦ 35.35¦ 36.36¦ 33.33¦ 34.34¦ 31.31¦ 32.32¦ 41.41¦ 42.42¦ 39.39¦ 40.40¦ 37.37¦ 38.38¦ 43.43¦ 44.44¦ 45.45¦ 46.46¦ 47.47¦ 48.48¦ 29.29¦ 30.30¦ 27.27¦ 28.28¦ 25.25¦ 26.26¦ 50¦ 50¦ 49¦ 49¦ 8.8¦ 3.15¦ 9.10¦ 11.12¦ 인터폰선 0.6x2Px1조 (인터폰)¦ 3.13.01¦ 3.14.50¦ 3.11.01¦ 3.12.50¦ 2D¦ 2D¦ 2D¦ 3D¦ 종합관리 및 복지후생동 열차무선설비 지상3층 평면도¦ S = 1/300¦ 1/300¦ 차량기지¦ T¦ 4¦ 0¦ 0¦ 9¦ 9¦ 3¦ 4¦ 0¦ 0¦ 6¦ 종합관리 및 복지후생동 열차무선설비 지상3층 평면도¦ P¦ C/R¦
| 1단계_정거장 - 복사본 | 1단계_정거장 - 복사본 | 050. T9103038-008 서지보호기 상세도.dwg | 서지보호기 상세도¦ NONE¦ 서지보호기 상세도¦ S = NONE¦ Unregistered Version - http://www.aidecad.com¦ 1. 대상 : 전원용 서지보호기\P2. 상세성능 및 사양은 SL-2216 규격서 참조\P - 모델 : SL-2216\P - 용량 : SPD-160kVA¦ {\LNOTE}¦ 1. 대상 : 전원용 서지보호기\P2. 상세성능 및 사양은 SL-2204 규격서 참조 \P - 모델 : SL-2204\P - 용량 : SPD-40kA¦ {\LNOTE}¦ {\LNOTE}¦ 1. 대상 : RF CCTV용 서지보호기\P2. 상세성능 및 사양은 SL400-N-MF 규격서 참조\P - 모델 : SL400-N-MF\P - 용량 : SPD-20kA\P3. RF 주파수대역 및 급전선 커넥터 타입에 따라 \P RF허용 대역 및 커넥터 타입 변동 있음¦ T¦ 9¦ 1¦ 0¦ 3¦ 0¦ 3¦ 8¦ 0¦ 0¦ 8¦ 공통¦
| 1단계_정거장 - 복사본 | 1단계_정거장 - 복사본 | 073. T9103066-002 903정거장 안전관리실 기기배치도 및 바닥 TRAY 설치도.dwg | \A1;4,350¦ 종합관리 및 복지후생동 안내실 CCTV 설비¦ NONE¦ 0¦ 0¦ 0¦ -¦ 0¦ 0¦ 0¦ 0¦ 계통도¦ 안전 관리실¦ X16¦ X17¦ X18¦ Y04¦ Y03¦ 행선안내¦ SMS¦ PRINTER¦ PSD 제어반¦ 설비자동제어반¦ 화재탐지반¦ 조명제어반¦ CCTV 및 통신종합집중관리반¦ 종합집중관리¦ 설비 콘솔1¦ 종합집중관리¦ 설비 콘솔2¦ 행선안내¦ \A1;700¦ \A1;800¦ \A1;800¦ \A1;500¦ \A1;2,192¦ \A1;1,177¦ TRAY (W300xH100)¦ \pi24.66;{\C0;접지단자함}¦ \pi81.498;{\C0;UTP 50P}¦ \pi81.498;{\C0;UTP 25P}¦ \pi127.93;{\C0;L-AFC}¦ \pi17.324;{\C0;AFC GATE용}¦ (28)x6¦ (28)x6¦ (28)x3¦ Equipment Schedule¦ 1¦ 번 호¦ 장 비 명¦ 규 격 (W x D x H)¦ 행선안내¦ 1200x750x1000¦ 설비자동제어반¦ 화재탐지반¦ 조명제어반¦ CCTV 및 통신종합집중관리반¦ PSD 제어반¦ SMS¦ PRINTER¦ 종합집중관리 설비 콘솔1¦ 종합집중관리 설비 콘솔2¦ 1000x600x1600¦ 1800x600x1800¦ 864x600x2304¦ 1768x600x1600¦ 800x800x2000¦ 650x800x1000¦ 700x800x750¦ 600x600x1600¦ 600x600x1600¦ 6¦ 5¦ 4¦ 3¦ 2¦ 10¦ 9¦ 8¦ 7¦ 안전 관리실¦ X16¦ X17¦ X18¦ Y04¦ Y03¦ 행선안내¦ SMS¦ PSD 제어반¦ 설비자동제어반¦ 화재탐지반¦ 조명제어반¦ CCTV 및 통신¦ 종합집중관리¦ 설비 콘솔1¦ 종합집중관리¦ 설비 콘솔2¦ \A1;900¦ \A1;800¦ \A1;800¦ \A1;500¦ \A1;2,200¦ \A1;1,170¦ TRAY (W300xH100)¦ \pi49.321;{\C0;접지단자함}¦ \pi163;{\C0;UTP 50P}¦ \pi163;{\C0;UTP 25P}¦ \pi255.87;{\C0;L-AFC}¦ \pi34.647;{\C0;AFC GATE용}¦ (28)x6¦ (28)x6¦ (28)x3¦ 종합집중관리반¦ 축척 - 2배확대¦ (LSE 2)¦ (LSE 1)¦ 행선안내¦ \A1;2,900¦ \A1;4,750¦ \pi337.26;{\C0;UPS}¦ \A1;11,800¦ \A1;5,500¦ 903정거장 안전관리실 기기배치도 및 바닥¦ 903정거장 안전관리실 기기배치도 및 바닥 TRAY 설치도¦ S = 1/50¦ 1 / 50¦ 지하철 903정거장¦ 김포공항¦ 공항시장¦ 신방화¦ T¦ 9¦ 1¦ 0¦ 3¦ 0¦ 6¦ 6¦ 0¦ 0¦ 2¦ TRAY 설치도¦ \A1;4350¦
| 1단계_정거장 - 복사본 | 1단계_정거장 - 복사본 | 010. T1001026-006 909정거장 종합무선중계,열차무선설비 DIAGRAM.dwg | T¦ 0¦ 0¦ 0¦ 0¦ 0¦ 0¦ 0¦ 0¦ 0¦ 0¦ 기설역사내 종합무선 공중선¦ A¦ B¦ T¦ 0¦ 0¦ 0¦ 0¦ 0¦ 0¦ 0¦ 0¦ 0¦ 0¦ 증미¦ 등촌¦ 염창¦ 3D¦ 3D¦ 강¦ 선¦ 널¦ 터¦ &¦ 본¦ 장¦ B2¦ 승¦ 콘솔내 접속단자¦ 안전관리실¦ B1¦ RFCL-42D-광대역¦ RFCL-42D-광대역¦ 대합실-1¦ RFCL-42D-광대역¦ RFCL-42D-광대역¦ 라디오 송수신제어 ANTENNA¦ UTP CAT.5E 4Px2조¦ 2D¦ 2D¦ 2D¦ 무선호출 및¦ 이동전화 ANT.¦ (예비)¦ 경찰 C3 ANT.¦ (예비)¦ 이동전화 중계기¦ 무선호출 및¦ 경찰 무선중계기¦ HFC-22D-FR¦ From: 934정거장¦ 외부접속 단자함¦ 소방무선통신¦ 통신기계실 (종합무선중계설비)¦ D1¦ 광전변환기¦ 광전송장치¦ 광커플러¦ FM¦ 중계장치2¦ HFC-12D-FR¦ HFC-12D-FR¦ MIXER¦ COMBINER¦ D4¦ HFC-12D-FR¦ 복합통신 ANTENNA¦ 콘솔내 접속단자¦ 역무관리실¦ OF-SM-1Core¦ HFC-12D-FR¦ 제2,3이동통신사업자기계실¦ 열차무선장치 (기지국,TRS)¦ OF-SM-1Core¦ c¦ To: 정거장¦ 복합통신안테나 및 콤바이너 철거전 주파수 대역 ¦ NOTE¦ RFCL-42D-광대역¦ RFCL-42D-광대역¦ To: 936정거장¦ OF-SM-1Core¦ B1¦ 복합통신 ANTENNA¦ 복합통신 ANTENNA¦ 복합통신 ANTENNA¦ 선¦ 터¦ 본¦ 널¦ RFCL-42D-광대역¦ RFCL-42D-광대역¦ B2¦ 전¦ 실¦ 변¦ 기¦ 실¦ 환¦ 합¦ 실¦ 대¦ 기¦ 실¦ 환¦ From: 934정거장¦ D2¦ 광전변환기¦ 광전송장치¦ 광커플러¦ DMB¦ 중계장치2¦ OF-SM-1Core¦ To: 936정거장¦ OF-SM-1Core¦ 타사업분¦ RRU¦ I¦ Q¦ 본선터널¦ 철거¦ 신설¦ FM¦ 중계장치1¦ 2D¦ DMB¦ 중계장치1¦ MIXER¦ COMBINER¦ IP MPLS¦ OF-SM-2Core¦ D3¦ 철거¦ 복합통신ANTENNA 철거 후 설치¦ RFCL-42D-광대역¦ RFCL-42D-광대역¦ RFCL-42D-광대역¦ RFCL-42D-광대역¦ : FM, DMB, TRS, 소방¦ : FM, DMB, TRS, 소방, LTE-R¦ 복합통신안테나 및 콤바이너 철거후 주파수 대역 ¦ LTE-R¦ 교체¦ 무선호출 및¦ 이동전화 ANT.¦ (예비)¦ 경찰 C3 ANT.¦ (예비)¦ 이동전화 중계기¦ 무선호출 및¦ 경찰 무선중계기¦ HFC-22D-FR¦ 외부접속 단자함¦ 소방무선통신¦ 통신기계실 (종합무선중계설비)¦ D¦ 광전변환기¦ 광전송장치¦ 광커플러¦ FM¦ 중계장치¦ HFC-12D-FR¦ HFC-12D-FR¦ MIXER¦ COMBINER¦ COMBINER¦ HFC-12D-FR¦ 합¦ HFC-12D-FR¦ 복합통신 ANTENNA¦ 강¦ 선¦ 널¦ 터¦ &¦ 본¦ 장¦ B2¦ 승¦ 실¦ 콘솔내 접속단자¦ 안전관리실¦ 대¦ B1¦ HFC-12D-FR¦ 복합통신 ANTENNA¦ HFC-12D-FR¦ 이동통신기계실¦ RFCL-42D-광대역¦ RFCL-42D-광대역¦ HFC-12D-FR¦ 복합통신 ANTENNA¦ 열차무선장치¦ NOTE¦ 심 볼¦ 명 칭¦ 역사시공¦ 본선시공¦ 장비사 공급분¦ c¦ From: 908정거장¦ OF-SM-1Core¦ To: 910정거장¦ OF-SM-1Core¦ From: 908정거장¦ OF-SM-1Core¦ RFCL-42D-광대역¦ RFCL-42D-광대역¦ HFC-22D-FR¦ 라디오 송수신제어 ANTENNA¦ UTP CAT.5E 4Px2조¦ UTP CAT.5E 4Px2조¦ 2D¦ 2D¦ 2D¦ 2D¦ 공조기계실¦ 변전실¦ 무선호출 및¦ 이동전화 ANT.¦ (예비)¦ 경찰 C3 ANT.¦ (예비)¦ 이동전화 중계기¦ 무선호출 및¦ 경찰 무선중계기¦ HFC-22D-FR¦ From: 908정거장¦ 외부접속 단자함¦ 소방무선통신¦ 통신기계실 (종합무선중계설비)¦ D1¦ 광전변환기¦ 광전송장치¦ 광커플러¦ FM¦ 중계장치2¦ HFC-12D-FR¦ HFC-12D-FR¦ MIXER¦ COMBINER¦ D4¦ HFC-12D-FR¦ OF-SM-1Core¦ HFC-12D-FR¦ 제2,3이동통신사업자기계실¦ 열차무선장치 (기지국,TRS)¦ OF-SM-1Core¦ c¦ To: 정거장¦ To: 910정거장¦ OF-SM-1Core¦ From: 908정거장¦ D2¦ 광전변환기¦ 광전송장치¦ 광커플러¦ DMB¦ 중계장치2¦ OF-SM-1Core¦ To: 910정거장¦ OF-SM-1Core¦ RRU¦ 철거¦ 신설¦ FM¦ 중계장치1¦ 2D¦ DMB¦ 중계장치1¦ MIXER¦ COMBINER¦ IP MPLS¦ OF-SM-2Core¦ D3¦ 철거후 직결¦ LTE-R¦ 2D¦ A¦ B¦ 3D¦ 대합실-1¦ 대합실¦ 전기실¦ 공조기계실¦ 공조기계실¦ 물탱크실¦ 2D¦ 변전실¦ 909정거장 종합무선중계,열차무선설비 DIAGRAM¦ 909정거장 종합무선중계,열차무선설비 DIAGRAM¦ S = NONE¦ NONE¦ 증미¦ 등촌¦ 염창¦ T¦ 1¦ 0¦ 0¦ 1¦ 0¦ 2¦ 6¦ 0¦ 0¦ 6¦ 2D¦ 3D¦ HFC-12D-FR (신설)¦
| 1단계_정거장 - 복사본 | 1단계_정거장 - 복사본 | 077. T9103066-002 913정거장 안전관리실 기기배치도 및 바닥 TRAY 설치도.dwg | \A1;7,550¦ \A1;7,800¦ TRAY 설치도¦ 906정거장 안전관리실 기기배치도 및 바닥¦ -¦ T¦ 0¦ 0¦ 0¦ 0¦ 0¦ 0¦ 0¦ 0¦ 0¦ 0¦ \A1;2,200¦ X36¦ Y05¦ Y03¦ Y04¦ 안전관리실¦ PSD 제어반¦ \A1;800¦ 행선안내¦ 행선안내¦ SMS¦ PRINTER¦ 설비자동¦ 화재탐지반¦ 조명제어반¦ CCTV 및¦ 제어반¦ 통신종합¦ 집중관리반¦ 종합집중관리¦ 설비 콘솔1¦ 종합집중관리¦ 설비 콘솔2¦ \A1;572¦ \A1;900¦ TRAY (W300xH100)¦ \pi165.07;{\C0;L-AFC-1}¦ \pi34.647;{\C0;AFC GATE용}¦ (28)x6¦ \pi49.321;{\C0;접지단자함}¦ \pi373.6;{\C0;IDF}¦ \pi163;{\C0;UTP 25P}¦ (28)x3¦ (28)x3¦ 하부개구부¦ \A1;436¦ Equipment Schedule¦ 1¦ 번 호¦ 장 비 명¦ 규 격 (W x D x H)¦ 행선안내¦ 1200x750x1000¦ 설비자동제어반¦ 화재탐지반¦ 조명제어반¦ CCTV 및 통신종합집중관리반¦ PSD 제어반¦ SMS¦ PRINTER¦ 종합집중관리 설비 콘솔1¦ 종합집중관리 설비 콘솔2¦ 1000x600x1600¦ 1800x600x1800¦ 864x600x2304¦ 2652x600x1600¦ 800x800x2000¦ 650x800x1000¦ 700x800x750¦ 600x600x1600¦ 600x600x1600¦ 6¦ 5¦ 4¦ 3¦ 2¦ 10¦ 9¦ 8¦ 7¦ \pi151.86;{\C0;L-AFC-3}¦ 913정거장 안전관리실 기기배치도 및 바닥 TRAY 설치도¦ S = 1/50¦ 1/50¦ 지하철 913정거장¦ 선유도¦ 당산¦ 국회의사당¦ TRAY 설치도¦ 913정거장 안전관리실 기기배치도 및 바닥¦ 9¦ 1¦ 0¦ 3¦ 0¦ 6¦ 6¦ 0¦ 0¦ 2¦ T¦
| 1단계_정거장 - 복사본 | 1단계_정거장 - 복사본 | 039. T5001034-001 906정거장 AFC설비 지하1층 평면도__완료(완전).dwg | P¦ GND¦ SMS¦ \A1;9750¦ \A1;9750¦ \A1;19500¦ \A1;6850¦ \A1;2900¦ \A1;6850¦ \A1;2900¦ \A1;7500¦ \A1;7500¦ \A1;7500¦ \A1;7500¦ \A1;7500¦ \A1;7500¦ \A1;7500¦ \A1;7500¦ \A1;7500¦ \A1;7500¦ \A1;7500¦ \A1;82500¦ 안전관리실¦ S/W HUB¦ 전송장비¦ F-GV 4.0㎟x6조 (발매기,정산기,환급기,게이트,SMS,S/W HUB GND)¦ HFCO 3C/4.0㎟x7조 (발매기,정산기,환급기,게이트 POWER)¦ TARY (통신)¦ G¦ FTP Cat.5E 4Px1조 (통신기계실~S/W HUB)¦ TARY (통신)¦ Y00¦ Y02¦ Y03¦ Y06¦ Y04¦ DN¦ DN¦ DN¦ DN¦ DN¦ DN¦ DN¦ DN¦ UP¦ UP¦ UP¦ UP¦ UP¦ UP¦ UP¦ UP¦ UP¦ UP¦ 화 장 실¦ 편 의 점¦ 공조기계실1¦ 통신기계실¦ 발매기실¦ 대 합 실¦ X08¦ X09¦ X10¦ X11¦ X02¦ X03¦ X04¦ X05¦ X06¦ X07¦ X01¦ X00¦ 정산기 ¦ F-GV 4.0㎟x1조 (정산기 GND)¦ HFCO 3C/4.0㎟x1조 (정산기 POWER)¦ UTP Cat.5E 4Px1조 (정산기 INT)¦ FTP Cat.5E 4Px1조 (정산기 COMMS)¦ (28)¦ (28)¦ F¦ (28) HFCO 2C/4.0㎟x1조 (EM GATE)¦ (22) UTP Cat.5E 4Px1조 (EM GATE INT)¦ J¦ J¦ UP¦ UP¦ F7-DUCT¦ UTP Cat.5E 4Px3조 (발매기,환급기 INT)¦ F-GV 4.0㎟x2조 (발매기,환급기 GND)¦ HFCO 3C/4.0㎟x2조 (발매기,환급기 POWER)¦ FTP Cat.5E 4Px3조 (발매기,환급기 COMMS)¦ TRAY (통신)¦ F¦ F-GV 4.0㎟x1조 (GND)¦ HFCO 3C/4.0㎟x4조 (게이트 POWER)¦ FTP Cat.5E 4Px8조 (게이트 COMMS)¦ FR-CVVS 4C/2.5㎟x1조 (DPC)¦ F7-DUCT¦ J¦ TRAY (통신)¦ 환급기¦ C¦ A¦ I¦ UP TO TRAY (통신)¦ G¦ F-GV 4.0㎟x2조 (정산기,게이트 GND)¦ TRAY (통신)¦ HFCO 3C/4.0㎟x5조 (정산기,게이트 POWER)¦ HFCO 2C/4.0㎟x1조 (EM GATE)¦ UTP Cat.5E 4Px1조 (EM GATE INT)¦ UTP Cat.5E 4Px1조 (정산기 INT)¦ FTP Cat.5E 4Px9조 (정산기, 게이트 COMMS)¦ FR-CVVS 4C/2.5㎟x1조 (DPC)¦ C¦ F-GV 4.0㎟x1조 (환급기 GND)¦ HFCO 3C/4.0㎟x1조 (환급기 POWER)¦ UTP Cat.5E 4Px1조 (환급기 INT)¦ FTP Cat.5E 4Px1조 (환급기 COMMS)¦ (28)¦ (28)¦ I¦ F-GV 4.0㎟x1조 (환급기 GND)¦ HFCO 3C/4.0㎟x1조 (환급기 POWER)¦ UTP Cat.5E 4Px1조 (환급기 INT)¦ FTP Cat.5E 4Px1조 (환급기 COMMS)¦ (28)¦ (28)¦ (16) UTP Cat.5E 4Px2조 (발매기 INT)¦ (16) F-GV 4.0㎟x1조 (발매기 GND)¦ (28) HFCO 3C/4.0㎟x1조 (발매기 POWER)¦ (16) FTP Cat.5E 4Px2조 (발매기 COMMS)¦ H¦ A¦ UTP Cat.5E 4Px2조 (발매기 INT)¦ F-GV 4.0㎟x1조 (발매기 GND)¦ HFCO 3C/4.0㎟x1조 (발매기 POWER)¦ FTP Cat.5E 4Px2조 (발매기 COMMS)¦ DOWN TO 발매기실¦ H¦ D¦ D¦ E¦ UTP Cat.5E 4Px2조 (발매기 INT)¦ F-GV 4.0㎟x1조 (발매기 GND)¦ HFCO 3C/4.0㎟x1조 (발매기 POWER)¦ FTP Cat.5E 4Px2조 (발매기 COMMS)¦ UTP Cat.5E 4Px3조 (발매기,환급기 INT)¦ F-GV 4.0㎟x2조 (발매기,환급기 GND)¦ HFCO 3C/4.0㎟x2조 (발매기,환급기 POWER)¦ FTP Cat.5E 4Px3조 (발매기,환급기 COMMS)¦ UTP Cat.5E 4Px3조 (발매기,환급기 INT)¦ F-GV 4.0㎟x2조 (발매기,환급기 GND)¦ HFCO 3C/4.0㎟x2조 (발매기,환급기, POWER)¦ FTP Cat.5E 4Px3조 (발매기,환급기 COMMS)¦ E¦ F-GV 4.0㎟x1조 (GND)¦ HFCO 3C/4.0㎟x4조 (게이트 POWER)¦ FTP Cat.5E 4Px1조 (게이트 COMMS)¦ FR-CVVS 4C/2.5㎟x1조 (DPC)¦ F7-DUCT¦ B¦ B¦ 906정거장 AFC설비 지하1층 평면도¦ 1/400¦ 지하철 906정거장¦ 마곡나루¦ 양천향교¦ 가양¦ 906정거장 AFC설비 지하1층 평면도¦ S = 1/400¦ T¦ 5¦ 0¦ 0¦ 1¦ 0¦ 3¦ 4¦ 0¦ 0¦ 1¦ P¦
| 1단계_정거장 - 복사본 | 1단계_정거장 - 복사본 | 007. T1001026-003 903정거장 COMMUNICATION CABLE WIRING DIAGRAM.dwg | -¦ T¦ 7¦ 0¦ 0¦ 3¦ 0¦ 3¦ 4¦ 0¦ 1¦ 6¦ 통신기계실¦ COMMUNICATION CABLE BLOCK DIAGRAM¦ [25P]¦ [25P]¦ 대합실공중전화 ¦ [25P]¦ 임대상가¦ 층¦ 1¦ 하¦ 지¦ UTP Cat.5E 25Px1조¦ UTP Cat.5E 4Px2조¦ UTP Cat.5E 4Px2조¦ UTP Cat.5E 25Px1조¦ UTP Cat.5E 25Px2조¦ From: KT.MANHOLE¦ 안전관리실¦ 대합실 E/L x 3¦ 인터폰선 0.6x2Px3조¦ 지상 E/L x 1¦ 승강장 E/L x 2¦ Callphone x 9¦ 장애인용화장실 x 2¦ 승강장상선 (INT)x3¦ 인터폰선 0.6x2Px1조¦ 인터폰선 0.6x2Px2조¦ UTP Cat.5E 4Px3조¦ 승강장 인터폰 및 장애인 편의설비 CABLE WIRING DIAGRAM¦ 통신기계실¦ 안전관리실¦ 5C-HFBTx1조¦ 편의점¦ 운영원대기실¦ 임대상가¦ 5C-HFBTx1조¦ 5C-HFBTx1조¦ V¦ T¦ A¦ [25P]¦ KT. MANHOLE¦ x2¦ 승강장공중전화 상선¦ 승강장공중전화 하선¦ 안전관리실¦ 편의점¦ 이동통신기계실¦ 전기실¦ 임대상가¦ 대합실공중전화 (지하1층)¦ 승강장공중전화 (상선)¦ 승강장공중전화 (하선)¦ M¦ M¦ 승강장하선 (INT)x3¦ UTP Cat.5E 4Px3조¦ 층¦ 4¦ 하¦ 지¦ 공조기계실-1¦ 공조기계실-2¦ UTP Cat.5E 4Px2조¦ UTP Cat.5E 4Px2조¦ 5C-HFBTx1조¦ 용역원대기실¦ M¦ P¦ (4D)¦ [TB No.3]¦ [TB No.1]¦ [TB No.6] ¦ [TB No.7] ¦ [TB No.5]¦ [25P]¦ [50P]¦ [TB No.4]¦ 7C-HFBTx1조 (CATV용)¦ 4D¦ 대합실 분배기함¦ 용역원 대기실¦ 운영원대기실¦ UTP Cat.5E 4Px2조¦ UTP Cat.5E 25Px1조¦ 층¦ 2¦ 하¦ 지¦ [TB No.2]¦ [25P]¦ 변전실(운영원대기실)¦ [TB No.8]¦ [IDF No.1]¦ HUB8PORT¦ 전기실 ¦ 층¦ 3¦ 하¦ 지¦ KT.LINE 100P¦ UTP Cat.5E 4Px3조¦ UTP Cat.5E 4Px3조¦ UTP Cat.5E 4Px3조¦ IDF¦ [UTP25P]¦ 임대상가¦ 통신기계실¦ [25P]¦ UTP Cat.5E 25Px1조¦ HUB¦ MIS¦ 903정거장 COMMUNICATION CABLE WIRING DIAGRAM¦ S = NONE¦ 선¦ 배¦ 반¦ OF-MM-4Core(난연)x1조¦ UTP Cat.5E 4Px2조¦ 인터폰¦ 모장치¦ 안전관리실¦ 배선반 / MIS HUB¦ COMMUNICATION CABLE WIRING DIAGRAM¦ TV 공시청설비 CABLE WIRING DIAGRAM¦ 편 의 점¦ 인터폰선 0.6x2Px3조¦ UTP Cat.5E 4Px1조¦ UTP Cat.5E 25Px1조¦ 인터폰선 0.6x2Px2조¦ 인터폰선 0.6x2Px3조¦ UTP Cat.5E 4Px1조¦ 903정거장 COMMUNICATION CABLE WIRING¦ NONE¦ 지하철 903정거장¦ 김포공항¦ 공항시장¦ 신방화¦ T¦ 1¦ 0¦ 0¦ 1¦ 0¦ 2¦ 6¦ 0¦ 0¦ 3¦ DIAGRAM¦ T¦
| 1단계_정거장 - 복사본 | 1단계_정거장 - 복사본 | 061. T9103038-013 PIPING 상세도 (3_3).dwg | \A1;TRAY WIDTH¦ \A1;150¦ \A1;300¦ \A1;300¦ \A1;300¦ \A1;300¦ \A1;300¦ \A1;300¦ \A1;300¦ \A1;300¦ \A1;300¦ \A1;150¦ \A1;3,000¦ \A1;H¦ \A1;TRAY WIDTH¦ \A1;H¦ \A1;W¦ \A1;A¦ \A1;125¦ \A1;125¦ \A1;125¦ \A1;125¦ \A1;125¦ \A1;125¦ \A1;{\fHY헤드라인M¦b0¦i0¦c129¦p50;TRAY WIDTH}¦ \A1;{\fHY헤드라인M¦b0¦i0¦c129¦p50;TRAY WIDTH}¦ \A1;{\fHY헤드라인M¦b0¦i0¦c129¦p50;125}¦ \A1;{\fHY헤드라인M¦b0¦i0¦c129¦p50;125}¦ \A1;{\fHY헤드라인M¦b0¦i0¦c129¦p50;H}¦ \A1;{\fHY헤드라인M¦b0¦i0¦c129¦p50;L}¦ \A1;{\fHY헤드라인M¦b0¦i0¦c129¦p50;W}¦ \A1;{\fHY헤드라인M¦b0¦i0¦c129¦p50;T}¦ -¦ T¦ 0¦ 0¦ 0¦ 0¦ 0¦ 0¦ 0¦ 0¦ 0¦ 0¦ 공통¦ CABLE TRAY¦ 전산볼트 1m¦ Φ28이상 전선관은 노말밴드(45˚) 사용¦ C형 CHANNEL¦ DETAIL "A"¦ DOUBLE CEILING¦ 후강전선관¦ 장애물 통과 배관 DETAIL¦ 금속관(후강전선관)¦ DETAIL "A"¦ 전산볼트¦ 보강판¦ 높이(H)¦ 폭(W)¦ 풀박스¦ 길이(L)¦ 보강판¦ PIPING DETAIL (2단)¦ 어스본드¦ 1,000¦ 금속관(후강전선관)¦ 전산볼트¦ PIPING DETAIL (1단)¦ C형찬넬¦ 전산볼트¦ C형찬넬¦ 전산볼트¦ PULL BOX¦ 30¦ 30¦ 30¦ W¦ 90¦ TYPE¦ W¦ CABLE TRAY 상세도¦ VERTICAL ELBOW ( 90 )¦ CABLE TRAY 상세도¦ HORIZONTAL ELBOW (45)¦ TRAY JOINT CONNECTOR¦ 45¦ SIDE RAIL¦ RUNG¦ 150¦ R - 15¦ R - 20¦ 200¦ R - 25¦ 250¦ R - 30¦ 300¦ R - 35¦ 350¦ R - 40¦ 400¦ R - 45¦ 450¦ R - 50¦ 500¦ R - 55¦ 550¦ R - 60¦ 600¦ R - 65¦ 650¦ R - 70¦ 700¦ 1,900¦ R - 190¦ 1,700¦ R - 170¦ 1,600¦ R - 160¦ 1,500¦ R - 150¦ 1,400¦ R - 140¦ 1,300¦ R - 130¦ 1,100¦ R - 110¦ 1,050¦ R - 105¦ 1,000¦ R - 100¦ 900¦ R - 90¦ TYPE¦ W¦ R - 80¦ 800¦ R - 200¦ 2,000¦ 2,500¦ 2,000¦ RV9 - 170¦ RV9 - 200¦ RV9 - 250¦ 1,700¦ 1,400¦ RV9 - 140¦ 750¦ 800¦ RV9 - 80¦ RV9 - 75¦ RV9 - 100¦ RV9 - 70¦ RV9 - 65¦ RV9 - 60¦ RV9 - 55¦ RV9 - 50¦ RV9 - 45¦ RV9 - 40¦ RV9 - 35¦ RV9 - 30¦ RV9 - 25¦ RV9 - 20¦ RV9 - 15¦ TYPE¦ 700¦ 650¦ 600¦ 550¦ 500¦ 450¦ 400¦ 350¦ 300¦ 250¦ 200¦ 150¦ W¦ TYPE¦ 1,000¦ W¦ W¦ 500¦ TYPE¦ W¦ 900¦ 1,200¦ 1,200¦ 1,200¦ 1,500¦ TYPE¦ RT-9050¦ 12040¦ 12070¦ 120110¦ 15035¦ 52¦ 33¦ 44¦ 400¦ 300¦ 72¦ 700¦ 700¦ 6520¦ 143¦ 73¦ 1,400¦ 650¦ 450¦ 400¦ 152¦ 435¦ 4535¦ 150¦ 1,200¦ 12055¦ W¦ 300¦ 550¦ 200¦ 350¦ 350¦ 200¦ 300¦ 300¦ 200¦ 400¦ 200¦ 75¦ 535¦ 500¦ 350¦ 500¦ 700¦ 500¦ 400¦ 700¦ 1,100¦ 350¦ B¦ 200¦ 200¦ 250¦ 150¦ 600¦ 400¦ 250¦ 325¦ 32¦ 22¦ 215¦ C¦ B¦ RT - A¦ 400¦ 450¦ 500¦ 550¦ 600¦ 650¦ 700¦ RV9 - 70¦ RV9 - 65¦ RV9 - 60¦ RV9 - 55¦ RV9 - 50¦ RV9 - 45¦ RV9 - 40¦ RV9 - 35¦ RV9 - 30¦ RV9 - 25¦ RV9 - 20¦ RV9 - 15¦ TYPE¦ 700¦ 650¦ 600¦ 550¦ 500¦ 450¦ 400¦ 350¦ 300¦ 250¦ 200¦ 150¦ W¦ 800¦ 1,000¦ 1,100¦ 750¦ 1,700¦ RH9 - 80¦ RH9 - 100¦ RH9 - 110¦ RH9 - 75¦ RH9 - 170¦ RH4 -150¦ RH4 -120¦ RH4 -100¦ RH4 - 80¦ RH4 - 50¦ RH4 - 25¦ RH4 - 20¦ TYPE¦ 150¦ 1,200¦ 1,000¦ 800¦ 500¦ 250¦ 200¦ W¦ H¦ W¦ 60¦ 90¦ 8¦ 13¦ 2.0¦ 160¦ L¦ 2.5¦ 1.6¦ T¦ 어스본드¦ PIPING 상세도 (3/3)¦ PIPING 상세도 (3/3)¦ S = NONE¦ NONE¦ T¦ 9¦ 1¦ 0¦ 3¦ 0¦ 3¦ 8¦ 0¦ 1¦ 2¦
| 1단계_정거장 - 복사본 | 1단계_정거장 - 복사본 | 007. T1001026-003 905정거장 COMMUNICATION CABLE WIRING DIAGRAM.dwg | -¦ T¦ 7¦ 0¦ 0¦ 3¦ 0¦ 3¦ 4¦ 0¦ 1¦ 6¦ 통신기계실¦ COMMUNICATION CABLE BLOCK DIAGRAM¦ [25P]¦ [25P]¦ 대합실공중전화 ¦ [25P]¦ 전기실 ¦ 층¦ 1¦ 하¦ 지¦ UTP Cat.5E 4Px2조¦ UTP Cat.5E 4Px2조¦ UTP Cat.5E 4Px2조¦ UTP Cat.5E 25Px1조¦ UTP Cat.5E 4Px2조¦ UTP Cat.5E 25Px1조¦ UTP Cat.5E 4Px3조¦ UTP Cat.5E 4Px3조¦ UTP Cat.5E 4Px3조¦ 선¦ 배¦ 반¦ 안전관리실¦ 대합실 E/L x 4¦ 인터폰선 0.6x2Px4조¦ 지상 E/L x 2¦ 승강장 E/L x 2¦ Callphone x 11¦ 장애인용화장실 x 2¦ 승강장상선 (INT)x3¦ 인터폰선 0.6x2Px2조¦ 인터폰선 0.6x2Px2조¦ UTP Cat.5E 4Px3조¦ 승강장 인터폰 및 장애인 편의설비 CABLE WIRING DIAGRAM¦ 통신기계실¦ 편의점¦ 5C-HFBTx1조¦ 임대상가-1¦ V¦ T¦ A¦ KT. MANHOLE¦ 승강장공중전화 상선¦ 승강장공중전화 하선¦ 공조기계실-1¦ 공조기계실-2¦ 이동통신기계실¦ 전기실¦ 용역원대기실¦ 안전관리실¦ 대합실공중전화 (지하1층)¦ 승강장공중전화 (상선)¦ 승강장공중전화 (하선)¦ M¦ 승강장하선 (INT)x3¦ UTP Cat.5E 4Px3조¦ 층¦ 2¦ 하¦ 지¦ 편의점¦ 임대상가¦ UTP Cat.5E 4Px2조¦ UTP Cat.5E 4Px2조x2¦ 용역원대기실¦ 안전관리실¦ M¦ P¦ (4D)¦ [TB No.1]¦ [TB No.4]¦ [TB No.7] ¦ [TB No.8] ¦ [25P]¦ 신호기계실¦ 운전취급실¦ UTP Cat.5E 25Px2조¦ UTP Cat.5E 25Px2조¦ 신호기계실¦ [TB No.5]¦ [50P]¦ 운전취급실¦ [TB No6]¦ [50P]¦ M¦ From: KT.MANHOLE¦ KT.LINE 100P¦ 통신기계실¦ 905정거장 COMMUNICATION CABLE WIRING DIAGRAM¦ S = NONE¦ UTP Cat.5E 4Px1조¦ HUB¦ MIS¦ UTP Cat.5E 25Px1조¦ [25P]¦ [TB No.3]¦ [50P]¦ [TB No.2]¦ 인터폰¦ 모장치¦ 안전관리실¦ 배선반 / MIS HUB¦ COMMUNICATION CABLE WIRING DIAGRAM¦ TV 공시청설비 CABLE WIRING DIAGRAM¦ 6D¦ 편 의 점¦ 인터폰선 0.6x2Px4조¦ UTP Cat.5E 4Px1조¦ UTP Cat.5E 25Px1조¦ 인터폰선 0.6x2Px2조¦ 인터폰선 0.6x2Px4조¦ 운전취급실¦ 5C-HFBTx1조¦ UTP Cat.5E 4Px2조¦ 5C-HFBTx1조¦ 임대상가-2¦ 905정거장 COMMUNICATION CABLE WIRING¦ NONE¦ 지하철 905정거장¦ 신방화¦ 마곡나루¦ 양천향교¦ T¦ 1¦ 0¦ 0¦ 1¦ 0¦ 2¦ 6¦ 0¦ 0¦ 3¦ DIAGRAM¦ T¦
| 1단계_정거장 - 복사본 | 1단계_정거장 - 복사본 | 013. T1001026-009 912정거장 AFC CABLE WIRING DIAGRAM.dwg | D/I MUX (ROUTER)¦ (신호통신기계실)¦ 분전반 (전기시설분)¦ (안전관리실)¦ AFC 접지단자함¦ (안전관리실)¦ DPC BOX¦ SMS (S/W HUB)¦ AGM 11형 (No.1)¦ AGM 12형 (No.2)¦ AGM 6형 (No.3)¦ AGM 8형 (No.5)¦ AGM 8형 (No.6)¦ AGM 8형 (No.7)¦ AGM 10형 (No.9)¦ ATVM (No.1~2)¦ 환급기 (No.1)¦ FTP Cat.5E 4Px1조(기존 케이블 이용)¦ UTP Cat.5E 4Px1조¦ F-GV 4.0㎟x2조¦ F-GV 4.0㎟x1조¦ F-GV 4.0㎟x1조¦ HFCO 2C/4.0㎟x1조¦ FTP Cat.5E 4Px2조¦ FR-CVVS 4C/2.5㎟x1조 (DPC)¦ HFCO 3C/4.0㎟x2조¦ HFCO 3C/4.0㎟x1조¦ HFCO 3C/4.0㎟x1조¦ HFCO 3C/4.0㎟x1조¦ HFCO 3C/4.0㎟x1조¦ HFCO 3C/4.0㎟x1조¦ AAM (No.1)¦ FTP Cat.5E 4Px1조¦ F-GV 4.0㎟x1조¦ (안전관리실)¦ (안전관리실)¦ AGM 8형 (No.4)¦ FTP Cat.5E 4Px1조¦ UTP Cat.5E 4Px2조(INT)¦ FTP Cat.5E 4Px1조¦ 화재수신반¦ HFCO 3C/4.0㎟x1조¦ FTP Cat.5E 4Px1조¦ F-GV 4.0㎟x1조¦ HFCO 3C/4.0㎟x1조¦ 통신UPS¦ (통신기계실)¦ 통합교환설비¦ (통신기계실)¦ FTP Cat.5E 4Px2조¦ FTP Cat.5E 4Px1조¦ FTP Cat.5E 4Px1조¦ FTP Cat.5E 4Px1조¦ FTP Cat.5E 4Px1조¦ FTP Cat.5E 4Px1조¦ FTP Cat.5E 4Px1조¦ UTP Cat.5E 4Px2조(INT)¦ UTP Cat.5E 4Px1조(INT)¦ UTP Cat.5E 4Px1조(INT)¦ EM GATE¦ CONTROL BOX¦ AGM 8형 (No.8)¦ FTP Cat.5E 4Px1조¦ 912정거장 AFC CABLE WIRING DIAGRAM¦ 912정거장 AFC CABLE WIRING DIAGRAM¦ S = NONE¦ NONE¦ 지하철 912정거장¦ 신목동¦ 선유도¦ 당산¦ T¦ 1¦ 0¦ 0¦ 1¦ 0¦ 2¦ 6¦ 0¦ 0¦ 9¦
| 1단계_정거장 - 복사본 | 1단계_정거장 - 복사본 | 041. T9103038-001 OPDP(광전복합분전반8회로) 상세도.dwg | RRU 시스템상세도¦ NONE¦ RRU 시스템상세도¦ S = NONE¦ RRU 시스템 입체도¦ RRU 상세도¦ RRU 브라켓 입체도¦ RRU 브라켓 상세도¦ *랙과 RRU고정시 절연판과 부싱사용하여 절연한다.¦ 구 분 ¦ 제 원 ¦ 크기(mm, WxDxH)¦ 용 량¦ 전 원 ¦ 소모전력\P¦ RF Paths¦ 320 x 330 x 126 (14Kg) ¦ Band 28(700MHz) / 10MHz¦ -48VDC¦ 300W¦ 2T2R¦ Ground ¦ EAC/LMP ¦ OPT 1 ¦ \pt0;LED\PModule\PStatus¦ OPT 2¦ OPT 3¦ Fan/RF\PStatus¦ [평면도]¦ [정면도]¦ [우측면도]¦ [좌측면도]¦ [배면도]¦ [평면도]¦ [정면도]¦ [단면도]¦ 거치대 측 고정¦ RRU 시스템 측 고정 ¦ ANT 6\PTX/RX¦ ANT 5\PTX/RX¦ ANT 4\PTX/RX¦ ANT 3\PTX/RX¦ ANT 2\PTX/RX¦ ANT 1\PTX/RX¦ RET¦ 공통¦ T¦ 0¦ 0¦ 0¦ 0¦ 0¦ 0¦ 0¦ 0¦ 0¦ 0¦ 36C x 4¦ 사 업 명¦ 설 계 사¦ 국 소 명¦ 설계¦ 검토¦ 도 면 명¦ 작 성 일¦ 승인¦ 축 척¦ 2018. 11¦ 페 이 지¦ 5호선 열차무선 시스템개량(LTE-R) 사업¦ {\f굴림¦b0¦i0¦c129¦p49;서울교통공사}¦ {\f@굴림¦b0¦i0¦c129¦p50;Seoul Metro}¦ N . S¦ OPDP 상세도¦ 8_04¦ 공 통¦ 전기접지¦ 통신접지¦ PDOD 상세도¦ 2%%C 220V¦ 0¦ 2¦ 4¦ 6¦ 8¦ 1¦ 3¦ 5¦ 7¦ \A1;950¦ \A1;150¦ \A1;950¦ \A1;650¦ \A1;150¦ \A1;150¦ 접지동대(전기)¦ 접지동대(통신)¦ 1홀용 5단자¦ 2홀용 5단자¦ 20¦ OPDP 단상 8회로¦ * PDOD의 외장 규격은 현장여건에 따라 변경될 수 있음¦ ①¦ ②¦ ③¦ ④¦ ⑤¦ ⑥¦ N¦ TOP VIEW¦ 단자대¦ 접속트레이¦ MCCB¦ MCCB¦ 재질¦ 취부형태¦ 외형SIZE¦ O¦ 3P 60A*1¦ ABS 32AF/20A*8¦ ABS 52AF/50A*1¦ STS 304 1.5t¦ 옥내벽부형¦ 950x650x150¦ 광 아답터 거치대¦ INNER VIEW¦ FRONT VIEW¦ CIRCUIT VIEW¦ SIDE VIEW¦ SIDE VIEW¦ BOTTOM VIEW¦ #36*6 #22*8 #16*6¦ #36*6 #22*8 #16*6¦ O P D P¦ ①¦ ②¦ ③¦ ④¦ ⑤¦ ⑥¦ E . T¦ MCCB¦ 2P 30AF 20A¦ MCCB¦ 2P 30AF 20A¦ MCCB¦ 2P 30AF 20A¦ MCCB¦ 2P 30AF 20A¦ MCCB¦ 2P 30AF 20A¦ MCCB¦ 2P 30AF 20A¦ MCCB¦ 2P 30AF 20A¦ MCCB¦ 2P 30AF 20A¦ MCCB¦ 2P 50AF/50AT¦ MAIN¦ OPDP 상세도¦ NONE¦ OPDP 상세도¦ S = NONE¦ 36C x 4¦ 전기접지¦ 통신접지¦ 2P 220V 100A¦ 0¦ 2¦ 4¦ 6¦ 8¦ 1¦ 3¦ 5¦ 7¦ \A1;950¦ \A1;150¦ \A1;950¦ \A1;650¦ \A1;150¦ \A1;150¦ 접지동대(전기)¦ 접지동대(통신)¦ 1홀용 5단자¦ 2홀용 5단자¦ 20¦ OPDP 단상 8회로¦ * OPDP의 외장 규격은 현장여건에 따라 변경될 수 있음¦ ①¦ ②¦ ③¦ ④¦ ⑤¦ ⑥¦ N¦ TOP VIEW¦ 단자대¦ 접속트레이¦ MCCB¦ MCCB¦ 재질¦ 취부형태¦ 외형SIZE¦ O¦ 3P 60A*1¦ ABS 32AF/20A*8¦ ABS 52AF/50A*1¦ STS 304 1.5t¦ 랙내취부형¦ 950x650x150¦ 광 아답터 거치대¦ INNER VIEW¦ FRONT VIEW¦ CIRCUIT VIEW¦ SIDE VIEW¦ SIDE VIEW¦ BOTTOM VIEW¦ #36*6 #22*8 #16*6¦ #36*6 #22*8 #16*6¦ O P D P¦ ①¦ ②¦ ③¦ ④¦ ⑤¦ ⑥¦ E . T¦ MCCB¦ 2P 30AF 20A¦ MCCB¦ 2P 30AF 20A¦ MCCB¦ 2P 30AF 20A¦ MCCB¦ 2P 30AF 20A¦ MCCB¦ 2P 30AF 20A¦ MCCB¦ 2P 30AF 20A¦ MCCB¦ 2P 30AF 20A¦ MCCB¦ 2P 30AF 20A¦ MCCB¦ 2P 50AF/50AT¦ MAIN¦ T¦ 9¦ 1¦ 0¦ 3¦ 0¦ 3¦ 8¦ 0¦ 0¦ 1¦ 유플러스 컨소시엄¦
| 1단계_정거장 - 복사본 | 1단계_정거장 - 복사본 | 057. T7001034-018 주공장 구내통신설비 지상2층 신설평면도 (1_2).dwg | T¦ C/R¦ 광HUB¦ IDF¦ GND¦ KT¦ IP¦ 3D¦ \A1;10,000¦ \A1;20,000¦ \A1;20,000¦ \A1;20,000¦ \A1;20,000¦ \A1;20,000¦ \A1;30,000¦ \A1;30,000¦ \A1;4,000¦ \A1;110,000¦ \A1;64,000¦ \A1;174,000¦ \A1;10,000¦ \A1;10,000¦ \A1;10,000¦ \A1;10,000¦ \A1;10,000¦ \A1;10,000¦ \A1;10,000¦ \A1;50,000¦ \A1;18,000¦ \A1;20,000¦ \A1;88,000¦ \A1;8,000¦ \A1;2,000¦ \A1;2,150¦ \A1;2,150¦ \A1;2,650¦ Y00¦ Y01¦ Y02¦ Y03¦ Y04¦ Y05¦ Y06¦ Y07¦ Y08¦ X00¦ X01¦ X02¦ X03¦ X04¦ X05¦ X06¦ X07¦ X08¦ 계 단 실1¦ UP¦ UP¦ UP¦ UP¦ 옥상작업대¦ 추락방지대¦ 옥상작업대¦ 추락방지대¦ 남자화장실¦ 복 도¦ 자 료 실¦ 사 무 실¦ 교 육 실¦ DN¦ 여자화장실¦ 계단실2¦ DN¦ 통신¦ UP¦ UP¦ UP¦ UP¦ CRANE 20/5+20TON ¦ x2¦ [TB NO.5]¦ x2¦ x2¦ (P10:300x300x200)¦ (16) F-GV 4.0㎟x1조 (GND)¦ (54) UTP Cat.5E 25Px4조 (주회로 및 제어회로실)¦ (16) HIV 1.5㎟x2조 (CLOCK)¦ DOWN TO 주회로 및 제어회로실¦ (16) F-GV 4.0㎟x1조 (GND)¦ (54) UTP Cat.5E 25Px4조 (주회로 및 제어회로실)¦ (16) HIV 1.5㎟x2조 (CLOCK)¦ R¦ CABLE TRAY (W:300)¦ DOWN TO 통신기계실¦ FR-CVVSB 2C/2.5㎟x1조 (주공장 CLOCK)¦ UTP Cat.5E 25Px5조 (사무실, 주회로 및 제어회로실)¦ UTP Cat.5E 25Px2조 (제동실, 용역대기실)¦ F/S(J.F) 0.65x100P(50%차폐)x1조 (주공장)¦ 10C-HFBTx1조 (주공장TV)¦ UTP Cat.5E 25Px1조 (전기실)¦ UTP Cat.5E 4Px4조 (출입통제)¦ 5C-HFBTx2조 (TV)¦ OF-SM-8Corex1조 (주공장 광S/W HUB)¦ SPIRAL SLEEVE(난연)28㎜x1조¦ UTP Cat.5E 4Px2조 (교육실)¦ HIV 1.5㎟x6조 (CLOCK)¦ F-GV 4.0㎟x1조 (GND)¦ (P20:200x200x100)¦ (28) FR-CV 3C/6.0㎟x1조 (CA POWER)(기존활용)¦ (28) OF-MM-4Corex1조 (CAMERA)(기존활용)¦ UTP Cat.5E 25Px5조 (사무실, 주회로 및 제어회로실)¦ FR-CV 3C/6.0㎟x2조 (CA POWER)(기존활용)¦ UTP Cat.5E 4Px2조 (교육실)¦ OF-MM-4Corex2조 (CAMERA)(기존활용)¦ 5C-HFBTx2조 (TV)¦ HIV 1.5㎟x6조 (CLOCK)¦ F-GV 4.0㎟x1조 (GND)¦ UTP Cat.5E 25Px5조 (사무실, 주회로 및 제어회로실)¦ FR-CV 3C/6.0㎟x1조 (CA POWER)(기존활용)¦ OF-MM-4Corex1조 (CAMERA)(기존활용)¦ 5C-HFBTx2조 (TV)¦ HIV 1.5㎟x6조 (CLOCK)¦ F-GV 4.0㎟x1조 (GND)¦ (16) UTP Cat.5E 4Px2조 (사무실)¦ (16) F-GV 4.0㎟x1조 (GND)¦ (28) UTP Cat.5E 25Px1조 (사무실)¦ (16) 5C-HFBTx1조 (TV)¦ (16) HIV 1.5㎟x2조 (CLOCK)¦ F-GV 4.0㎟x1조 (GND)¦ UTP Cat.5E 25Px1조 (사무실)¦ 5C-HFBTx1조 (TV)¦ HIV 1.5㎟x2조 (CLOCK)¦ (P14:200x200x100)¦ (P13:200x200x100)¦ (P11:300x300x200)¦ F-GV 4.0㎟x1조 (GND)¦ UTP Cat.5E 25Px4조 (주회로 및 제어회로실)¦ HIV 1.5㎟x2조 (CLOCK)¦ (28) OF-MM-4Corex1조 (CAMERA)(기존활용)¦ (28) FR-CV 3C/6.0㎟x1조 (CA POWER)(기존활용)¦ CABEL TRAY (W:300)¦ UTP 25P¦ CABEL TRAY (W:300)¦ UTP Cat.5E 25Px1조 (용역대기실)¦ UTP Cat.5E 25Px2조 (제동실, 용역대기실)¦ UTP Cat.5E 25Px1조 (전기실)¦ UTP Cat.5E 4Px4조 (출입통제)¦ UTP Cat.5E 4Px2조 (교육실)¦ CABEL TRAY (W:300)¦ SPIRAL SLEEVE(난연)28㎜x2조¦ FR-CVVSB 2C/2.5㎟x1조 (주공장 CLOCK)¦ F/S(J.F) 0.65x100P(50%차폐)x1조 (주공장)¦ 10C-HFBTx1조 (주공장TV)¦ OF-SM-8Corex1조 (주공장 광S/W HUB)¦ (16) UTP Cat.5E 4Px2조 (출입통제)¦ (16) HIV 1.5㎟x4조 (CLOCK)¦ (22) 5C-HFBTx2조 (TV)¦ (16) UTP Cat.5E 4Px2조 (교육실)¦ F-GV 4.0㎟x1조 (GND)¦ HIV 1.5㎟x2조 (CLOCK)¦ 5C-HFBTx1조 (TV)¦ UTP Cat.5E 25Px1조 (용역대기실)¦ DOWN TO 지상 1층¦ COMM-1¦ [광24Port]¦ [IDF 100P/250P]¦ (P19:100x100x100)¦ 입장선-1¦ 출장선-1¦ MATCH LINE DWG No. "S1-TA-D02-DB-005-0"¦ x2¦ x10¦ x10 ¦ (OUTLET)¦ (OUTLET)¦ (OUTLET)¦ (OUTLET)¦ (OUTLET)¦ (16) UTP Cat.5E 4Px2조 (입출장대기실)¦ (16) UTP Cat.5E 4Px2조 (입출장대기실)¦ (16) UTP Cat.5E 4Px2조 (입출장대기실)¦ (16) UTP Cat.5E 4Px2조 (입출장대기실)¦ (16) UTP Cat.5E 4Px2조 (입출장대기실)¦ (OUTLET)¦ (16) UTP Cat.5E 4Px2조 (입출장대기실)¦ DOWN TO 입출장대기실¦ (P9:100x100x200)¦ (16) UTP Cat.5E 4Px2조 (전기부품수선장)¦ DOWN TO 전기부품수선장¦ (P8:100x100x100)¦ (16) UTP Cat.5E 4Px2조 (출입문/판토수선장)¦ DOWN TO 출입문/판토수선장¦ (342 UTP Cat.5E 4Px2조x7 (전기부품수선장, 출입문/판토수선장¦ 냉난방기수선장, 공기압축기/회전기/시험실, 베어링수선장, 초음파 탐상실, 입출장대기실)¦ ¦ ¦ (36) UTP Cat.5E 4Px2조x6 (전기부품수선장, 출입문/판토수선장¦ 냉난방기수선장, 공기압축기/회전기/시험실, 베어링수선장, 초음파 탐상실)¦ ¦ (36) UTP Cat.5E 4Px2조x5 (출입문/판토수선장, 냉난방기수선장, ¦ 공기압축기/회전기/시험실, 베어링수선장, 초음파 탐상실)¦ (P7:100x100x100)¦ (16) UTP Cat.5E 4Px2조 (냉난방기수선장)¦ DOWN TO 냉난방기수선장¦ (36) UTP Cat.5E 4Px2조x4 (냉난방기수선장, 공기압축기/회전기/시험실,¦ 베어링수선장, 초음파 탐상실)¦ 베어링수선장, 초음파 탐상실)¦ (28) UTP Cat.5E 4Px2조x3 (공기압축기/회전기/시험실,¦ 베어링수선장, 초음파 탐상실)¦ (28) UTP Cat.5E 4Px2조x3 (공기압축기/회전기/시험실,¦ (P18:100x100x100)¦ (P21:100x100x100)¦ (28) OF-MM-4Corex1조 (CAMERA)(기존활용)¦ (28) FR-CV 3C/6.0㎟x1조 (CA POWER)(기존활용)¦ (16) UTP Cat.5E 4Px2조 (입출장대기실)¦ (P12:300x300x200)¦ 기계실¦ FR-CV 2C/4㎟x1조 (TV전원)¦ FR-CV 2C/4㎟x1조 (TV전원)¦ 1.2¦ 1.2¦ 3.4¦ 5.6¦ 주공장 구내통신설비 지상2층 신설평면도 (1/2)¦ S = 1/600¦ 차량기지¦ 차량기지¦ 주공장 구내통신설비 지상2층 신설평면도¦ 1/600¦ (1/2)¦ T¦ 7¦ 0¦ 0¦ 1¦ 0¦ 3¦ 4¦ 0¦ 1¦ 8¦ P¦
| 1단계_정거장 - 복사본 | 1단계_정거장 - 복사본 | 066. T7005034-023 902정거장 CCTV,TDI,시계설비 지하4층철거평면도(2-3).dwg | INT¦ KEY PLAN¦ 1. 일반교환기에 수용된 전화기는 IP전화기로 교체한다.¦ NOTE¦ 2. 콜폰, E/L폰, 승강장 비상통화장치도 교체한다.¦ 3. 전화 및 인터폰 구간의 배선배관은 기존활용한다.¦ ~¦ 902정거장 CCTV,TDI,시계설비 지하1층 철거평면도(1/3)¦ 902정거장 CCTV,TDI,시계설비 지하1층 ¦ 철거평면도(1/3)¦ ES.DN¦ ES.DN¦ ES.UP¦ ES.UP¦ ES.DN¦ ES.UP¦ ES.UP¦ ES.DN¦ 창고-2¦ 00¦ Y¦ 01¦ Y¦ 02¦ Y¦ 03¦ Y¦ X¦ 15¦ X¦ 14¦ X¦ 13¦ X¦ 12¦ X¦ 11¦ X¦ 10¦ X¦ 09¦ X¦ 08¦ X¦ 07¦ 17¦ X¦ 16¦ X¦ 7500¦ 7500¦ 7500¦ 7500¦ 7500¦ 7500¦ 7500¦ 7500¦ 7500¦ 7500¦ 3550¦ 8240¦ 9020¦ 8840¦ 26100¦ P¦ A¦ P¦ PB(300X300X200)¦ P¦ PB(400X400X300)¦ C¦ C¦ E¦ KP 단자함¦ KP 단자함¦ (22)CPEV 5P/.65(KP)¦ (22)VCT 2.0 /2C(KP.POW)¦ P¦ G¦ B¦ PB(400X400X300)¦ P¦ P¦ PB(300X300X200)¦ F¦ D¦ PB(400X400X300)¦ PB(300X300X200)¦ D¦ (22)CPEV 5P/.65(KP)¦ (22)VCT 2.0 /2C(KP.POW)¦ G¦ G¦ G¦ (28)UTP CAT.5 25P(B4 공중전화)¦ (16)HIV1.2X2¦ (16)HIV1.2X3¦ (16)HIV1.2X4¦ (16)HIV1.2X6¦ 광복합케이블2조(통신TRAY):해외지급분¦ 여장:30M¦ UTP CAT.5 4P(16C)¦ UTP CAT.5 4P(16C)¦ CV 3.5 /2C (16C)¦ UTP CAT.5 4P(16C)¦ CV 3.5 /2C (16C)¦ (22)CV 3.5 /2C(C.POW)(철거)¦ (16)5C-2V(CCTV)¦ (28)5C-2VX4(CCTV)¦ (22)CV 3.5 /2C(C.POW)(철거)¦ (22)CV 3.5 /2C(C.POW)(철거)¦ (16)5C-2V(CCTV)¦ (28)5C-2VX4(CCTV)¦ (22)CV 3.5 /2C(C.POW)(철거)¦ (22)CV 3.5 /2C(C.POW)(철거)¦ (16)5C-2V(CCTV)¦ (28)5C-2VX4(CCTV)¦ (22)CV 3.5 /2C(C.POW)(철거)¦ (16)IV1.2X2(CL)(철거)¦ (28)UTP CAT.5 25P(9호선 매표소 -1)¦ (16)HIV1.2X3(SP)¦ (16)UTP CAT.5 4PX2(INT)¦ A¦ (16)IV1.2X2(CL)(철거)¦ (28)UTP CAT.5 25P(9호선 매표소 -1)¦ (16)HIV1.2X3(SP)¦ (16)UTP CAT.5 4PX2(INT)¦ B¦ (16)IV1.2X2(CL)(철거)¦ (28)UTP CAT.5 25P(9호선 매표소 -1)¦ (16)HIV1.2X3(SP)¦ (16)UTP CAT.5 4PX2(INT)¦ (36)CV3.5 /2CX2(TDI POW)¦ (22)UTP CAT.5 4PX4(TDI 정보)¦ (36)OFMM 12COREX2(TDI 정보)¦ HIV 3.5 (TDI 접지)¦ C¦ (16)IV1.2X2(CL)(철거)¦ (28)UTP CAT.5 25P(9호선 매표소 B4-1)¦ (16)HIV1.2X3(SP)¦ (16)UTP CAT.5 4PX2(INT)¦ (36)CV3.5 /2CX2(TDI POW)¦ (22)UTP CAT.5 4PX4(TDI 정보)용 공관¦ HIV 3.5 (TDI 접지)¦ (36)OFMM 12COREX2(TDI 정보)용 공관¦ D¦ (16)IV1.2X2(CL)(철거)¦ (28)UTP CAT.5 25P(9호선 매표소 -1)¦ (16)HIV1.2X3(SP)¦ (16)UTP CAT.5 4PX2(INT)¦ (16)UTP CAT.5 4PX2(TDI 정보)¦ (36)CV 3.5 /2CX2(TDI POW)¦ (28)UTP CAT.5 25P(B4 공중전화)¦ E¦ (16)IV1.2X2(CL)(철거)¦ (28)UTP CAT.5 25P(9호선 매표소 B4-1)¦ (16)HIV1.2X3(SP)¦ (16)UTP CAT.5 4PX2(INT)¦ (22)VCT 2.0 /2C(KP POW)¦ (36)CV3.5 /2CX2(TDI POW)¦ (22)UTP CAT.5 4PX4(TDI 정보)용 공관¦ HIV 3.5 (TDI 접지)¦ (36)OFMM 12COREX2(TDI 정보)용 공관¦ F¦ 지하철 902정거장¦ 김포공항¦ 공항시장¦ 1/400¦ S = 1/400¦ 개화¦ 902정거장 CCTV,TDI,시계설비 지하4층 철거평면도(2/3)¦ 902정거장 CCTV,TDI,시계설비 지하4층 ¦ 철거평면도(2/3)¦ T¦ 7¦ 0¦ 0¦ 5¦ 0¦ 3¦ 4¦ 0¦ 2¦ 3¦ CCTV(기존동축활용)¦ P¦
| 1단계_정거장 - 복사본 | 1단계_정거장 - 복사본 | 032. T7003034-005 912정거장 방송설비 지하3층 신설평면도 (2_2).dwg | P¦ \A1;2,400¦ \A1;30,700¦ \A1;12,950¦ \A1;30,000¦ \A1;7,500¦ \A1;7,500¦ \A1;7,500¦ \A1;86,250¦ \A1;7,500¦ \A1;7,500¦ \A1;7,500¦ \A1;7,500¦ \A1;7,500¦ \A1;7,500¦ \A1;3,750¦ \A1;7,500¦ \A1;7,500¦ \A1;21,750¦ \A1;34,500¦ \A1;2,400¦ \A1;12,950¦ S = 1 / 400¦ 903정거장 방송설비 지하1층 신설평면도(2/2)¦ 1/400¦ 904정거장 방송설비 지하1층 신설평면도 (1/2)¦ 0¦ 0¦ 0¦ -¦ 0¦ 0¦ 0¦ 0¦ (기설활용)¦ -¦ T¦ 7¦ 0¦ 0¦ 3¦ 0¦ 3¦ 4¦ 0¦ 1¦ 6¦ : (16) HIV 1.5㎟x2조¦ NOTE¦ : (16) HIV 1.5㎟x5조¦ : (16) HIV 1.5㎟x6조¦ : (22) HIV 1.5㎟x7조¦ : (22) HIV 1.5㎟x8조¦ : (22) HIV 1.5㎟x10조¦ : (16) HIV 1.5㎟x4조¦ : (16) HIV 1.5㎟x3조¦ KEY PLAN¦ MATCH LINE DWG No. "S1-TA-S12-DB-017-0"¦ X25¦ X26¦ X27¦ X28¦ X29¦ X30¦ X31¦ X32¦ X33¦ X34¦ X35¦ X36¦ Y00¦ Y02¦ Y03¦ Y06¦ Y04¦ UP¦ UP¦ PSD 기계실¦ 승강장¦ PSD 기계실¦ 승강장¦ 912 정거장¦ STA.13km796.097¦ (P12:100x100x100)¦ (P11:100x100x100)¦ UP TO 지하2층¦ HIV 1.5㎟x4조 (승강장 SP)¦ TRAY (900x150)¦ UP TO 지하2층¦ HIV 1.5㎟x4조 (승강장 SP)¦ TRAY (900x150)¦ 벽부형 3W : 2 EA¦ 천정형 5W : 22 EA¦ 912정거장 방송설비 지하3층 평면도 (2/2)¦ 지하철 912정거장¦ 신목동¦ 선유도¦ 당산¦ S = 1 / 400¦ 912정거장 방송설비 지하3층 신설평면도(2/2)¦ 1/400¦ 912정거장 방송설비 지하3층 신설평면도 (2/2)¦ (기설활용)¦ T¦ 7¦ 0¦ 0¦ 3¦ 0¦ 3¦ 4¦ 0¦ 0¦ 5¦
| 1단계_정거장 - 복사본 | 1단계_정거장 - 복사본 | 006. T1001026-002 902정거장 CIRCUIT WIRING SYSTEM DIAGRAM_철거.dwg | 개화¦ 김포공항¦ -¦ T¦ 0¦ 0¦ 0¦ 0¦ 0¦ 0¦ 0¦ 0¦ 0¦ 0¦ 902정거장 CIRCUIT WIRING SYSTEM DIAGRAM ¦ NONE¦ 902정거장 CIRCUIT WIRING SYSTEM DIAGRAM / 철거 ¦ S = NONE¦ POWER DISTRIBUTION¦ 소방외부 무선통신 보조설비¦ FM(RADIO)¦ 경찰통신 설비¦ O/F(SM)¦ UPS¦ 광화상 전송장치¦ MULTI¦ COMM¦ EQUIP¦ RACK¦ MATRIX¦ CCTV¦ AMP¦ 부 모¦ 시 계¦ 소방 내부 무선통신 보조설비¦ POWER LINE¦ HFC-22D¦ HFC-12D¦ CONSOLE¦ CCTV¦ ATVM1¦ G¦ G¦ AMP¦ A¦ GATE1¦ 1¦ B2¦ DATA LINE¦ DATA LINE¦ DATA LINE¦ DATA LINE¦ DATA LINE¦ 통 신 실¦ O/F¦ O/F¦ E¦ KEY PHONE¦ M/D¦ DATA LINE¦ DATA¦ PORTS¦ O¦ T¦ L¦ TO NEXT STATION¦ TO.KT¦ E & M¦ (VOICE)¦ SPCM¦ SUB ADM¦ TEL¦ 운전사령¦ DATA LINE¦ DATA LINE¦ DATA LINE¦ (운전)¦ (AFC)¦ (통신)¦ (방재)¦ (전력)¦ 전력사령¦ 3¦ ATVM¦ GATE¦ SMS¦ TOM¦ 3¦ B2¦ 통 신 실¦ 열차무선모니터¦ 통신사령¦ 방재사령¦ FAX¦ FAX¦ SM¦ 역 무 실¦ Mx2¦ K¦ B2¦ 운 전 취 급 실¦ B1¦ B4 PLATFORM X 8¦ B3 PLATFORM X 15¦ B3 PLATFORM X 2¦ B4 PLATFORM X 28¦ 본선터널(승강장) LCX-42D-광대역¦ 대합실(복합통신ANT)X2¦ G¦ C¦ C¦ C¦ C¦ B2 CONCOURSE X 9¦ B1 CONCOURSE X 10¦ G¦ B3 PLATFORM X 2¦ B3 PLATFORM X 75¦ B2 CONCOURSE X 26¦ B1 CONCOURSE X 48¦ G¦ C¦ C¦ C¦ C¦ G¦ KEY PHONE (3)¦ B4¦ ATVM¦ GATE¦ MP¦ TOM¦ 1¦ AMP¦ ATVM1¦ GATE1¦ B1¦ 공 조 기 계 실¦ B1¦ 3¦ B2¦ 공 조 실¦ B2¦ B3¦ B3¦ B3¦ 2¦ 3¦ 2¦ 2¦ B4 PLATFORM X 2¦ G¦ G¦ ATVM¦ GATE¦ MP¦ TOM¦ 1¦ ATVM¦ GATE¦ MP¦ TOM¦ 1¦ ATVM¦ GATE¦ MP¦ TOM¦ 2¦ ATVM¦ GATE¦ MP¦ TOM¦ 1¦ AMP¦ ATVM1¦ GATE1¦ AMP¦ ATVM1¦ GATE1¦ AMP¦ ATVM1¦ GATE1¦ AMP¦ ATVM1¦ GATE1¦ 신 호 주 재 소¦ 예 비 실¦ B1¦ 매 표 소¦ 매 표 소 1¦ 매 표 실 2¦ 예 비 실¦ B4¦ B4¦ 매 표 소 1¦ 매 표 실 2¦ KEY PHONE (2)¦ B3¦ KEY PHONE (1)¦ B3¦ B2¦ 전 기 실 (공 용)¦ E¦ O¦ T¦ L¦ 철거¦ / 철거 ¦ 통신기계실¦ 소방외부 무선통신 보조설비¦ 경찰통신설비¦ O/F(SM) FM RADIO¦ POWER DISTRIBUTION¦ O/F(SM)¦ O/F(SM)¦ UPS¦ CCTV¦ 광화상전송장치¦ MATRIX¦ RACK¦ TV 광전송장치¦ 부모시계¦ To: NEXT STATION¦ O/F(SM)¦ O/F(SM)¦ To: KT¦ M/D¦ P.A AMP¦ 배 선 반¦ 출입통제¦ 통신장치¦ IP MPLS¦ 역사백본¦ 시리얼 ¦ FXO/FXS¦ Ethernet¦ L3 Switch¦ 신설¦ O/F(SM) 인접역¦ O/F(SM) 열차무선 / DU¦ 신설¦ 열차무선 RRU¦ LTE-R¦ EQUIP¦ MULTI¦ COMM¦ FM/DMB¦ 광전송장치¦ C¦ T¦ 1¦ 0¦ 0¦ 1¦ 0¦ 2¦ 6¦ 0¦ 0¦ 2¦
| 1단계_정거장 - 복사본 | 1단계_정거장 - 복사본 | 046. T9103026-001 908(증미)역사노드 랙 배치도.dwg | 908(증미)역사노드 랙 배치도¦ NONE¦ 908(증미)역사노드 랙 배치도¦ S = NONE¦ OFD 랙¦ MDF 랙 (기설)¦ 기지국장치 랙¦ 역사노드백본 랙¦ 시리얼장치¦ MDF¦ MDF¦ MDF¦ MDF¦ MDF¦ OFD¦ OFD¦ OFD¦ OFD¦ OFD¦ PDP¦ 백본스위치¦ 백본스위치¦ 역사노드백본 랙 ¦ OJCx8¦ 시리얼장치 ¦ 기지국장치 랙 ¦ OFD 랙 ¦ MDF 랙 ¦ GND¦ OJCx4¦ OJCx4¦ UTP Cat5e 4Px2¦ HFCO 2C/4㎟¦ HFCO 2C/4㎟¦ F-GV 16㎟¦ F-GV 16㎟¦ F-GV 16㎟¦ \pi-15,l20,t20;* 예시도면이며 제조사별 구성도 다를 수 있음.¦ PDP¦ OPDP¦ \pi-15,l20,t20;* 랙 내 접지바에서 장치간 접지 연결.¦ RRU¦ 정류기¦ 908(증미)역사노드 랙 배치도¦ NONE¦ 908(증미)역사노드 랙 배치도¦ S = NONE¦ OFD 랙¦ MDF 랙¦ 기지국장치 랙¦ 스위치 랙¦ 역사노드백본 랙¦ 시리얼장치¦ PDP¦ MDF¦ MDF¦ MDF¦ MDF¦ MDF¦ OFD¦ OFD¦ OFD¦ OFD¦ OFD¦ 스위치¦ 스위치¦ 스위치¦ PDP¦ 백본스위치¦ 백본스위치¦ UPS¦ OJCx8¦ 역사노드백본 랙 ¦ 스위치 랙 ¦ 기지국장치 랙 ¦ OFD 랙 ¦ MDF 랙 ¦ GND¦ OJCx8¦ OJCx16¦ OJCx4¦ UTP Cat6 25Px2¦ UTP Cat6 25Px2¦ HFCO 2C/4㎟¦ HFCO 2C/4㎟¦ HFCO 2C/4㎟¦ F-GV 16㎟¦ F-GV 16㎟¦ F-GV 16㎟¦ F-GV 16㎟¦ F-GV 16㎟¦ F-GV 16㎟¦ \pi-15,l20,t20;* 예시도면이며 제조사별 구성도 다를 수 있음.¦ PDP¦ PDOD¦ \pi-15,l20,t20;* 랙 내 접지바에서 장치간 접지 연결.¦ RRU¦ 정류기¦ UPS¦ UTP Cat6 25Px2¦ OPDP¦ RRU 1¦ RRU 2¦ RRU 3¦ RRU 4¦ F-GV 16㎟¦ 907¦ 909¦ 908¦ T¦ 9¦ 1¦ 0¦ 3¦ 0¦ 2¦ 6¦ 0¦ 0¦ 1¦ OJCx10¦ OJCx8¦ F-GV 16㎟¦ 정류기¦ DU_A¦ PDP¦ DU_S¦ RRU¦ OPDP¦ OPDP¦ RRU 정류기¦ RRU 축전지¦
| 1단계_정거장 - 복사본 | 1단계_정거장 - 복사본 | 047. T9103066-002 910정거장 안전관리실 기기배치도 및 바닥 TRAY 설치도.dwg | \A1;2,218¦ \A1;9,641¦ \A1;5,400¦ \A1;5,400¦ \A1;2,218¦ \A1;7,423¦ \A1;9,641¦ \A1;708¦ TRAY 설치도¦ 906정거장 안전관리실 기기배치도 및 바닥¦ -¦ T¦ 0¦ 0¦ 0¦ 0¦ 0¦ 0¦ 0¦ 0¦ 0¦ 0¦ 안전관리실 각도: 3˚¦ X09¦ X10¦ Y-05¦ Y-06¦ X10¦ 안전관리실¦ \A1;1,000¦ 설비자동제어반¦ 조명제어반¦ CCTV 및 통신종합집중관리반¦ PSD 제어반¦ 종합집중관리¦ 설비 콘솔1¦ 종합집중관리¦ 설비 콘솔2¦ \A1;700¦ \A1;700¦ \A1;1,898¦ 화재탐지반¦ 행선안내¦ SMS¦ PRINTER¦ 행선안내¦ \A1;735¦ TRAY (W300xH100)¦ \pi24.66;{\C0;접지단자함}¦ \pi81.498;{\C0;UTP 50P}¦ \pi81.498;{\C0;UTP 25P}¦ \pi127.93;{\C0;L-AFC}¦ \pi17.324;{\C0;AFC GATE용}¦ (28)x3¦ (28)x6¦ (28)x6¦ Equipment Schedule¦ 1¦ 번 호¦ 장 비 명¦ 규 격 (W x D x H)¦ 행선안내¦ 1200x750x1000¦ 설비자동제어반¦ 화재탐지반¦ 조명제어반¦ CCTV 및 통신종합집중관리반¦ PSD 제어반¦ SMS¦ PRINTER¦ 종합집중관리 설비 콘솔1¦ 종합집중관리 설비 콘솔2¦ 1000x600x1600¦ 1800x600x1800¦ 864x600x2304¦ 1768x600x1600¦ 800x800x2000¦ 650x800x1000¦ 700x800x750¦ 600x600x1600¦ 600x600x1600¦ 6¦ 5¦ 4¦ 3¦ 2¦ 10¦ 9¦ 8¦ 7¦ X09¦ X10¦ Y-05¦ Y-06¦ X10¦ CCTV 및 통신¦ 종합집중관리반¦ 축척 - 2배확대¦ 안전관리실¦ \A1;1,200¦ 설비자동제어반¦ 조명제어반¦ PSD 제어반¦ 종합집중관리¦ 설비 콘솔1¦ 종합집중관리¦ 설비 콘솔2¦ \A1;600¦ \A1;700¦ \A1;1,200¦ 화재탐지반¦ 행선안내¦ SMS¦ 행선안내¦ \A1;700¦ TRAY (W300xH100)¦ \pi49.321;{\C0;접지단자함}¦ \pi163;{\C0;UTP 50P}¦ \pi163;{\C0;UTP 25P}¦ \pi255.87;{\C0;L-AFC}¦ \pi34.647;{\C0;AFC GATE용}¦ (28)x3¦ (28)x6¦ (28)x6¦ \A1;1,000¦ (LSE 2)¦ (LSE 1)¦ \A1;1,000¦ \A1;1,950¦ 910정거장 안전관리실 기기배치도 및 바닥 TRAY 설치도¦ S = 1/50¦ 1/50¦ 지하철 910정거장¦ 등촌¦ 염창¦ 신목동¦ TRAY 설치도¦ 910정거장 안전관리실 기기배치도 및 바닥¦ T¦ 9¦ 1¦ 0¦ 3¦ 0¦ 6¦ 6¦ 0¦ 0¦ 2¦ \A1;7,423¦
| 1단계_정거장 - 복사본 | 1단계_정거장 - 복사본 | 045. T9103075-001 919정거장 역사 L3스위치 인터페이스 구성도.dwg | NONE¦ 919(흑석)정거장 역사 L3 스위치 인터페이스 구성도¦ S = NONE¦ NMS¦ 시리얼 통신장치¦ 역사 L3 스위치-A¦ 역사 L3 스위치-B¦ B¦ A¦ B¦ PDP분배반¦ 전원 A¦ 전원 B¦ 10G 라인카드¦ 10G 라인카드¦ 10/ 100/ 1000Base-T¦ PDP분배반¦ 전원 A¦ 전원 B¦ 10G 라인카드¦ 10G 라인카드¦ 10/ 100/ 1000Base-T¦ 기계설비¦ CTC-1¦ VTS(대열차)¦ UPS¦ 사령전화¦ 방송설비¦ 중앙집중¦ CCTV¦ NTP¦ 교환기¦ 종합무선¦ AFC#1¦ PSD용 신호회선¦ SCADA MMI¦ 열차무선¦ 출입통제¦ PSD¦ 행선안내¦ AFC#3¦ CTC-2¦ AFC#2¦ A¦ 역사백본¦ 전송설비 과업¦ 타시스템 과업¦ 역사백본¦ -철 거-¦ 919정거장 역사 L3스위치 인터페이스 구성도¦ NONE¦ T¦ 9¦ 1¦ 0¦ 3¦ 0¦ 7¦ 5¦ 0¦ 0¦ 1¦ 919¦ 920¦ 918¦ 903¦ 902¦ 904¦
| 1단계_정거장 - 복사본 | 1단계_정거장 - 복사본 | 065. T9103038-017 여자화장실 INTERPHONE DETAIL.dwg | \A1;1,200¦ \A1;115¦ \A1;97¦ \A1;39¦ \A1;150¦ \A1;200¦ -¦ T¦ 0¦ 0¦ 0¦ 0¦ 0¦ 0¦ 0¦ 0¦ 0¦ 0¦ ¦ ¦ ¦ ¦ ¦ ¦ ¦ ¦ ¦ ¦ ¦ ¦ ¦ ¦ ¦ ¦ ¦ ¦ ¦ ¦ ¦ 호출음량¦ 통화음량¦ MIN¦ MIN¦ MAX¦ 마이크¦ 전원¦ 동작시간¦ MAX¦ 통화램프¦ 비상호출¦ 통화장치¦ CALL PHONE 주장치 (안전관리실)¦ 선택¦ 스위치¦ AMPLIFIER¦ SUPPLY¦ POWER¦ 전화기¦ CALL PHONE¦ CONTROLLER¦ &¦ AC 220V¦ (5CH)¦ CALL¦ INTER¦ UNIT¦ FACE¦ PHONE¦ 이중 천정¦ 여자화장실 - 1:1 연결¦ 장애자화장실(남) - 1:1 연결¦ 장애자화장실(여) - 1:1 연결¦ PULL BOX¦ Φ16¦ Φ16 벽매입¦ CALL PHONE (자장치)¦ Φ16¦ CALL PHONE (자장치)¦ OUTLET BOX¦ 이중 천정¦ CALL PHONE 계통도¦ 정 면 도¦ 측 면 도¦ 정 면 도¦ SUB STATION(자장치)¦ MASTER STATION(주장치)¦ 정 면 도¦ 측 면 도¦ CALL PHONE 자장치¦ 비상통화장치¦ 호출¦ 서울시메트로9호선¦ 비상통화장치¦ 호출¦ 서울시메트로9호선¦ 비상통화장치¦ 호출¦ 서울시메트로9호선¦ 비상통화장치¦ 호출¦ 서울시메트로9호선¦ 비상통화장치¦ 호출¦ 서울시메트로9호선¦ 비상통화장치¦ 호출¦ 서울시메트로9호선¦ 비상통화장치¦ 호출¦ 서울시메트로9호선¦ 여자화장실 INTERPHONE DETAIL¦ 여자화장실 INTERPHONE DETAIL¦ S = NONE¦ NONE¦ T¦ 9¦ 1¦ 0¦ 3¦ 0¦ 3¦ 8¦ 0¦ 1¦ 7¦ \A1;1,200¦ \A1;1,500¦ 공통¦
| 1단계_정거장 - 복사본 | 1단계_정거장 - 복사본 | 048. T9103066-003 918정거장 AFC설비 지하1층 장비배치도.dwg | \A1;1,200¦ \A1;1,200¦ \A1;1,800¦ \A1;7,500¦ \A1;165,000¦ \A1;7,500¦ \A1;7,500¦ \A1;7,500¦ \A1;7,500¦ \A1;7,500¦ \A1;7,500¦ \A1;7,500¦ \A1;7,500¦ \A1;7,500¦ \A1;7,500¦ \A1;7,500¦ \A1;7,500¦ \A1;7,500¦ \A1;7,500¦ \A1;7,500¦ \A1;7,500¦ \A1;5,000¦ \A1;5,000¦ \A1;5,000¦ \A1;5,000¦ \A1;5,000¦ \A1;5,000¦ \A1;5,000¦ \A1;5,000¦ \A1;5,000¦ \A1;5,000¦ \A1;5,500¦ \A1;6,500¦ \A1;6,500¦ \A1;6,500¦ \A1;5,000¦ \A1;30,150¦ \A1;11,300¦ \A1;7,550¦ \A1;11,300¦ \A1;9,600¦ \A1;13,820¦ \A1;11,760¦ \A1;25,580¦ \A1;3,550¦ \A1;4,000¦ \A1;30,000¦ \A1;100¦ \A1;800¦ \A1;1,000¦ \A1;2,300¦ \A1;800¦ \A1;600¦ \A1;800¦ \A1;1,000¦ \A1;2,250¦ \A1;800¦ \A1;600¦ \A1;600¦ \A1;600¦ \A1;600¦ \A1;600¦ \A1;900¦ \A1;1,075¦ \A1;825¦ \A1;975¦ \A1;1,270¦ \A1;150¦ \A1;600¦ \A1;600¦ \A1;600¦ \A1;600¦ \A1;1,450¦ \A1;900¦ \A1;1,075¦ \A1;825¦ \A1;975¦ \A1;1,270¦ \A1;600¦ \A1;200¦ \A1;3,240¦ \A1;3,165¦ \A1;600¦ \A1;200¦ \A1;800¦ \A1;1,000¦ \A1;1,000¦ \A1;800¦ \A1;150¦ \A1;150¦ \A1;150¦ \A1;150¦ \A1;150¦ \A1;150¦ \A1;150¦ \A1;150¦ \A1;150¦ \A1;150¦ \A1;150¦ \A1;150¦ \A1;150¦ \A1;150¦ \A1;200¦ \A1;600¦ \A1;150¦ Detail "C"¦ Detail "A"¦ Detail "B"¦ Detail "D"¦ Detail "A"¦ Detail "B"¦ Detail "C"¦ Detail "D"¦ 10형¦ 8형¦ 8형¦ 8형¦ 12형¦ 11형¦ 대합실¦ FREE AREA¦ 대합실¦ PAID AREA¦ AAM ¦ 대합실¦ PAID AREA¦ 대합실¦ FREE AREA¦ 8형¦ 8형¦ 8형¦ 6형¦ 12형¦ 11형¦ 8형¦ 8형¦ X-05¦ X-04¦ X-03¦ X-02¦ X-01¦ X00¦ X01¦ X02¦ X03¦ X04¦ X05¦ X06¦ X07¦ X08¦ X09¦ X10¦ X11¦ X12¦ X13¦ X14¦ X15¦ X16¦ X17¦ X18¦ X19¦ X20¦ X21¦ X22¦ X23¦ X24¦ X25¦ X26¦ X27¦ Y00¦ Y01¦ Y02¦ Y-01¦ Y03¦ Y03-1¦ 공조기계실-1¦ UP¦ DN¦ UP¦ UP¦ 용역원대기실¦ 이동통신기계실¦ 용역창고¦ 통신기계실¦ 안전관리실¦ 발매기실-1¦ 화 장 실¦ 편 의 점¦ 공조기계실-2¦ CO2실-1¦ 복도 -2¦ 연결통로¦ 내부계단1¦ 내부계단2¦ 내부계단3¦ 내부계단4¦ 외부출입구1¦ 복도-1¦ 외부출입구2¦ 외부출입구3¦ 발매기실-2¦ DN¦ DN¦ DN¦ OPEN¦ OPEN¦ OPEN¦ OPEN¦ 방범셔터¦ 방범셔터¦ 상부OPEN¦ 외부엘리베이터 1¦ 외부엘리베이터 3¦ 내부엘리베이터 2¦ 내부엘리베이터 1¦ UP¦ UP¦ 정거장 중심¦ Sta.20K 200.000¦ CO2실-2¦ 대합실¦ 발매기실-1¦ 발매기실-2¦ AAM ¦ AAM ¦ AAM ¦ 구 분¦ 당 초¦ 변 경¦ 6형¦ 8형¦ 10형¦ 6/12형¦ 10/11형¦ 11형¦ 12형¦ 2¦ 2¦ 6¦ 8¦ 2¦ 2¦ -¦ -¦ 2¦ -¦ 2¦ 2¦ -¦ 2¦ 6형¦ 10형¦ 918정거장 AFC설비 지하1층 장비배치도¦ 918정거장 AFC설비 지하1층 장비배치도¦ S = 1 / 600¦ S = 1 / 600¦ 1/600¦ 지하철 918정거장¦ 노량진¦ 노들¦ 중앙대입구¦ T¦ 9¦ 1¦ 0¦ 3¦ 0¦ 6¦ 6¦ 0¦ 0¦ 3¦ \A1;1,800¦
| 1단계_정거장 - 복사본 | 1단계_정거장 - 복사본 | 025. T7001034-008 905정거장 전화설비 철거평면도 지하2층(2_2).dwg | KEY PLAN¦ INT¦ \A1;81200¦ \A1;7880¦ \A1;8000¦ \A1;8000¦ \A1;7880¦ \A1;31760¦ \A1;7500¦ \A1;7500¦ \A1;7500¦ \A1;7500¦ \A1;7500¦ \A1;7500¦ \A1;7500¦ \A1;7500¦ \A1;7500¦ \A1;6850¦ \A1;6850¦ MATCH LINE DWG No. "S1-TA-S05-DB-011-1.dwg"¦ 정차열차¦ UP¦ UP¦ UP¦ UP¦ UP¦ UP¦ UP¦ UP¦ 승 강 장¦ PSD 기계실¦ PSD 기계실¦ 승 강 장¦ 창 고¦ X16¦ X17¦ X18¦ X19¦ X20¦ X21¦ X22¦ X23¦ X12¦ X13¦ X14¦ X15¦ 창 고¦ Y00¦ Y01¦ Y02¦ Y03¦ Y04¦ (16)UTP Cat.5E 4Px2조 (승강장 INT) ¦ (22)UTP Cat.5E 4Px3조 (승강장 공중전화) ¦ UTP Cat.5E 4Px3조 (승강장 INT) ¦ UTP Cat.5E 4Px3조 (승강장 공중전화) ¦ TRAY (600x150)¦ UP TO 지하1층¦ UTP Cat.5E 4Px3조 (승강장 INT) ¦ UTP Cat.5E 4Px3조 (승강장 공중전화) ¦ TRAY (600x150)¦ UP TO 지하1층¦ (16)UTP Cat.5E 4Px1조 (승강장 INT) ¦ (16)UTP Cat.5E 4Px1조 (승강장 INT) ¦ (P25:300x300x200)¦ (P26:600x600x300)¦ (P27:400x400x200)¦ (P28:300x300x200)¦ (P30:400x400x200)¦ (P29:600x600x300)¦ DOWN TO 승강장 PIT¦ (16)UTP Cat.5E 4Px2조 (승강장 INT) ¦ (22)UTP Cat.5E 4Px3조 (승강장 공중전화) ¦ (16)UTP Cat.5E 4Px2조 (승강장 INT) ¦ (22)UTP Cat.5E 4Px3조 (승강장 공중전화) ¦ (16)UTP Cat.5E 4Px2조 (승강장 INT) ¦ (22)UTP Cat.5E 4Px3조 (승강장 공중전화) ¦ 지하철 905정거장¦ 신방화¦ 마곡나루¦ 양천향교¦ 1/400¦ 905정거장 전화설비 지하2층 철거평면도 (2/2)¦ S = 1 / 400¦ 905정거장 전화설비 지하1층 철거평면도(2/2)¦ T¦ 7¦ 0¦ 0¦ 1¦ 0¦ 3¦ 4¦ 0¦ 0¦ 8¦ (기설활용)¦ P¦
| 1단계_정거장 - 복사본 | 1단계_정거장 - 복사본 | 034. T7005034-006 901정거장 CCTV,TDI,시계설비 지상1층 철거평면도 (2_2).dwg | \A1;25,000¦ \A1;5,000¦ \A1;10,000¦ \A1;10,000¦ \A1;10,000¦ \A1;8,000¦ \A1;8,000¦ \A1;6,980¦ \A1;5,200¦ \A1;26,000¦ \A1;9,060¦ \A1;10,580¦ \A1;6,360¦ \A1;8,000¦ \A1;8,000¦ \A1;8,000¦ \A1;8,000¦ \A1;8,000¦ \A1;8,000¦ \A1;8,000¦ \A1;8,000¦ \A1;8,000¦ \A1;90,200¦ \A1;7,800¦ \A1;3,200¦ \A1;5,000¦ \A1;7,800¦ \A1;3,200¦ \A1;5,000¦ \A1;200¦ \A1;200¦ \A1;4,000¦ \A1;4,000¦ \A1;4,000¦ \A1;4,000¦ \A1;4,000¦ \A1;4,000¦ \A1;4,000¦ \A1;4,000¦ \A1;4,000¦ \A1;4,000¦ \A1;4,000¦ \A1;3,800¦ \A1;6,000¦ \A1;4,500¦ \A1;12,200¦ vmh¦ KEY PLAN¦ MATCH LINE DWG No. "S1-TA-S01-DB-017-0"¦ DN¦ UP¦ DN¦ SLOPE¦ ELE-4¦ (16) ECX 5C-2Vx1조 (CA POWER)¦ UP TO 2층¦ (16) ECX 5C-2Vx1조 (CAMERA)(기존활용)¦ Y00¦ Y01¦ Y02¦ Y03¦ Y04¦ X14¦ X15¦ X16¦ X17¦ X18¦ X19¦ X20¦ X21¦ X22¦ X23¦ 정거장¦ 승강장¦ Y01a¦ 승강장¦ UP¦ UP¦ 복 도¦ 비품창고¦ 휴게공간¦ 방범셔터설치¦ 내부계단 1¦ UP¦ 물탱크실¦ 지정형 휀스선¦ DN¦ UP¦ UP¦ 내부계단 2¦ 내부E/V¦ 창 고¦ 방범 셔터 설치¦ 부 출입구¦ 상부 캐노피¦ DN¦ SST PIPE¦ Φ-100X100X3.2T¦ 방청/ 조합페인트3회¦ 상부 벽체선¦ X12¦ X13¦ UP¦ UP¦ UP¦ 홀¦ 주 출입구¦ 방범셔터설치¦ 상부 연결통로선¦ 상부 벽체선¦ DN¦ 지정형 휀스선¦ DN¦ DN¦ UP¦ DN¦ SLOPE¦ X23¦ X24¦ X25¦ 캐노피형 자전거 보관소(30대)¦ DN¦ DN¦ TRAY (900x150)¦ UP TO 지상 2층¦ ELE-3¦ (16) ECX 5C-2Vx1조 (CAMERA)(기존활용)¦ UP TO 2층¦ (16) ECX 5C-2Vx1조 (CAMERA)(기존활용)¦ FR-CV 3C/4.0㎟x4조 (TDI POWER)¦ UL 2919-AMESB 24AWG 4Px4조 (TDI)¦ UTP Cat.5E 4Px8조 (TDI)¦ ECX 5C-2Vx4조 (CAMERA)(기존활용)¦ (54) FR-CV 3C/4.0㎟x4조 (TDI POWER)¦ (36) UL 2919-AMESB 24AWG 4Px4조 (TDI)¦ (28)x4 OF-MM-12Core(난연)x1조x4 (TDI)¦ (28) ECX 5C-2Vx4조 (CAMERA)(기존활용)¦ TRAY (900x150)¦ DOWN TO 승강장 하부¦ A¦ (36) UTP Cat.5E 4Px8조 (TDI)¦ OF-MM-12Core(난연)x4조 (TDI)¦ F-CV 3C/2.5㎟x1조 (공간화상)(철거)¦ OF-SM-8Cx1조 (공간화상)(철거)¦ 본선 TRAY 이용¦ F-CV 3C/2.5㎟x1조 (공간화상)(철거)¦ OF-SM-4Cx1조 (공간화상)(철거)¦ F-CV 3C/2.5㎟x2조 (공간화상)(철거)¦ OF-SM-4Cx1조 (공간화상)(철거)¦ F-CV 3C/2.5㎟x2조 (공간화상)(철거)¦ OF-SM-8Cx1조 (공간화상)(철거)¦ OF-SM-4Cx1조 (공간화상)(철거)¦ OF-SM-8Cx1조 (공간화상)(철거)¦ A¦ ECX 5C-2Vx4조 (CAMERA)(기존활용)¦ TRAY (200x100)¦ FR-CV 3C/4.0㎟x4조 (TDI POWER)¦ UL 2919-AMESB 24AWG 4Px4조 (TDI)¦ UTP Cat.5E 4Px8조 (TDI)¦ OF-MM-12Core(난연)x4조 (TDI)¦ B¦ B¦ C¦ C¦ vmh¦ 본선 TRAY 이용¦ F-CV 3C/2.5㎟x1조 (공간화상)(철거)¦ OF-SM-4Cx1조 (공간화상)(철거)¦ NOTE¦ 1. 광케이블, 전원/접지케이블 (OF-SM-4Core, CV 3C/2.5㎟)¦ 3. 승강장 ANT설치위치: 열차 진행방향 정거장 시종점부에 설치¦ 2. 광케이블, 전원/접지케이블 (OF-SM-8Core, CV 3C/2.5㎟)¦ 임대상가¦ 임대상가¦ 임대상가¦ 임대상가¦ 임대상가¦ (철거)¦ (철거)¦ 지하철 901정거장¦ 개화¦ 김포공항¦ 1/400¦ S = 1 / 400¦ 901정거장 CCTV,TDI,시계설비 지상1층 철거평면도(2/2)¦ 901정거장 CCTV,TDI,시계설비 지상1층¦ 철거평면도(2/2)¦ T¦ 7¦ 0¦ 0¦ 5¦ 0¦ 3¦ 4¦ 0¦ 0¦ 6¦ CCTV(기존동축활용)¦ P¦
| 1단계_정거장 - 복사본 | 1단계_정거장 - 복사본 | 021. T7001034-003 종합관리 및 복지후생동 구내통신설비 지상1층 신설평면도.dwg | T¦ 광HUB¦ IDF¦ CCTV¦ 모니터¦ CCTV¦ \A1;7,700¦ \A1;67,100¦ \A1;6,600¦ \A1;6,600¦ \A1;6,600¦ \A1;6,600¦ \A1;6,600¦ \A1;6,600¦ \A1;6,600¦ \A1;6,600¦ \A1;6,600¦ \A1;2,100¦ \A1;10,800¦ \A1;7,500¦ \A1;27,900¦ \A1;3,200¦ \A1;3,400¦ \A1;3,200¦ \A1;3,400¦ \A1;2,100¦ \A1;7,500¦ \A1;2,000¦ \A1;3,400¦ \A1;3,500¦ \A1;1,800¦ \A1;5,700¦ \A1;3,300¦ \A1;3,300¦ \A1;3,600¦ \A1;3,000¦ \A1;3,400¦ \A1;1,200¦ \A1;2,700¦ KT¦ KP¦ 6D¦ 주출입구¦ DN¦ DN¦ UP¦ 안내¦ 무대¦ DECK¦ SUN KEN¦ DN¦ UP¦ CL.¦ DECK¦ 상부OPEN¦ 하부 장비반입구¦ 하부 D.A¦ 하부 D.A¦ 장애우¦ 장애우¦ AD¦ 탕비실¦ 하부 D.A¦ 하부 D.A¦ P¦ D¦ P¦ D¦ A¦ D¦ C¦ H¦ 17인승¦ 17인승¦ 장애우겸용¦ 화장실(남)¦ 화장실(여)¦ 계단실-2¦ 계단실-1¦ 강당¦ HALL¦ 휴게공간¦ 강사¦ 노조사무실¦ 예비군대대¦ 용역사무실¦ 양호실¦ 무기고¦ 홍보전시실¦ 공조실¦ 휴게실¦ 방풍실¦ 준비실¦ 당직실¦ 영사실¦ BANK¦ 팬코일커버¦ 창고¦ DN¦ 하부 D.A¦ 하부 D.A¦ DECK¦ DN¦ SLOPE¦ 하부¦ 17인승¦ NOTE¦ (16) UTP Cat.5E 4Px2조¦ (22) UTP Cat.5E 4Px4조¦ ux2¦ ux4¦ (28) UTP Cat.5E 4Px6조¦ ux6¦ (22)x2 UTP Cat.5E 4Px8조¦ ux8¦ (28)x2 UTP Cat.5E 4Px10조¦ ux10¦ (28)x2 UTP Cat.5E 4Px12조¦ ux12¦ Y01¦ Y02¦ Y04¦ Y05¦ Y06¦ Y03¦ X01¦ X02¦ X03¦ X04¦ X05¦ X06¦ X07¦ X08¦ X09¦ X10¦ X11¦ (22) 5C-HFBTx2조 (TV)¦ (16) UTP Cat.5E 4Px2조 (휴게실)¦ (16) 5C-HFBTx1조 (TV)¦ x2 ¦ R¦ 창고¦ (16) 5C-HFBTx1조 (TV)¦ (16) UTP Cat.5E 4Px2조 (준비실)¦ x6 ¦ x3 ¦ x8 ¦ x6 ¦ x2 ¦ x2 ¦ (P8:200x200x100)¦ x2 ¦ 공중전화¦ UTP 25P¦ R¦ (16) 5C-HFBTx1조 (TV)¦ (16) UTP Cat.5E 4Px1조 (휴게공간)¦ (16) F-GV 4.0㎟x1조 (GND)¦ (22) UTP Cat.5E 4Px3조 (공중전화)¦ x2¦ x4¦ 150P¦ ux2¦ (22) UTP Cat.5E 4Px4조 (안내실)¦ L¦ K¦ (16) HIV 1.5㎟x4조 (CLOCK)¦ (22) 5C-HFBTx2조 (TV)¦ [IDF No.1]¦ M¦ N¦ P¦ J¦ [광24Port]¦ O¦ D¦ A¦ B¦ C¦ E¦ I¦ (16) HIV 1.5㎟x2조 (CLOCK)¦ (16) UTP Cat.5E 4Px2조 (홍보전시실)¦ (22) 5C-HFBTx2조 (TV)¦ CABLE TRAY (W:600)¦ UTP Cat.5E 4Px1조 (CAMERA)(신설)¦ HALL-2¦ Q¦ (16) UTP Cat.5E 4Px1조 (CAMERA)(신설)¦ [TB No.4]¦ HALL-1¦ (22) UTP Cat.5E 4Px4조 (무대)¦ 대기실¦ (16) UTP Cat.5E 4Px1조 (강사대기실)¦ (22) UTP Cat.5E 4Px4조 (무대)¦ F¦ 복도¦ (16) UTP Cat.5E 4Px2조 (준비실)¦ (16) UTP Cat.5E 4Px2조 (영사실)¦ (22) UTP Cat.5E 4Px3조 (공조실)¦ A¦ (28) UTP Cat.5E 4Px6조 (노조사무실)¦ UTP Cat.5E 4Px8조 (노조사무실, 공조실)¦ B¦ CABLE TRAY (W:600)¦ UTP Cat.5E 4Px4조 (영사실, 준비실, 휴게실)¦ 5C-HFBTx1조 (TV)¦ (28) UTP Cat.5E 4Px6조 (노조사무실)¦ C¦ (36) UTP Cat.5E 4Px8조 (예비군대대)¦ (22) 5C-HFBTx2조 (TV)¦ (16) HIV 1.5㎟x4조 (CLOCK)¦ UTP Cat.5E 4Px12조 (노조사무실)¦ D¦ CABLE TRAY (W:600)¦ UTP Cat.5E 4Px8조 (예비군대대)¦ 5C-HFBTx1조 (TV)¦ UTP Cat.5E 4Px6조 (영사실, 공조실, 준비실, 휴게실)¦ HIV 1.5㎟x4조 (CLOCK)¦ (16) UTP Cat.5E 4Px2조 (용역사무실)¦ E¦ (16) UTP Cat.5E 4Px2조 (양호실)¦ (22) 5C-HFBTx2조 (TV)¦ (16) HIV 1.5㎟x4조 (CLOCK)¦ UTP Cat.5E 4Px12조 (노조사무실)¦ F¦ CABLE TRAY (W:600)¦ UTP Cat.5E 4Px8조 (예비군대대)¦ 5C-HFBTx2조 (TV)¦ UTP Cat.5E 4Px4조 (양호실, 용역사무실)¦ HIV 1.5㎟x4조 (CLOCK)¦ UTP Cat.5E 4Px6조 (영사실, 공조실, 준비실, 휴게실)¦ G¦ UP TO 지상2층 EPS실¦ CABLE TRAY (W:600)¦ SPIRAL SLEEVE(난연) 28mmx6조¦ OF-SM-46Corex2조 (본선)¦ OF-SM-8Corex3조 (검사고, 주공장, 중정비쎈타 광S/W HUB)¦ OF-SM-4Corex1조 (열차무선)¦ UTP Cat.5E 4Px2조 (CAMERA)(신설)¦ UTP Cat.5E 25Px2조x2 (전기실, 식당)¦ F/S(J.F) 0.65x25P(50%차폐)x1조 (본선)¦ F/S(J.F) 0.65x100P(50%차폐)x4조 (검사고, 주공장, 중정비쎈타, 901국선)¦ F/S(J.F) 0.65x50P(50%차폐)x1조 (모타카고)¦ F/S(J.F) 0.65x25P(50%차폐)x3조 (변전소, 경비실(정문), 경비실(후문))¦ FR-CVVSB 20C/1.5㎟x2조 (검사고, 주공장 방송)¦ MIC-SH 2C/0.75㎟x2조x2 (검사고, 주공장 방송)¦ 10C-HFBTx5조 (검사고, 주공장, 부속동, 901정거장 TV)¦ 7C-HFBTx1조 (TV AMP)¦ UTP Cat.5E 4Px2조 (출입통제)¦ UTP Cat.5E 4Px3조 (공중전화)¦ F-GV 4.0㎟x1조 (GND)¦ HIV 1.5㎟x6조 (CLOCK)¦ FR-CV 2C/4.0㎟x1조 (TV AMP POWER)¦ FR-CVVSB 2C/2.5㎟x2조 (검사고, 주공장 CLOCK)¦ FR-CVVSB 3C/2.5㎟x15조 (부속동 SP)¦ UTP Cat.5E 25Px6조 (당직실)¦ H¦ DOWN TO 지하1층 전기실¦ UTP Cat.5E 25Px1조 (감시실)¦ CABLE TRAY (W:600)¦ UTP Cat.5E 4Px2조 (출입통제)¦ UTP Cat.5E 25Px2조x2 (전기실, 식당)¦ SPIRAL SLEEVE(난연) 28mmx6조¦ UTP Cat.5E 4Px2조 (CAMERA)(신설)¦ 5C-HFBTx2조 (TV)¦ HIV 1.5㎟x4조 (CLOCK)¦ F-GV 4.0㎟x1조 (GND)¦ OF-SM-8Corex3조 (검사고, 주공장, 중정비쎈타 광S/W HUB)¦ FR-CVVSB 20C/1.5㎟x2조 (검사고, 주공장 방송)¦ MIC-SH 2C/0.75㎟x2조x2 (검사고, 주공장 방송)¦ 10C-HFBTx5조 (검사고, 주공장, 부속동, 901정거장 TV)¦ FR-CVVSB 2C/2.5㎟x2조 (검사고, 주공장 CLOCK)¦ OF-SM-4Corex1조 (열차무선)¦ F/S(J.F) 0.65x100P(50%차폐)x4조 (검사고, 주공장, 중정비쎈타, 901국선)¦ OF-SM-46Corex2조 (본선)¦ F/S(J.F) 0.65x25P(50%차폐)x1조 (본선)¦ F/S(J.F) 0.65x50P(50%차폐)x1조 (모타카고)¦ F/S(J.F) 0.65x25P(50%차폐)x3조 (변전소, 경비실(정문), 경비실(후문))¦ FR-CVVSB 3C/2.5㎟x15조 (부속동 SP)¦ I¦ UTP Cat.5E 4Px3조 (공중전화)¦ CABLE TRAY (W:600)¦ UTP Cat.5E 25Px6조 (당직실)¦ UTP Cat.5E 4Px2조 (CAMERA)(신설)¦ 5C-HFBTx1조 (TV)¦ HIV 1.5㎟x2조 (CLOCK)¦ F-GV 4.0㎟x1조 (GND)¦ OF-MM-8Corex1조 (당직실 광S/W HUB)¦ J¦ CABLE TRAY (W:600)¦ UTP Cat.5E 4Px8조 (예비군대대)¦ 5C-HFBTx2조 (TV)¦ UTP Cat.5E 4Px4조 (양호실, 용역사무실)¦ F-GV 4.0㎟x1조 (GND)¦ UTP Cat.5E 4Px6조 (영사실, 공조실, 준비실, 휴게실)¦ OF-MM-8Corex1조 (당직실 광S/W HUB)¦ UTP Cat.5E 25Px6조 (당직실)¦ UTP Cat.5E 4Px12조 (노조사무실)¦ UTP Cat.5E 4Px3조 (공중전화)¦ UTP Cat.5E 4Px2조 (CAMERA)(신설)¦ HIV 1.5㎟x2조 (CLOCK)¦ (16) HIV 1.5㎟x4조 (CLOCK)¦ K¦ (22) 5C-HFBTx2조 (TV)¦ L¦ CABLE TRAY (W:300)¦ UTP Cat.5E 4Px8조 (예비군대대)¦ UTP Cat.5E 4Px8조 (양호실, 용역사무실, 무대)¦ UTP Cat.5E 4Px6조 (영사실, 공조실, 준비실, 휴게실)¦ OF-MM-8Corex1조 (당직실 광S/W HUB)¦ UTP Cat.5E 25Px6조 (당직실)¦ UTP Cat.5E 4Px12조 (노조사무실)¦ UTP Cat.5E 4Px4조 (홍보전시실, 휴게공간, 강사대기실)¦ UTP Cat.5E 4Px2조 (CAMERA)(신설)¦ (22) FR-CVVSB 2C/1.5㎟x1조 (REMOTE CONTROL)¦ M¦ (36) UTP Cat.5E 4Px6조 (MONITOR)¦ N¦ CABLE TRAY (W:300)¦ UTP Cat.5E 4Px8조 (예비군대대)¦ UTP Cat.5E 4Px8조 (양호실, 용역사무실, 무대)¦ UTP Cat.5E 4Px6조 (영사실, 공조실, 준비실, 휴게실)¦ OF-MM-8Corex1조 (당직실 광S/W HUB)¦ UTP Cat.5E 25Px6조 (당직실)¦ UTP Cat.5E 4Px12조 (노조사무실)¦ UTP Cat.5E 4Px3조 (홍보전시실, 휴게공간)¦ UTP Cat.5E 4Px2조 (CAMERA)(신설)¦ UTP Cat.5E 4Px5조 (안내실, 강사대기실)¦ FR-CVVSB 2C/1.5㎟x1조 (REMOTE CONTROL)¦ O¦ DOWN TO 당직실¦ CABLE TRAY (W:300)¦ UTP Cat.5E 4Px8조 (예비군대대)¦ UTP Cat.5E 4Px8조 (양호실, 용역사무실, 무대)¦ UTP Cat.5E 4Px6조 (영사실, 공조실, 준비실, 휴게실)¦ OF-MM-8Corex1조 (당직실 광S/W HUB)¦ UTP Cat.5E 25Px6조 (당직실)¦ UTP Cat.5E 4Px12조 (노조사무실)¦ UTP Cat.5E 4Px3조 (홍보전시실, 휴게공간)¦ UTP Cat.5E 4Px2조 (CAMERA)(신설)¦ UTP Cat.5E 4Px5조 (안내실, 강사대기실)¦ FR-CVVSB 2C/1.5㎟x1조 (REMOTE CONTROL)¦ P¦ CABLE TRAY (W:600)¦ UTP Cat.5E 4Px3조 (공중전화)¦ F-GV 4.0㎟x1조 (GND)¦ UTP Cat.5E 4Px3조 (홍보전시실, 휴게공간)¦ UTP Cat.5E 4Px2조 (CAMERA)(신설)¦ 5C-HFBTx1조 (TV)¦ HIV 1.5㎟x2조 (CLOCK)¦ Q¦ CABLE TRAY (W:600)¦ UTP Cat.5E 4Px3조 (공중전화)¦ F-GV 4.0㎟x1조 (GND)¦ UTP Cat.5E 4Px3조 (홍보전시실, 휴게공간)¦ UTP Cat.5E 4Px1조 (CAMERA)(신설)¦ 5C-HFBTx1조 (TV)¦ HIV 1.5㎟x2조 (CLOCK)¦ (16) UTP Cat.5E 4Px1조 (CAMERA)(신설)¦ UTP Cat.5E 25Px1조 (감시실)¦ UTP Cat.5E 4Px6조 (MONITOR)¦ UTP Cat.5E 4Px6조 (MONITOR)¦ FR-CVVSB 6C/1.5㎟x2조 (변전소 출입통제)¦ FR-CVVSB 6C/1.5㎟x2조 (변전소 출입통제)¦ x3 ¦ x3 ¦ x4 ¦ x2¦ (22) 5C-HFBTx2조 (TV)¦ x2 ¦ (16) 5C-HFBTx1조 (TV)¦ OF-MM-8Corex1조 (당직실 광S/W HUB)¦ (P9:300x300x200)¦ (P7:300x300x200)¦ (P6:300x300x200)¦ FR-CV 2C/4.0㎟x3조 (TV AMP POWER)¦ FR-CV 2C/4.0㎟x3조 (TV AMP POWER)¦ 인터폰선 0.6x2Px1조 (인터폰)¦ 인터폰선 0.6x2Px1조 (인터폰)¦ 인터폰선 0.6x2Px2조 (인터폰)¦ 인터폰선 0.6x2Px2조 (인터폰)¦ 인터폰선 0.6x2Px2조 (인터폰)¦ 인터폰선 0.6x2Px2조 (인터폰)¦ [OUTLET] ¦ [OUTLET]¦ (16) 인터폰선 0.6x2Px2조 (인터폰)¦ [OUTLET]¦ (16) 인터폰선 0.6x2Px2조 (인터폰)¦ (28) FR-CV 2C/4.0㎟x1조 (TV AMP POWER)¦ (22) 7C-HFBTx1조 (TV AMP)¦ G¦ H¦ x2 ¦ x2¦ (16) 5C-HFBTx1조 (TV)¦ (22) 5C-HFBTx2조 (TV)¦ 5C-HFBTx3조 (TV)¦ 24.25.24¦ x2 ¦ x2 ¦ x2 ¦ (16) UTP Cat.5E 4Px2조 (무대)¦ 11.11¦ 10.10¦ 9.9¦ 6.6¦ 7.7¦ 3.3¦ 8.8¦ 13.13¦ 12.12¦ 2.2¦ 1.1¦ 4.5¦ 21.21¦ 22.22¦ 23.23¦ 18.18¦ 19.19¦ 20.20¦ 15.15¦ 16.16¦ 17.17¦ 14.14¦ 4.5¦ 3.3¦ 3.6.25¦ 종합관리 및 복지후생동 구내통신설비 ¦ 종합관리 및 복지후생동 구내통신설비 지상1층 신설평면도¦ S = 1/300¦ 1/300¦ 차량기지¦ 차량기지¦ 지상1층 신설평면도¦ T¦ 7¦ 0¦ 0¦ 1¦ 0¦ 3¦ 4¦ 0¦ 0¦ 3¦ P¦
| 1단계_정거장 - 복사본 | 1단계_정거장 - 복사본 | 092. T7001034-035 차량기지 부속동 구내통신설비 & 방송설비 신설평면도 (변전소).dwg | P¦ \A1;6,000¦ \A1;6,000¦ \A1;6,000¦ \A1;6,000¦ \A1;6,000¦ \A1;6,000¦ \A1;6,000¦ \A1;6,000¦ \A1;48,000¦ \A1;1,500¦ \A1;1,500¦ \A1;9,000¦ \A1;9,000¦ \A1;18,000¦ \A1;7,000¦ \A1;4,000¦ \A1;7,000¦ \A1;2,000¦ \A1;2,000¦ \A1;100¦ \A1;5,300¦ \A1;1,600¦ \A1;2,000¦ \A1;1,500¦ \A1;1,500¦ \A1;1,500¦ \A1;1,500¦ \A1;1,500¦ \A1;1,500¦ \A1;1,500¦ \A1;1,500¦ \A1;1,500¦ \A1;1,500¦ \A1;1,500¦ \A1;1,500¦ \A1;1,500¦ \A1;7,500¦ \A1;6,000¦ \A1;3,000¦ \A1;3,000¦ \A1;3,000¦ \A1;3,000¦ \A1;3,000¦ \A1;3,000¦ \A1;3,000¦ H¦ C/R¦ CO2실¦ 변전실¦ 운영대기실¦ RAMP.DN¦ DN ¦ X00¦ X01¦ X02¦ X03¦ X04¦ X05¦ X06¦ X07¦ X08¦ Y02¦ Y01¦ Y00¦ F/S (JF) 0.65x25P (50%차폐)x1조¦ FR-CV 3C/6.0㎟x1조 (CA POWER)(기설활용)¦ OF-MM-4Core x1조 (CAMERA)(기존활용)¦ FR-CVVSB 3C/2.5㎟x1조 (SP)¦ 수3-5 ¦ [UTP 25P]¦ [10P]¦ [OUTLET] ¦ (28) OF-MM-4Core x1조 (CAMERA)¦ (28) FR-CV 3C/6.0㎟x1조 (CA POWER)¦ (P2:200x200x100)¦ (P3:200x200x100)¦ (P4:200x200x100)¦ (28) OF-MM-4Core x1조 (CAMERA)¦ (28) FR-CV 3C/6.0㎟x1조 (CA POWER)¦ x2¦ Ux2¦ (P1:200x200x100)¦ : (16) HIV 1.5㎟x2조¦ NOTE¦ : (16) HIV 1.5㎟x4조¦ : (16) HIV 1.5㎟x3조¦ (28) OF-MM-4Core x1조 (CAMERA)¦ (28) FR-CV 3C/6.0㎟x1조 (CA POWER)¦ FR-CVVS 6C/1.25㎟x2조 (변전소 출입통제)¦ COD 100mmx1조 (28mmx4조)¦ FC 50mmx1조¦ FC 100mmx1조 (SPARE)¦ FR-CVVSB 3C/2.5㎟x1조 (SP)¦ F/S (JF) 0.65x25P (50%차폐)x1조¦ F/S (JF) 0.65x25P (50%차폐)x1조¦ FR-CV 3C/6.0㎟x1조 (CA POWER)¦ OF-MM-4Core x1조 (CAMERA)¦ FR-CVVSB 3C/2.5㎟x1조 (SP)¦ FR-CVVS 6C/1.25㎟x2조 (변전소 출입통제)¦ COD 100mmx1조 (28mmx4조)¦ COD 100mmx1조 (28mmx4조)¦ FC 50mmx1조¦ FC 100mmx1조 (SPARE)¦ (P2:500x500x300)¦ 5mm강철판¦ A-1¦ A-1¦ 분¦ 전¦ 반¦ 수3-5 ¦ 접지선 여장 5m¦ 1.2¦ (28) FR-CV 3C/6.0㎟x1조 (CA POWER)¦ (22) ECX 5C-2Vx1조 (CAMERA)¦ (28) OF-MM-4Core x1조 (CAMERA)¦ (16) HIV 1.5㎟x2조 (SP)¦ (500x600x200)¦ (변전소)¦ 차량기지 부속동 구내통신설비 신설평면도 (변전소)¦ S = 1/200¦ 1/200¦ 차량기지¦ 차량기지¦ 차량기지 부속동 구내통신설비 신설평면도¦ T¦ 7¦ 0¦ 0¦ 1¦ 0¦ 3¦ 4¦ 0¦ 3¦ 5¦
| 1단계_정거장 - 복사본 | 1단계_정거장 - 복사본 | 045. T9103066-004 901정거장 AFC설비 지상2층 장비배치도 (철거).dwg | \A1;1,200¦ \A1;1,200¦ \A1;1,400¦ \A1;800¦ \A1;1,000¦ \A1;2,300¦ \A1;800¦ \A1;600¦ \A1;4,000¦ \A1;4,000¦ \A1;5,000¦ \A1;10,000¦ \A1;8,000¦ \A1;8,000¦ \A1;6,980¦ \A1;5,200¦ \A1;26,000¦ \A1;8,000¦ \A1;8,000¦ \A1;8,000¦ \A1;8,000¦ \A1;8,000¦ \A1;8,000¦ \A1;8,000¦ \A1;8,000¦ \A1;90,200¦ \A1;10,800¦ \A1;3,200¦ \A1;5,000¦ \A1;3,000¦ \A1;5,000¦ \A1;200¦ \A1;4,100¦ \A1;3,900¦ \A1;3,600¦ \A1;4,400¦ \A1;7,600¦ \A1;2,400¦ \A1;8,000¦ \A1;6,000¦ \A1;13,800¦ \A1;200¦ \A1;4,500¦ \A1;12,200¦ \A1;200¦ \A1;900¦ \A1;200¦ \A1;600¦ \A1;200¦ \A1;600¦ \A1;200¦ \A1;600¦ \A1;200¦ \A1;600¦ \A1;200¦ \A1;200¦ \A1;200¦ \A1;200¦ \A1;600¦ \A1;600¦ \A1;2,500¦ \A1;1,800¦ \A1;600¦ \A1;1,000¦ \A1;200¦ \A1;600¦ \A1;1,000¦ \A1;800¦ \A1;800¦ \A1;1,000¦ 8형¦ 8형¦ 6형¦ 6형¦ 8형¦ 8형¦ 8형¦ 12형¦ Detail "B"¦ 대합실¦ FREE AREA¦ 대합실¦ PAID AREA¦ 발매기실¦ 10형¦ Detail "A"¦ X14¦ X15¦ X16¦ X17¦ X18¦ X19¦ X20¦ X21¦ X22¦ Y00¦ Y01¦ Y02¦ Y03¦ Y04¦ 전기창고¦ 전기작업실¦ 통신작업실¦ 통신창고¦ 전 기 실¦ 신호작업실¦ 신호창고¦ 여실승기관사¦ (승무대기실)¦ 실승기관사¦ (승무대기실)¦ 통신기계실¦ 운영기관사¦ 편의점¦ 발매기실¦ 비상발전기실¦ CO2 실¦ 용역원대기실¦ 안전 관리실¦ 대 합 실¦ 복 도¦ UP¦ DN¦ UP¦ DN¦ DN¦ DN¦ DN¦ DN¦ 내부계단 1¦ 내부계단 2¦ 내부E/V¦ 화장실(남)¦ 화장실(여)¦ X22¦ 통합분소¦ 갱의실(여)¦ DN¦ DN¦ OPEN¦ S L O P E¦ S L O P E¦ %%248100 FLOOR DRAIN-2개소¦ X23¦ X24¦ X25¦ 갱의실(남)¦ ~연결통로지붕~¦ 추락방지용 난간 설치¦ Detail "A"¦ Detail "B"¦ 10/11형¦ AAM ¦ AAM ¦ 901정거장 AFC설비 지상2층 장비배치도 (철거)¦ 901정거장 AFC설비 지상2층 장비배치도 (철거)¦ S = 1 / 400¦ 1/400¦ 지하철 901정거장¦ 개화¦ 김포공항¦ T¦ 9¦ 1¦ 0¦ 3¦ 0¦ 6¦ 6¦ 4¦ 0¦ 0¦ \A1;200¦ \A1;600¦ \A1;1,800¦
| 1단계_정거장 - 복사본 | 1단계_정거장 - 복사본 | 001~003. T1001001~003 정거장 목록표,범례도, 표지,간지.dwg | (공통 상세도)¦ (906 정거장)¦ 공통¦ T¦ 1¦ 0¦ 0¦ 0¦ 0¦ 0¦ 0¦ 0¦ 0¦ 0¦ 네트워크장비 통신기기실 실장도¦ 서지보호기 상세도¦ DU 시스템 상세도¦ DU RACK 상세도¦ RRU 시스템 상세도¦ OFD 48C 상세도¦ OFD 24C 상세도¦ FDF 48C 상세도¦ 실내안테나 설치상세도¦ 옥상안테나폴[5M] 상세도¦ 옴니 안테나 상세도¦ 정류기 상세도¦ RACK 접지상세도¦ 수공 상세도[1/2]¦ 수공 상세도[2/2]¦ 수공철개 상세도¦ PIPING 상세도[1/3]¦ PIPING 상세도[2/3]¦ PIPING 상세도[3/3]¦ TERMINAL BOX 상세도¦ 접지함 상세도¦ WALL PULLBOX DETAIL¦ 여자화장실 INTERPHONE DETAIL¦ RACK 바닥고정 설치상세도¦ 광점퍼코드[OJC]상세도¦ 도면번호¦ 구 분¦ 도 면 명¦ 축 척¦ 도면번호¦ 구 분¦ 축 척¦ 도면번호¦ 구 분¦ 축 척¦ 1¦ 2¦ 도면목록표¦ NONE¦ 3¦ NONE¦ 4¦ NONE¦ 5¦ NONE¦ 6¦ 7¦ 8¦ 9¦ 10¦ 11¦ 12¦ 13¦ 14¦ 15¦ 16¦ 17¦ 18¦ 19¦ 20¦ 21¦ 22¦ 23¦ 24¦ 25¦ 26¦ 도 면 명¦ 도 면 명¦ 1/600¦ NONE¦ 도 면 목 록 표¦ NONE¦ 도 면 목 록 표¦ S = NONE¦ NONE¦ NONE¦ NONE¦ NONE¦ NONE¦ NONE¦ NONE¦ NONE¦ NONE¦ NONE¦ NONE¦ 정거장 통신설비 계통도¦ 범례도¦ 906정거장 ¦ 27¦ 28¦ 29¦ 30¦ 31¦ 32¦ 33¦ 34¦ 35¦ 36¦ 37¦ 38¦ 39¦ 40¦ 41¦ 42¦ 43¦ 44¦ 공통상세도¦ 45¦ 46¦ NONE¦ NONE¦ NONE¦ NONE¦ NONE¦ 47¦ 48¦ 49¦ 50¦ 51¦ 52¦ 53¦ 54¦ 55¦ 56¦ 57¦ 58¦ 59¦ 60¦ 61¦ 62¦ 63¦ 64¦ 65¦ 66¦ 67¦ 68¦ 69¦ 70¦ 71¦ 72¦ 73¦ 74¦ NONE¦ NONE¦ NONE¦ NONE¦ NONE¦ NONE¦ NONE¦ NONE¦ NONE¦ NONE¦ NONE¦ NONE¦ NONE¦ NONE¦ NONE¦ 심 볼¦ 명 칭¦ 비 고¦ 심 볼¦ 명 칭¦ 비 고¦ ( 36 )¦ ATT¦ 관 로 케 이 블 포 설 (신설)¦ GND¦ MGB¦ 직 매 케 이 블 포 설¦ 트 라 후 내 포 설¦ 천 장 노 출 배 관¦ 케 이 블 접 속¦ 바 닥 배 관¦ 전 선 관 규 격¦ 전 선 관 상 향¦ 전 선 관 하 향¦ 전 선 관 통 과¦ 분 전 반¦ U T P 단 자 함¦ 주 접 지 단 자 함¦ 접 지 단 자 함¦ 천 장 형 풀 박 스¦ 기 설 천 장 형 풀 박 스¦ 벽 부 형 풀 박 스¦ 아 웃 레 트 박 스¦ 인 공¦ 수 공 (신 설)¦ 모 듈 러 잭 (R J - 4 5)¦ 구 내 전 화¦ 역 간 직 통 전 화¦ 사 령 전 화¦ 키 폰 전 화 모 장 치¦ 키 폰 전 화 자 장 치¦ 인 터 폰 자 장 치¦ 모 사 전 송 장 치¦ 콜 폰¦ T V 단 자¦ 장 애 자 용 유 도 음 향 장 치¦ 증 폭 기¦ 천 장 형 스 피 커 (3 W)¦ 벽 부 형 스 피 커 (3 W)¦ 벽 부 형 스 피 커 (3 W)¦ 천 장 형 스 피 커 (5 W)¦ 벽 부 형 스 피 커 (5 W)¦ 컬 럼 형 스 피 커 (20 W)¦ 음 량 조 절 기¦ H I V 1 . 5 ㎟ x 3 조¦ 안 테 나¦ 카 메 라¦ 펜 틸 트 카 메 라¦ 열 차 행 선 안 내 게 시 기¦ 부 모 시 계¦ 자 시 계¦ 사 각 시 계¦ M¦ 방 송 단 자 함¦ P¦ P¦ KP¦ KP¦ H¦ M¦ G¦ PA AMP¦ T¦ 기 설 벽 부 형 풀 박 스¦ INT¦ H o r n 스 피 커 (30 W)¦ 4D¦ AMP¦ T V 분 배 기¦ T V 증 폭 기¦ C/R¦ ACU¦ 출 입 통 제 자 장 치¦ 출 입 통 제 주 장 치¦ 종 단 저 항¦ (200x200x100)¦ (400x500x150)¦ 심 볼¦ 명 칭¦ 비 고¦ SMS¦ ATVM¦ AAM¦ AGM¦ 자 동 발 매 기¦ 자 동 정 산 기¦ 역 단 위 전 산 기¦ 개 집 표 기¦ 케 이 블 트 레 이¦ 일 반 전 화 (국선)¦ KT¦ ATTENUATOR 포함¦ 수치규격표시¦ 수치규격표시¦ 분 배 기¦ D¦ 승 강 장 천 장 노 출 배 관¦ (36) : 수치규격표시¦ 인터폰¦ 모장치¦ 인 터 폰 모 장 치¦ MSC¦ MWS¦ 시스템박스¦ 컬 럼 형 스 피 커 (10 W)¦ INSTALLATION OF DUCT SYSTEM¦ INSTALLATION OF DIRECTBURIED CABLE¦ INSTALLATION OF TROUGH SYSTEM¦ CABLE TRAY¦ CABLE IN CONDUIT CELING EXPOSED¦ CABLE JOINT¦ CABLE IN CONDUIT FLOOR EXPOSED¦ CONDUIT SIZE¦ CONDUIT GOING UPWARD¦ CONDUIT GOING DOWNWARD¦ CONDUIT PASSING¦ POWER DISTRIBUTION BOARD¦ UTP TERMINAL BOX¦ PUBLIC ADDRESS TERMINAL BOX¦ MAIN GROUND BOX¦ EARTH TERMINAL BOX¦ CEILING PULL BOX¦ CEILING PULL BOX¦ WALL PULL BOX¦ WALL PULL BOX¦ MODULAR JACK¦ SYSTEM BOX¦ INTERIOR TELEPHONE¦ MAGNETIC TELEPHONE¦ DISPATCH TELEPHONE¦ KEYPHONE MASTER¦ KEYPHONE SLAVE¦ AUTOMATIC TELEPHONE¦ INTERPHONE MASTER¦ INTERPHONE SLAVE¦ FACSIMILE¦ CALL PHONE¦ OUTLET FOR TV¦ AMPLIFILER¦ SPEAKER (CEILING MOUNTED TYPE)¦ SPEAKER (WALL MOUNTED TYPE)¦ SPEAKER (WALL MOUNTED TYPE)¦ SPEAKER (CEILING MOUNTED TYPE)¦ SPEAKER (WALL MOUNTED TYPE)¦ SPEAKER (COLUMN MOUNTED TYPE)¦ SPEAKER (COLUMN MOUNTED TYPE)¦ SPEAKER (HORN MOUNTED TYPE)¦ ATTENUATOR¦ DISTRIBUTOR FOR TV¦ BOOSTER FOR TV¦ CAMERA FOR CCTV¦ PANTILTED CAMERA¦ DISPLAY FOR TRAIN DESTINATION INDICATION¦ REPEAT ELETRIC CLOCK¦ SLAVE ELECTRIC CLOCK (WALL MOUNTED TYPE)¦ INDEPENDENCE OUTSIDE CLOCK¦ ACCESS CONTROL UNIT¦ CARD READER¦ ANTENNA¦ DISTRIBUTOR FOR RADIO COMMUNICATION¦ DUMMY LOAD¦ STATION MONITORING SYSTEM¦ AUTOMATIC TICKET VENDING MACHINE¦ AUTOMATIC ADD FARE MACHINE¦ AUTOMATIC GATE MACHINE¦ CABLE IN CONDUIT CELING EXPOSED FOR PALTFORM¦ OUTLET BOX¦ Man Hole¦ Hand Hole¦ 토크백¦ 모장치¦ 토 크 백 모 장 치¦ TALK BACK MASTER¦ 수 공 (기 설)¦ H¦ Hand Hole¦ 관 로 케 이 블 포 설 (기설)¦ INSTALLATION OF DUCT SYSTEM¦ 콤바이너¦ c¦ COMBINER¦ 소 방 무 선 접 속 단 자 함¦ RADIO TERMINAL CONNECTION BOX FOR THE FIRE¦ 관 리 역 전 산 기¦ MANAGING STATION COMPUTER¦ 유 지 보 수 전 산 기¦ MAINTENCE WORK STATION¦ 연 선 전 화¦ WAY SIDE TELEPHONE¦ 토 크 백¦ TALK BACK¦ Vmh¦ VMT¦ 환급기¦ V M 수 신 기¦ V M 송 신 기¦ 출 입 구 및 환 승 통 로 안 내 게 시 기¦ L¦ 환 급 기¦ 범 례 도¦ NONE¦ 범 례 표¦ S = NONE¦ 서지보호기 상세도¦ OPDP 상세도¦ RRU 시스템 상세도¦ OFD 48C 상세도¦ FDF 48C 상세도¦ 실내안테나 설치상세도¦ 옴니 안테나 상세도¦ RACK 접지상세도¦ PIPING 상세도[1/3]¦ PIPING 상세도[2/3]¦ PIPING 상세도[3/3]¦ TERMINAL BOX 상세도¦ 접지함 상세도¦ WALL PULLBOX DETAIL¦ 여자화장실 INTERPHONE DETAIL¦ RACK 바닥고정 설치상세도¦ 광점퍼코드[OJC]상세도¦ 방송설비 설치 상세도¦ 천정형 P/T BRACKET 설치 상세도¦ 카메라 설치 상세도¦ 행선안내 표시기 외형도¦ 행선안내 표시기 현장 설치도¦ 출입구 및 환승통로 게시기 상세도¦ 출입통제시스템 설치 상세도¦ 종합무선중계설비 상세도¦ 발매기 설치 상세도¦ AFC PIPING DETAIL¦ AGM CHANEL BASE 설치 상세도¦ 무선통신 외부단자 및 공시청 안테나 설치 상세도¦ T1001001-001¦ T1001002-001¦ T1001004-001¦ 906정거장 CIRCUIT WIRING SYSTEM DIAGRAM / 철거¦ 906정거장 CIRCUIT WIRING SYSTEM DIAGRAM / 신설¦ 906정거장 통신기계실 & 안전관리실 CABLE WIRING DIAGRAM¦ 906정거장 종합무선중계,열차무선설비 DIAGRAM¦ 906정거장 종합무선중계설비 지하1층 평면도¦ 906(양천향교) 역사노드 랙 배치도¦ 906정거장 역사 L3스위치 인터페이스 구성도¦ 906정거장 통신기계실 기기배치도 및 바닥 TRAY 설치도¦ 1/100¦ T1001026-001¦ T1001026-002¦ T4009924-001¦ T9103026-001¦ T9103075-001¦ T9103066-001¦ T9103038-001¦ T9103038-002¦ T9103038-003¦ T9103038-004¦ T9103038-005¦ T9103038-006¦ T9103038-007¦ T9103038-008¦ T9103038-009¦ T9103038-010¦ T9103038-011¦ T9103038-012¦ T9103038-013¦ T9103038-014¦ T9103038-015¦ T9103038-016¦ T9103038-017¦ T9103038-018¦ T9103038-019¦ T9103038-020¦ T9103038-021¦ T9103038-022¦ T9103038-023¦ T9103038-024¦ T9103038-025¦ T9103038-026¦ T9103038-027¦ T9103038-028¦ T9103038-029¦ 906정거장 COMMUNICATION CABLE WIRING DIAGRAM¦ 906정거장 전화설비 지하1층 신설평면도 (1/2)¦ 906정거장 CCTV,TDI,시계설비 CABLE WIRING DIAGRAM¦ 906정거장 CCTV,TDI,시계설비 지하1층 신설평면도 (1/2)¦ 906정거장 안전관리실 기기배치도 및 바닥 TRAY 설치도¦ 906정거장 전화설비 지하1층 신설평면도 (2/2)¦ 906정거장 전화설비 지하2층 신설평면도(1/2)¦ 906정거장 전화설비 지하2층 신설평면도(2/2)¦ 906정거장 전화설비 지하1층 철거평면도 (1/2)¦ 906정거장 전화설비 지하1층 철거평면도 (2/2)¦ 906정거장 전화설비 지하2층 철거평면도(1/2)¦ 906정거장 전화설비 지하2층 철거평면도(2/2)¦ 906정거장 CCTV,TDI,시계설비 지하1층 신설평면도 (2/2)¦ 906정거장 CCTV,TDI,시계설비 지하2층 신설평면도(1/2)¦ 906정거장 CCTV,TDI,시계설비 지하2층 신설평면도(2/2)¦ 906정거장 CCTV,TDI,시계설비 지하1층 철거평면도 (1/2)¦ 906정거장 CCTV,TDI,시계설비 지하1층 철거평면도 (2/2)¦ 906정거장 CCTV,TDI,시계설비 지하2층 철거평면도(1/2)¦ 906정거장 CCTV,TDI,시계설비 지하2층 철거평면도(2/2)¦ 906정거장 방송설비 지하1층 신설평면도 (2/2)¦ 906정거장 방송설비 지하2층 신설평면도(1/2)¦ 906정거장 방송설비 지하2층 신설평면도(2/2)¦ 906정거장 방송설비 지하1층 신설평면도 (1/2)¦ 906정거장 방송설비 CABLE WIRING DIAGRAM¦ 75¦ 76¦ 77¦ T1001026-003¦ T1001026-004¦ T1001026-005¦ T1001026-006¦ T1001026-007¦ T1001026-008¦ T1001026-009¦ T1001026-010¦ T1001026-011¦ T1001026-012¦ T1001026-013¦ NONE¦ NONE¦ NONE¦ NONE¦ NONE¦ NONE¦ NONE¦ NONE¦ NONE¦ NONE¦ NONE¦ 906정거장 AFC SYSTEM DIAGRAM¦ 906정거장 AFC SYSTEM DIAGRAM / 철거¦ 906정거장 AFC CABLE WIRING DIAGRAM¦ 906정거장 AFC CABLE WIRING DIAGRAM / 철거¦ 906정거장 출입통제설비 CABLE WIRING DIAGRAM ¦ 906정거장 출입통제설비 CABLE WIRING DIAGRAM / 철거¦ T7001034-001¦ T7001034-002¦ T7001034-003¦ T7001034-004¦ T7001034-005¦ T7001034-006¦ T7001034-007¦ T7001034-008¦ T7003034-001¦ T7003034-002¦ T7003034-003¦ T7003034-004¦ T7005034-001¦ T7005034-002¦ T7005034-003¦ T7005034-004¦ T7005034-005¦ T7005034-006¦ T7005034-007¦ T7005034-008¦ 906정거장 AFC설비 지하1층 평면도¦ T5001034-001¦ 1/600¦ 906정거장 출입통제설비 지하1층 평면도 (1/2)¦ T7009934-001¦ T7009934-002¦ T7009934-003¦ T7009934-004¦ 1/400¦ 1/400¦ 1/400¦ 1/400¦ 906정거장 출입통제설비 지하1층 평면도 (2/2)¦ 906정거장 출입통제설비 지하1층 철거평면도 (1/2)¦ 906정거장 출입통제설비 지하1층 철거평면도 (2/2)¦ T9103066-002¦ T9103066-003¦ T9103066-004¦ 906정거장 AFC설비 지하1층 장비배치도¦ 906정거장 AFC설비 지하1층 장비배치도 / 철거¦ 1/600¦ 1/600¦ 1/400¦ 1/400¦ 1/400¦ 1/400¦ 1/400¦ 1/400¦ 1/400¦ 1/400¦ 1/400¦ 1/400¦ 1/400¦ 1/400¦ 1/400¦ 1/400¦ 1/400¦ 1/400¦ 1/400¦ 1/400¦ 1/400¦ 1/400¦ 1/50¦ NONE¦ T9103038-030¦ 78¦ 자시계 외형도¦ T¦ 공통¦ 1¦ 0¦ 0¦ 1¦ 0¦ 0¦ 2¦ 0¦ 0¦ 1¦ T¦ 1¦ 0¦ 0¦ 1¦ 0¦ 0¦ 3¦ 0¦ 0¦ 1¦ 서울시메트로9호선(주) 대체투자(신호 및 통신설비) 타당성조사, 기본 및 실시설계 용역¦ 실 시 설 계 도 면¦ 2019. 03. ¦ [ 통신 설비-905정거장 ]¦ (주)안세기술 컨소시엄¦ 서울시메트로 9호선(주)¦ 서울시메트로9호선(주) 대체투자(신호 및 통신설비) 타당성조사, 기본 및 실시설계 용역¦ 실 시 설 계 도 면¦ 2019. 03. ¦ [ 통신 설비-906정거장 ]¦ (주)안세기술 컨소시엄¦ 서울시메트로 9호선(주)¦
| 1단계_정거장 - 복사본 | 1단계_정거장 - 복사본 | 026. T7003034-001 918정거장 방송설비 지하1층 신설평면도 (1_2).dwg | \A1;7,500¦ \A1;108,700¦ \A1;7,500¦ \A1;7,500¦ \A1;7,500¦ \A1;7,500¦ \A1;7,500¦ \A1;7,500¦ \A1;7,500¦ \A1;7,500¦ \A1;7,500¦ \A1;7,500¦ \A1;7,500¦ \A1;3,700¦ \A1;7,500¦ \A1;7,500¦ \A1;5,500¦ \A1;6,500¦ \A1;6,500¦ \A1;6,500¦ \A1;5,000¦ \A1;30,150¦ \A1;11,300¦ \A1;7,550¦ \A1;11,300¦ \A1;9,600¦ \A1;3,550¦ \A1;4,000¦ \A1;30,000¦ \A1;100¦ 벽부형 3W : 5 EA¦ 천정형 3W : 28 EA¦ 벽부형 3W : 5 EA¦ 천정형 3W : 28 EA¦ S = 1 / 400¦ 903정거장 방송설비 지하1층 신설평면도(2/2)¦ 1/400¦ 904정거장 방송설비 지하1층 신설평면도 (1/2)¦ 0¦ 0¦ 0¦ -¦ 0¦ 0¦ 0¦ 0¦ (기설활용)¦ -¦ T¦ 7¦ 0¦ 0¦ 3¦ 0¦ 3¦ 4¦ 0¦ 1¦ 6¦ MATCH LINE DWG No. "S1-TA-S18-DB-014-0"¦ DOWN TO 지하 2층¦ B¦ TRAY (900x150)¦ HIV 1.5㎟x4조 (승강장 SP)¦ D¦ (16) HIV 1.5㎟x4조 (승강장 SP)¦ (16) UTP Cat.5E 4Px1조 (화재탐지용)¦ E¦ (16) UTP Cat.5E 4Px1조 (화재탐지용)¦ (16) HIV 1.5㎟x4조 (승강장 SP)¦ C¦ : (16) HIV 1.5㎟x2조¦ NOTE¦ : (16) HIV 1.5㎟x5조¦ : (16) HIV 1.5㎟x6조¦ : (22) HIV 1.5㎟x7조¦ : (22) HIV 1.5㎟x8조¦ : (22) HIV 1.5㎟x10조¦ : (16) HIV 1.5㎟x4조¦ : (16) HIV 1.5㎟x3조¦ A¦ (16) UTP Cat.5E 4Px1조 (화재탐지용)¦ (22) HIV 1.5㎟x8조 (승강장 SP)¦ KEY PLAN¦ X-05¦ X-04¦ X-03¦ X-02¦ X-01¦ X00¦ X01¦ X02¦ X03¦ X04¦ X05¦ X06¦ X07¦ X08¦ X09¦ X10¦ X11¦ X12¦ X13¦ X14¦ Y00¦ Y01¦ Y02¦ Y-01¦ Y03¦ Y03-1¦ 공조기계실-1¦ DN¦ UP¦ 용역원대기실¦ 이동통신기계실¦ 용역창고¦ 통신기계실¦ 안전관리실¦ 발매기실-1¦ 대합실¦ 화 장 실¦ 편 의 점¦ 내부계단1¦ 내부계단2¦ 내부계단3¦ 내부계단4¦ 외부출입구1¦ 복도-1¦ 외부출입구3¦ 발매기실-2¦ DN¦ DN¦ DN¦ OPEN¦ OPEN¦ OPEN¦ OPEN¦ 방범셔터¦ 상부OPEN¦ 외부엘리베이터 1¦ 외부엘리베이터 3¦ 내부엘리베이터 2¦ 내부엘리베이터 1¦ UP¦ 정거장 중심¦ Sta.20K 200.000¦ HIV 1.5㎟x4조 (승강장 SP)¦ TRAY (900x150)¦ DOWN TO 지하 2층¦ UTP Cat.5E 4Px1조 (화재탐지용)¦ UL 2464-AMESB 24AWG 16Cx1조 (PA)¦ TRAY (600x150)¦ DOWN TO 안전관리실 ACCESS FLOOR¦ B¦ D¦ C¦ E¦ 방송단자함¦ [10P]¦ (P1:200x200x100)¦ (P2:200x200x100)¦ (P3:200x200x100)¦ (P4:200x200x100)¦ (P5:100x100x100)¦ E¦ A¦ (22) UL 2464-AMESB 24AWG 16Cx2조 (PA)¦ (22) UL 2464-AMESB 24AWG 4Cx1조 (PA)¦ (16) CPEV 0.9/5Px1조 (PA)¦ (22) UL 2464-AMESB 24AWG 16Cx2조 (PA)¦ (22) UL 2464-AMESB 24AWG 4Cx1조 (PA)¦ (16) CPEV 0.9/5Px1조 (PA)¦ (22) UL 2464-AMESB 24AWG 16Cx2조 (PA)¦ (22) UL 2464-AMESB 24AWG 4Cx1조 (PA)¦ (16) CPEV 0.9/5Px1조 (PA)¦ UL 2464-AMESB 24AWG 4Cx1조 (PA)¦ CPEV 0.9/5Px1조 (PA)¦ (16) UTP Cat.5E 4Px1조 (자동방송, 근접화재)¦ (16) UTP Cat.5E 4Px1조 (자동방송, 근접화재)¦ (16) UTP Cat.5E 4Px1조 (자동방송, 근접화재)¦ UTP Cat.5E 4Px1조 (자동방송, 근접화재)¦ 벽부형 스피커 이동¦ 임대상가¦ 벽부형 3W : 2 EA¦ 천정형 3W : 55 EA¦ 지하철 918정거장¦ 노량진¦ 노들¦ 중앙대입구¦ S = 1 / 400¦ 918정거장 방송설비 지하1층 신설평면도(1/2)¦ 1/400¦ 918정거장 방송설비 지하1층 신설평면도 (1/2)¦ (기설활용)¦ T¦ 7¦ 0¦ 0¦ 3¦ 0¦ 3¦ 4¦ 0¦ 0¦ 1¦ P¦
| 1단계_정거장 - 복사본 | 1단계_정거장 - 복사본 | 014. T1001026-010 919정거장 AFC CABLE WIRING DIAGRAM (철거).dwg | D/I MUX (ROUTER)¦ (통신기계실)¦ 분전반 (전기시설분)¦ (안전관리실)¦ AFC 접지단자함¦ (안전관리실)¦ DPC BOX¦ 인터콤 모장치¦ SMS (S/W HUB)¦ (안전관리실)¦ 통로 안내표시기 (AIS)¦ 주제어장치 (안전관리실)¦ EM GATE¦ CONTROL BOX¦ 통로안내표시기 (AIM)¦ AGM 6형 (No.1)¦ AGM 8형 (No.2)¦ AGM 8형 (No.3)¦ AGM 8형 (No.5)¦ AGM 10형 (No.6) (HUB)¦ AGM 11형 (No.7)¦ AGM 12형 (No.8)¦ ATVM (No.1~2)¦ 환급기 (No.1)¦ STP Cat.5E 4Px1조¦ CPEV 0.9/5Px1조¦ F-GV 4.0㎟x2조¦ F-GV 4.0㎟x1조¦ F-GV 4.0㎟x1조¦ FR-CV 2C/4.0㎟x1조¦ EM. GATE (No.1) (개폐장치)¦ STP Cat.5E 4Px2조¦ FR-CVVS 4C/2.5㎟x1조¦ 접지단자함¦ F-GV 50㎟x1조 (통신시공분)¦ FR-CV 3C/4.0㎟x2조¦ FR-CV 3C/4.0㎟x1조¦ FR-CV 3C/4.0㎟x1조¦ FR-CV 3C/4.0㎟x1조¦ FR-CV 3C/4.0㎟x1조¦ FR-CV 3C/4.0㎟x1조¦ STP Cat.5E 4Px1조¦ CPEV 0.65/5Px1조 (INT)¦ CPEV 0.65/5Px1조 (INT)¦ AAM (No.1)¦ STP Cat.5E 4Px1조¦ F-GV 4.0㎟x1조¦ FR-CV 3C/4.0㎟x1조¦ FR-CV 3C/4.0㎟x2조¦ (안전관리실)¦ (안전관리실)¦ CROSS AISLE CABLE¦ CROSS AISLE CABLE¦ CROSS AISLE CABLE¦ CROSS AISLE CABLE¦ (승강장)¦ FR-CV 3C/4.0㎟x1조¦ AGM 8형 (No.4)¦ CROSS AISLE CABLE¦ CROSS AISLE CABLE¦ F-GV 4.0㎟x1조¦ STP Cat.5E 4Px1조¦ UTP Cat.5E 4Px1조¦ STP Cat.5E 4Px1조¦ STP Cat.5E 4Px1조¦ STP Cat.5E 4Px1조¦ STP Cat.5E 4Px1조¦ STP Cat.5E 4Px1조¦ STP Cat.5E 4Px1조¦ STP Cat.5E 4Px1조¦ UTP Cat.5E 4Px2조¦ OF-SM-2Cx1조¦ 화재수신반¦ STP Cat.5E 4Px1조¦ F-GV 4.0㎟x1조¦ CPEV 0.65/5Px1조 (INT)¦ FR-CV 3C/4.0㎟x1조¦ STP Cat.5E 4Px1조¦ 919정거장 AFC CABLE WIRING DIAGRAM (철거)¦ 919정거장 AFC CABLE WIRING DIAGRAM (철거)¦ S = NONE¦ NONE¦ 지하철 919정거장¦ 노들¦ 중앙대입구¦ 동작¦ 0¦ 0¦ 1¦ T¦ 1¦ 0¦ 0¦ 1¦ 0¦ 2¦ 6¦
| 1단계_정거장 - 복사본 | 1단계_정거장 - 복사본 | 073. T9103038-026 출입통제시스템 설치 상세도.dwg | \A1;1,500¦ \A1;1,500¦ \A1;1,500¦ -¦ T¦ 0¦ 0¦ 0¦ 0¦ 0¦ 0¦ 0¦ 0¦ 0¦ 0¦ 공통¦ 종 합 사 령 실 ¦ 경보표시기¦ 출입 제어용 COMPUTER¦ 통 신 기 계 실¦ ACU¦ 전기실¦ <적용기기>¦ 변전실¦ <적용기기>¦ 통신기계실¦ <적용기기>¦ 발매기실¦ <적용기기>¦ UTP Cat.5E 4P¦ HID¦ CEILING¦ 고정문¦ ACTIVE DOOR¦ 외부¦ 내부¦ 출입통제 계통도¦ 단면 상세도¦ 설치 상세도 (안전관리실)¦ CARD READER¦ SWITCH BOX¦ OUTLET BOX¦ CARD READER¦ MAGNETIC LOCK¦ OUTLET BOX¦ 전송망¦ ELECTRO-MAGNETIC LOCK¦ CARD READER¦ ELECTRO-MAGNETIC LOCK¦ CARD READER¦ ELECTRO-MAGNETIC LOCK¦ CARD READER¦ ELECTRO-MAGNETIC LOCK¦ CARD READER¦ UTP Cat.5E 4Px2조¦ UTP Cat.5E 4Px2조¦ UTP Cat.5E 4Px2조¦ UTP Cat.5E 4Px2조¦ UTP Cat.5E 4Px2조¦ 안전관리실¦ 모 니 터¦ HID¦ CEILING¦ 고정문¦ ACTIVE DOOR¦ 설치 상세도 (통신기계실, 변전실, 전기실)¦ CARD READER¦ MAGNETIC LOCK¦ OUTLET BOX¦ HID¦ CEILING¦ 설치 상세도 (발매기실)¦ CARD READER¦ MAGNETIC LOCK¦ OUTLET BOX¦ ELECTRO-MAGNETIC LOCK¦ <적용기기>¦ CARD READER¦ EXIT BUTTON¦ 안전관리실¦ EXIT BUTTON¦ PUSH ¦ 출입통제시스템 설치 상세도¦ 출입통제시스템 설치 상세도¦ S = NONE¦ NONE¦ T¦ 9¦ 1¦ 0¦ 3¦ 0¦ 3¦ 8¦ 0¦ 2¦ 6¦
| 1단계_정거장 - 복사본 | 1단계_정거장 - 복사본 | 073. T9103038-022 출입통제시스템 설치 상세도.dwg | \A1;1,500¦ \A1;1,500¦ \A1;1,500¦ -¦ T¦ 0¦ 0¦ 0¦ 0¦ 0¦ 0¦ 0¦ 0¦ 0¦ 0¦ 공통¦ 종 합 사 령 실 ¦ 경보표시기¦ 출입 제어용 COMPUTER¦ 통 신 기 계 실¦ ACU¦ 전기실¦ <적용기기>¦ 변전실¦ <적용기기>¦ 통신기계실¦ <적용기기>¦ 발매기실¦ <적용기기>¦ UTP Cat.5E 4P¦ HID¦ CEILING¦ 고정문¦ ACTIVE DOOR¦ 외부¦ 내부¦ 출입통제 계통도¦ 단면 상세도¦ 설치 상세도 (안전관리실)¦ CARD READER¦ SWITCH BOX¦ OUTLET BOX¦ CARD READER¦ MAGNETIC LOCK¦ OUTLET BOX¦ 전송망¦ ELECTRO-MAGNETIC LOCK¦ CARD READER¦ ELECTRO-MAGNETIC LOCK¦ CARD READER¦ ELECTRO-MAGNETIC LOCK¦ CARD READER¦ ELECTRO-MAGNETIC LOCK¦ CARD READER¦ UTP Cat.5E 4Px2조¦ UTP Cat.5E 4Px2조¦ UTP Cat.5E 4Px2조¦ UTP Cat.5E 4Px2조¦ UTP Cat.5E 4Px2조¦ 안전관리실¦ 모 니 터¦ HID¦ CEILING¦ 고정문¦ ACTIVE DOOR¦ 설치 상세도 (통신기계실, 변전실, 전기실)¦ CARD READER¦ MAGNETIC LOCK¦ OUTLET BOX¦ HID¦ CEILING¦ 설치 상세도 (발매기실)¦ CARD READER¦ MAGNETIC LOCK¦ OUTLET BOX¦ ELECTRO-MAGNETIC LOCK¦ <적용기기>¦ CARD READER¦ EXIT BUTTON¦ 안전관리실¦ EXIT BUTTON¦ PUSH ¦ 출입통제시스템 설치 상세도¦ 출입통제시스템 설치 상세도¦ S = NONE¦ NONE¦ T¦ 9¦ 1¦ 0¦ 3¦ 0¦ 3¦ 8¦ 0¦ 2¦ 2¦
| 1단계_정거장 - 복사본 | 1단계_정거장 - 복사본 | 037. T7005034-008 908정거장 CCTV,TDI,시계설비 지하3층 철거평면도 (2_2).dwg | P¦ \A1;1,100¦ \A1;700¦ \A1;700¦ \A1;1,100¦ \A1;22,500¦ \A1;22,500¦ \A1;26,250¦ \A1;3,750¦ \A1;7,500¦ \A1;7,500¦ \A1;7,500¦ \A1;7,500¦ \A1;7,500¦ \A1;7,500¦ \A1;7,500¦ \A1;7,500¦ \A1;7,500¦ \A1;71,250¦ \A1;22,700¦ \A1;2,400¦ \A1;7,150¦ \A1;2,400¦ C¦ (28) ECX 5C-2Vx3조 (CAMERA)(기존활용)¦ (28)x2 OF-MM-12Core(난연)x1조x2 (TDI)¦ (28) UL 2919-AMESB 24AWG 4Px2조 (TDI)¦ (36) FR-CV 3C/4.0㎟x2조 (TDI POWER)¦ D¦ (28) ECX 5C-2Vx3조 (CAMERA)(기존활용)¦ (28) OF-MM-12Core(난연)x1조 (TDI¦ (16) UL 2919-AMESB 24AWG 4Px1조 (TDI)¦ (28) FR-CV 3C/4.0㎟x1조 (TDI POWER)¦ A¦ (28) ECX 5C-2Vx3조 (CAMERA)(기존활용)¦ (28)x2 OF-MM-12Core(난연)x1조x2 (TDI)¦ (28) UL 2919-AMESB 24AWG 4Px2조 (TDI)¦ (36) FR-CV 3C/4.0㎟x2조 (TDI POWER)¦ B¦ (28) ECX 5C-2Vx3조 (CAMERA)(기존활용)¦ (28)x2 OF-MM-12Core(난연)x1조x2 (TDI)¦ (16) UL 2919-AMESB 24AWG 4Px1조 (TDI)¦ (28) FR-CV 3C/4.0㎟x1조 (TDI POWER)¦ MATCH LINE DWG No. "S1-TA-S08-DB-019-0"¦ FR-CV 3C/4.0㎟x2조 (TDI POWER)¦ KEY PLAN¦ \A1;7,150¦ 0-0¦ 0-0¦ 0-0¦ 0-0¦ 0-0¦ 0-0¦ 0-0¦ 0-0¦ 0-0¦ 0-0¦ 0-0¦ 0-0¦ 0-0¦ 0-0¦ 0-0¦ 0-0¦ 0-0¦ 0-0¦ 0-0¦ 0-0¦ 0-0¦ 0-0¦ 0-0¦ 0-0¦ 0-0¦ 0-0¦ 0-0¦ 0-0¦ X17¦ X18¦ X19¦ X20¦ X21¦ X22¦ X23¦ X24¦ X25¦ X26¦ Y00¦ Y04¦ Y08¦ Y03¦ Y07¦ 정화조¦ UP¦ UP¦ PSD기계실2¦ PSD기계실1¦ 배수펌프실¦ P-2¦ P-4¦ UL 2919-AMESB 24AWG 4Px2조 (TDI)¦ OF-MM-12Core(난연)x2조 (TDI)¦ ECX 5C-2Vx3조 (CAMERA)(기존활용)¦ TRAY (900x150)¦ UP TO 지하2층¦ C¦ A¦ B¦ D¦ UL 2919-AMESB 24AWG 4Px2조 (TDI)¦ FR-CV 3C/4.0㎟x2조 (TDI POWER)¦ UTP Cat.5E 4Px4조 (TDI)¦ ECX 5C-2Vx3조 (CAMERA)(기존활용)¦ UP TO 지하2층¦ TRAY (900x150)¦ (16) UTP Cat.5E 4Px2조 (TDI)¦ (16) UL 2919-AMESB 24AWG 4Px1조 (TDI)¦ (28) FR-CV 3C/4.0㎟x1조 (TDI POWER)¦ (16) ECX 5C-2Vx1조 (CAMERA)(기존활용)¦ (16) ECX 5C-2Vx1조 (CAMERA)(기존활용)¦ (28) OF-MM-12Core(난연)x1조 (TDI¦ OF-MM-12Core(난연)x2조 (TDI)¦ UTP Cat.5E 4Px4조 (TDI)¦ (22) UTP Cat.5E 4Px4조 (TDI)¦ (16) UTP Cat.5E 4Px2조 (TDI)¦ (22) UTP Cat.5E 4Px4조 (TDI)¦ (22) UTP Cat.5E 4Px4조 (TDI)¦ 본선 TRAY 이용¦ OF-SM-8Cx1조 [공간화상)(철거)¦ F-CV 3C/2.5㎟x1조 (공간화상)(철거)¦ 본선 TRAY 이용¦ OF-SM-8Cx1조 [공간화상)(철거)¦ F-CV 3C/2.5㎟x1조 (공간화상)(철거)¦ OF-SM-8Cx1조 [공간화상)(철거)¦ F-CV 3C/2.5㎟x1조 (공간화상)(철거)¦ OF-SM-4Cx1조 [공간화상)(철거)¦ F-CV 3C/2.5㎟x1조 (공간화상)(철거)¦ 본선 TRAY 이용¦ OF-SM-4Cx1조 [공간화상)(철거)¦ F-CV 3C/2.5㎟x1조 (공간화상)(철거)¦ NOTE¦ 1. 광케이블, 전원/접지케이블 (OF-SM-4Core, CV 3C/2.5㎟)¦ 3. 승강장 ANT설치위치: 열차 진행방향 정거장 시종점부에 설치¦ 2. 광케이블, 전원/접지케이블 (OF-SM-8Core, CV 3C/2.5㎟)¦ 본선 TRAY 이용¦ OF-SM-4Cx1조 [공간화상)(철거)¦ F-CV 3C/2.5㎟x1조 (공간화상)(철거)¦ vmh¦ vmh¦ (철거)¦ (철거)¦ 지하철 908정거장¦ 가양¦ 증미¦ 등촌¦ 1/400¦ S = 1 / 400¦ 908정거장 CCTV,TDI,시계설비 지하3층 철거평면도(2/2)¦ 908정거장 CCTV,TDI,시계설비 지하3층¦ 철거평면도(2/2)¦ T¦ 7¦ 0¦ 0¦ 5¦ 0¦ 3¦ 4¦ 0¦ 0¦ 8¦ CCTV(기존동축활용)¦ G¦
| 1단계_정거장 - 복사본 | 1단계_정거장 - 복사본 | 027. T7001034-005 913정거장 전화설비 지하2층 신설평면도 (3_3).dwg | KT¦ IP¦ IDF¦ \A1;21,370¦ \A1;6,750¦ \A1;7,800¦ \A1;6,820¦ \A1;88,750¦ \A1;88,750¦ \A1;3,750¦ \A1;7,500¦ \A1;7,500¦ \A1;7,500¦ \A1;7,500¦ \A1;7,500¦ \A1;7,500¦ \A1;7,500¦ \A1;7,500¦ \A1;7,500¦ \A1;7,500¦ \A1;5,000¦ \A1;5,000¦ 1. 일반교환기에 수용된 전화기는 IP전화기로 교체한다.¦ NOTE¦ 2. 콜폰, E/L폰, 승강장 비상통화장치도 교체한다.¦ 3. 전화 및 인터폰 구간의 배선배관은 기존활용한다.¦ MATCH LINE DWG No. "S1-TA-S13-DB-012-0"¦ B¦ 인터폰선 0.6x2Px17조 (INT)¦ C¦ UTP Cat.5E 25Px2조 (CONSOLE CONTROL, LSE)¦ DOWN TO 안전관리실 ACCESS FLOOR¦ OF-MM-4Core(난연)x1조 (안전관리실)¦ UTP Cat.5E 25Px2조 (안전관리실)¦ TRAY (600x150)¦ UTP Cat.5E 25Px2조 (CONSOLE CONTROL, LSE)¦ OF-MM-4Core(난연)x1조 (안전관리실)¦ UTP Cat.5E 25Px2조 (안전관리실)¦ TRAY (300x100)¦ A¦ UTP Cat.5E 25Px2조 (CONSOLE CONTROL, LSE)¦ OF-MM-4Core(난연)x1조 (안전관리실)¦ UTP Cat.5E 25Px2조 (안전관리실)¦ TRAY (300x100)¦ UTP Cat.5E 4Px3조 (승강장 공중전화)¦ UTP Cat.5E 4Px2조 (공조기계실-2)¦ 1. 음향유도기 전원은 전기콘센트를 이용한다.¦ NOTE¦ 2. 증폭기전원은 전기콘센트를 이용한다.¦ 3. 통신기계실 및 안전관리실 MAIN 분전반은 전기에서 설치한다.¦ DOWN TO 지하3층¦ UTP Cat.5E 4Px3조 (승강장 공중전화)¦ TRAY (600x150)¦ UTP Cat.5E 4Px3조 (승강장 공중전화)¦ UTP Cat.5E 4Px1조 (승강장 INT)¦ UTP Cat.5E 4Px1조 (승강장 INT)¦ UTP Cat.5E 4Px1조 (승강장 INT)¦ KEY PLAN¦ X31¦ X32¦ X33¦ X34¦ X35¦ X36¦ X37¦ X38¦ X39¦ X40¦ X41¦ X42¦ X43¦ Y00¦ Y02¦ Y05¦ Y07¦ Y01¦ Y03¦ Y06¦ Y04¦ DN¦ OPEN¦ 공조기계실¦ 안전관리실¦ 발매기실¦ 대합실¦ 외부출입구3¦ 외부출입구4¦ 내부계단4¦ 913 정거장¦ STA.14km831.097¦ x2¦ x4 ¦ UTP 25P¦ [TB No.4]¦ (16) UTP Cat.5E 4Px2조 (공조기계실-2)¦ B¦ C¦ A¦ x2¦ UTP 25P¦ [IDF No.4]¦ MIS HUB 8Port¦ x3¦ UTP Cat.5E 4Px1조 (편의점)¦ UTP Cat.5E 4Px1조 (편의점)¦ UTP Cat.5E 4Px1조 (편의점)¦ UTP Cat.5E 25Px2조 (콜폰)¦ 인터폰선 0.6x2Px17조 (INT)¦ UTP Cat.5E 25Px2조 (콜폰)¦ 인터폰선 0.6x2Px17조 (INT)¦ UTP Cat.5E 25Px2조 (콜폰)¦ 6-1~4¦ 6-5~8¦ V1.2.3.4¦ UTP Cat.5E 25Px2조 (안전관리실)(신설)¦ UTP Cat.5E 25Px2조 (안전관리실)(신설)¦ UTP Cat.5E 25Px2조 (안전관리실)(신설)¦ 1. 일반교환기에 수용된 전화기는 안전관리실만 IP전화기로 교체한다.¦ NOTE¦ 2. 콜폰, E/L폰, 승강장 비상통화장치도 교체한다.¦ 3. 전화 및 인터폰 구간의 배선배관은 기존활용한다.¦ 지하철 913정거장¦ 선유도¦ 당산¦ 국회의사당¦ 1/400¦ 913정거장 전화설비 지하2층 신설평면도(3/3)¦ S = 1/400¦ 913정거장 전화설비 지하2층 신설평면도(3/3)¦ T¦ 7¦ 0¦ 0¦ 1¦ 0¦ 3¦ 4¦ 0¦ 0¦ 5¦ (기설활용)¦ CONSOLE¦
| 1단계_정거장 - 복사본 | 1단계_정거장 - 복사본 | 061. T9103038-014 PIPING 상세도 (3_3).dwg | \A1;TRAY WIDTH¦ \A1;150¦ \A1;300¦ \A1;300¦ \A1;300¦ \A1;300¦ \A1;300¦ \A1;300¦ \A1;300¦ \A1;300¦ \A1;300¦ \A1;150¦ \A1;3,000¦ \A1;H¦ \A1;TRAY WIDTH¦ \A1;H¦ \A1;W¦ \A1;A¦ \A1;125¦ \A1;125¦ \A1;125¦ \A1;125¦ \A1;125¦ \A1;125¦ \A1;{\fHY헤드라인M¦b0¦i0¦c129¦p50;TRAY WIDTH}¦ \A1;{\fHY헤드라인M¦b0¦i0¦c129¦p50;TRAY WIDTH}¦ \A1;{\fHY헤드라인M¦b0¦i0¦c129¦p50;125}¦ \A1;{\fHY헤드라인M¦b0¦i0¦c129¦p50;125}¦ \A1;{\fHY헤드라인M¦b0¦i0¦c129¦p50;H}¦ \A1;{\fHY헤드라인M¦b0¦i0¦c129¦p50;L}¦ \A1;{\fHY헤드라인M¦b0¦i0¦c129¦p50;W}¦ \A1;{\fHY헤드라인M¦b0¦i0¦c129¦p50;T}¦ -¦ T¦ 0¦ 0¦ 0¦ 0¦ 0¦ 0¦ 0¦ 0¦ 0¦ 0¦ 공통¦ CABLE TRAY¦ 전산볼트 1m¦ Φ28이상 전선관은 노말밴드(45˚) 사용¦ C형 CHANNEL¦ DETAIL "A"¦ DOUBLE CEILING¦ 후강전선관¦ 장애물 통과 배관 DETAIL¦ 금속관(후강전선관)¦ DETAIL "A"¦ 전산볼트¦ 보강판¦ 높이(H)¦ 폭(W)¦ 풀박스¦ 길이(L)¦ 보강판¦ PIPING DETAIL (2단)¦ 어스본드¦ 1,000¦ 금속관(후강전선관)¦ 전산볼트¦ PIPING DETAIL (1단)¦ C형찬넬¦ 전산볼트¦ C형찬넬¦ 전산볼트¦ PULL BOX¦ 30¦ 30¦ 30¦ W¦ 90¦ TYPE¦ W¦ CABLE TRAY 상세도¦ VERTICAL ELBOW ( 90 )¦ CABLE TRAY 상세도¦ HORIZONTAL ELBOW (45)¦ TRAY JOINT CONNECTOR¦ 45¦ SIDE RAIL¦ RUNG¦ 150¦ R - 15¦ R - 20¦ 200¦ R - 25¦ 250¦ R - 30¦ 300¦ R - 35¦ 350¦ R - 40¦ 400¦ R - 45¦ 450¦ R - 50¦ 500¦ R - 55¦ 550¦ R - 60¦ 600¦ R - 65¦ 650¦ R - 70¦ 700¦ 1,900¦ R - 190¦ 1,700¦ R - 170¦ 1,600¦ R - 160¦ 1,500¦ R - 150¦ 1,400¦ R - 140¦ 1,300¦ R - 130¦ 1,100¦ R - 110¦ 1,050¦ R - 105¦ 1,000¦ R - 100¦ 900¦ R - 90¦ TYPE¦ W¦ R - 80¦ 800¦ R - 200¦ 2,000¦ 2,500¦ 2,000¦ RV9 - 170¦ RV9 - 200¦ RV9 - 250¦ 1,700¦ 1,400¦ RV9 - 140¦ 750¦ 800¦ RV9 - 80¦ RV9 - 75¦ RV9 - 100¦ RV9 - 70¦ RV9 - 65¦ RV9 - 60¦ RV9 - 55¦ RV9 - 50¦ RV9 - 45¦ RV9 - 40¦ RV9 - 35¦ RV9 - 30¦ RV9 - 25¦ RV9 - 20¦ RV9 - 15¦ TYPE¦ 700¦ 650¦ 600¦ 550¦ 500¦ 450¦ 400¦ 350¦ 300¦ 250¦ 200¦ 150¦ W¦ TYPE¦ 1,000¦ W¦ W¦ 500¦ TYPE¦ W¦ 900¦ 1,200¦ 1,200¦ 1,200¦ 1,500¦ TYPE¦ RT-9050¦ 12040¦ 12070¦ 120110¦ 15035¦ 52¦ 33¦ 44¦ 400¦ 300¦ 72¦ 700¦ 700¦ 6520¦ 143¦ 73¦ 1,400¦ 650¦ 450¦ 400¦ 152¦ 435¦ 4535¦ 150¦ 1,200¦ 12055¦ W¦ 300¦ 550¦ 200¦ 350¦ 350¦ 200¦ 300¦ 300¦ 200¦ 400¦ 200¦ 75¦ 535¦ 500¦ 350¦ 500¦ 700¦ 500¦ 400¦ 700¦ 1,100¦ 350¦ B¦ 200¦ 200¦ 250¦ 150¦ 600¦ 400¦ 250¦ 325¦ 32¦ 22¦ 215¦ C¦ B¦ RT - A¦ 400¦ 450¦ 500¦ 550¦ 600¦ 650¦ 700¦ RV9 - 70¦ RV9 - 65¦ RV9 - 60¦ RV9 - 55¦ RV9 - 50¦ RV9 - 45¦ RV9 - 40¦ RV9 - 35¦ RV9 - 30¦ RV9 - 25¦ RV9 - 20¦ RV9 - 15¦ TYPE¦ 700¦ 650¦ 600¦ 550¦ 500¦ 450¦ 400¦ 350¦ 300¦ 250¦ 200¦ 150¦ W¦ 800¦ 1,000¦ 1,100¦ 750¦ 1,700¦ RH9 - 80¦ RH9 - 100¦ RH9 - 110¦ RH9 - 75¦ RH9 - 170¦ RH4 -150¦ RH4 -120¦ RH4 -100¦ RH4 - 80¦ RH4 - 50¦ RH4 - 25¦ RH4 - 20¦ TYPE¦ 150¦ 1,200¦ 1,000¦ 800¦ 500¦ 250¦ 200¦ W¦ H¦ W¦ 60¦ 90¦ 8¦ 13¦ 2.0¦ 160¦ L¦ 2.5¦ 1.6¦ T¦ 어스본드¦ PIPING 상세도 (3/3)¦ PIPING 상세도 (3/3)¦ S = NONE¦ NONE¦ T¦ 9¦ 1¦ 0¦ 3¦ 0¦ 3¦ 8¦ 0¦ 1¦ 4¦
| 1단계_정거장 - 복사본 | 1단계_정거장 - 복사본 | 081. T9203038-031 배관설치 상세도.dwg | 이중천장¦ EPS실¦ 수직TRAY 수평TRAY¦ 수직TRAY 수평배관¦ DETAIL "A"¦ DETAIL "B"¦ Cable Tray¦ DETAIL "A"¦ Cable 포설¦ 강제전선관¦ DETAIL "B"¦ EPS실¦ Cable Tray¦ DETAIL "A"¦ Cable 포설¦ 강제전선관¦ DETAIL "B"¦ 이중천장¦ 상,하 1면만시공¦ 철판 2.3t¦ 내화보드 또는 ¦ 실란트¦ Cable Tray¦ 내화 실란트¦ CON'C 못¦ 컴파운드,실란트 충진¦ 내화 퍼티 또는 ¦ 철판 2.3t¦ 내화보드 또는 ¦ W200xH100¦ Cable Tray¦ W300xH100¦ W450xH100¦ W600xH100¦ W750xH100¦ 800¦ 150¦ 650¦ 150¦ 500¦ 150¦ 350¦ 150¦ 250¦ 150¦ W¦ H¦ 관통부 규격¦ 200x200x100¦ Cable Tray¦ 300x300x200¦ 400x400x200¦ 500x500x300¦ 600x600x300¦ 650¦ 350¦ 550¦ 350¦ 450¦ 250¦ 350¦ 250¦ 250¦ 150¦ W¦ H¦ 관통부 규격¦ 상,하 1면만시공¦ 철판 2.3t¦ 내화보드 또는 ¦ 실란트¦ 강제전선관¦ 내화 실란트¦ CON'C 못¦ 철판 2.3t¦ 내화보드 또는 ¦ 컴파운드,실란트 충진¦ 내화 퍼티 또는 ¦ 배관설치 상세도¦ 배관설치 상세도¦ S = NONE¦ NONE¦ 차량기지¦ 차량기지¦ T¦ 9¦ 2¦ 0¦ 3¦ 0¦ 3¦ 8¦ 0¦ 3¦ 1¦
| 1단계_정거장 - 복사본 | 1단계_정거장 - 복사본 | 035. T7005034-006 905정거장 CCTV,TDI,시계설비 지하1층 철거평면도(2_2).dwg | P¦ KEY PLAN¦ \A1;7880¦ \A1;8000¦ \A1;8000¦ \A1;7880¦ \A1;31760¦ \A1;5930¦ \A1;3900¦ \A1;12100¦ \A1;3900¦ \A1;5930¦ \A1;7500¦ \A1;7500¦ \A1;7500¦ \A1;7500¦ \A1;7500¦ \A1;7500¦ \A1;7500¦ \A1;7500¦ \A1;7500¦ \A1;6850¦ \A1;6850¦ \A1;81200¦ ES-7¦ (P18:200x200x100)¦ ES-10¦ (P17:200x200x100)¦ A¦ B¦ UL 2919-AMESB 24AWG 4Px2조 (TDI) ¦ FR-CV 3C/4.0㎟x2조 (TDI POWER) ¦ ECX 5C-2Vx2조 (CAREMA)(철거) ¦ DOWN TO 지하2층¦ TRAY (600x150)¦ (16) ECX 5C-2Vx1조 (CAREMA)(철거) ¦ (16) ECX 5C-2Vx1조 (CAREMA)(철거) ¦ DOWN TO 지하2층¦ TRAY (600x150)¦ UL 2919-AMESB 24AWG 4Px2조 (TDI) ¦ FR-CV 3C/4.0㎟x2조 (TDI POWER) ¦ ECX 5C-2Vx2조 (CAREMA)(철거) ¦ UL 2919-AMESB 24AWG 4Px2조 (TDI) ¦ FR-CV 3C/4.0㎟x2조 (TDI POWER) ¦ ECX 5C-2Vx3조 (CAREMA)(철거) ¦ (16) ECX 5C-2Vx1조 (CAREMA)(철거) ¦ UL 2919-AMESB 24AWG 4Px4조 (TDI) ¦ FR-CV 3C/4.0㎟x4조 (TDI POWER) ¦ ECX 5C-2Vx6조 (CAREMA)(철거) ¦ B¦ A¦ MATCH LINE DWG No. "S1-TA-S05--DB-018-1.dwg"¦ ELEC-1¦ X16¦ X17¦ X18¦ X19¦ X20¦ X21¦ X22¦ X23¦ X12¦ X13¦ X14¦ X15¦ DN¦ DN¦ DN¦ DN¦ 공조기계실2¦ 물탱크실¦ Y00¦ Y01¦ Y02¦ Y03¦ Y04¦ UTP Cat.5E 4Px4조 (TDI) ¦ OF-MM-12Core(난연) x2조 (TDI) ¦ OF-MM-12Core(난연) x2조 (TDI) ¦ UTP Cat.5E 4Px4조¦ OF-MM-12Core(난연) x2조 (TDI) ¦ UTP Cat.5E 4Px4조 (TDI) ¦ UTP Cat.5E 4Px8조 (TDI) ¦ OF-MM-12Core(난연) x4조 (TDI) ¦ OF-SM-8Cx1조 [공간화상)(철거)¦ F-CV 3C/2.5㎟x1조 (공간화상)(철거) ¦ OF-SM-8Cx1조 [공간화상)(철거)¦ F-CV 3C/2.5㎟x1조 (공간화상)(철거) ¦ OF-SM-8Cx1조 [공간화상)(철거)¦ F-CV 3C/2.5㎟x1조 (공간화상)(철거) ¦ DN¦ DN¦ DN¦ DN¦ 용역¦ 이동통신기계실¦ 예 비 실¦ 기능실통로¦ 전 기 실¦ 창고¦ TRAY (300x100)¦ C¦ TRAY (300x100)¦ C¦ D¦ UL 2919-AMESB 24AWG 4Px2조 (TDI) ¦ FR-CV 3C/4.0㎟x2조 (TDI POWER) ¦ ECX 5C-2Vx2조 (CAREMA)(철거) ¦ TRAY (300x100)¦ UTP Cat.5E 4Px4조 (TDI) ¦ OF-MM-12Core(난연) x2조 (TDI) ¦ D¦ TRAY (300x100)¦ UL 2919-AMESB 24AWG 4Px2조 (TDI) ¦ FR-CV 3C/4.0㎟x2조 (TDI POWER) ¦ ECX 5C-2Vx2조 (CAREMA)(철거) ¦ OF-MM-12Core(난연) x2조 (TDI) ¦ UTP Cat.5E 4Px4조¦ OF-SM-8Cx1조 [공간화상)(철거)¦ F-CV 3C/2.5㎟x1조 (공간화상)(철거) ¦ UL 2919-AMESB 24AWG 4Px4조 (TDI) ¦ FR-CV 3C/4.0㎟x4조 (TDI POWER) ¦ ECX 5C-2Vx7조 (CAREMA)(철거) ¦ UTP Cat.5E 4Px8조 (TDI) ¦ OF-MM-12Core(난연) x4조 (TDI) ¦ OF-SM-8Cx1조 [공간화상)(철거)¦ F-CV 3C/2.5㎟x1조 (공간화상)(철거) ¦ TRAY (300x100)¦ vmh¦ vmh¦ vmh¦ 지하철 905정거장¦ 신방화¦ 마곡나루¦ 양천향교¦ 1/400¦ S = 1 / 400¦ 905정거장 CCTV,TDI,시계설비 지하1층 철거평면도(2/2)¦ 905정거장 CCTV,TDI,시계설비 지하1층¦ 철거평면도(2/2)¦ T¦ 7¦ 0¦ 0¦ 5¦ 0¦ 3¦ 4¦ 0¦ 0¦ 6¦ CCTV(기존동축활용)¦
| 1단계_정거장 - 복사본 | 1단계_정거장 - 복사본 | 021. T1001026-017 913정거장 출입통제설비 CABLE WIRING DIAGRAM (철거).dwg | 신호통신기계실¦ ELE-1 (대합실)¦ ELE-2 (지상층)¦ ELE-3 (대합실)¦ ELE-4 (지상층)¦ ELE-5 (대합실)¦ ELE-6 (2호선환승)¦ ELE-7 (2호선환승)¦ ELE-8 (2호선환승)¦ ELE-9 (2호선환승)¦ ELE-10 (지하2층대합실)¦ ELE-11 (승강장)¦ ES-1 (외부계단출입구)¦ ES-2 (외부계단출입구)¦ ES-3 (외부계단출입구)¦ ES-4 (외부계단출입구)¦ ES-5 (외부계단출입구)¦ ES-6[1] (대합실)¦ ES-7[2] (2호선환승)¦ ES-8[2] (2호선환승)¦ ES-9 (외부계단출입구)¦ ES-10 (외부계단출입구)¦ ES-11[1] (지하2층대합실)¦ ES-12[2] (지하2층대합실)¦ ES-13[1] (지하2층대합실)¦ T-1 (화장실.여)¦ T-2 (화장실.여)¦ 출입¦ 통제¦ 시스템¦ (ACU)¦ UTP Cat.5E 4Px8조 (출입통제)¦ ES-6[2] (대합실)¦ ES-7[1] (2호선환승)¦ ES-8[1] (2호선환승)¦ ES-11[2] (지하2층대합실)¦ ES-12[1] (지하2층대합실)¦ ES-13[2] (지하2층대합실)¦ COMM-1 (신호통신기계실)¦ 안전관리실¦ ELEC-1 (전기실)¦ C/R¦ C/R¦ C/R¦ 발매기실¦ C/R¦ 913정거장 출입통제설비 CABLE WIRING DIAGRAM (철거) ¦ 913정거장 출입통제설비 CABLE WIRING DIAGRAM (철거) ¦ S = NONE¦ NONE¦ 지하철 913정거장¦ 선유도¦ 당산¦ 국회의사당¦ T¦ 1¦ 0¦ 0¦ 1¦ 0¦ 2¦ 6¦ 7¦ 0¦ 1¦
| 1단계_정거장 - 복사본 | 1단계_정거장 - 복사본 | 036. T7005034-007 910정거장 CCTV,TDI,시계설비 지하2층 철거평면도 (1_2).dwg | G¦ P¦ \A1;520¦ \A1;7,711¦ \A1;7,709¦ \A1;520¦ \A1;3,730¦ \A1;3,729¦ \A1;8,231¦ \A1;8,229¦ \A1;3,730¦ \A1;11,960¦ \A1;11,959¦ \A1;23,919¦ B¦ (16) ECX 5C-2Vx1조 (CAMERA)(기존활용)¦ (28) FR-CV 3C/4.0㎟x1조 (TDI POWER)¦ (16) UL 2919-AMESB 24AWG 4Px1조 (TDI)¦ A¦ (16) ECX 5C-2Vx1조 (CAMERA)(기존활용)¦ (28) FR-CV 3C/4.0㎟x1조 (TDI POWER)¦ (16) UL 2919-AMESB 24AWG 4Px1조 (TDI)¦ KEY PLAN¦ C¦ (28) FR-CV 3C/4.0㎟x1조 (TDI POWER)¦ (16) UL 2919-AMESB 24AWG 4Px1조 (TDI)¦ MATCH LINE DWG No. "S1-TA-S10-DB-020-0"¦ A¦ (16) ECX 5C-2Vx1조 (CAMERA)(기존활용)¦ (28) UL 2919-AMESB 24AWG 4Px2조 (TDI)¦ (36) FR-CV 3C/4.0㎟x2조 (TDI POWER)¦ UL 2919-AMESB 24AWG 4Px2조 (TDI)¦ FR-CV 3C/4.0㎟x2조 (TDI POWER)¦ TRAY (600x150)¦ UP TO 지하1층¦ B¦ (16) ECX 5C-2Vx1조 (CAMERA)(기존활용)¦ (28) UL 2919-AMESB 24AWG 4Px2조 (TDI)¦ (36) FR-CV 3C/4.0㎟x2조 (TDI POWER)¦ UL 2919-AMESB 24AWG 4Px2조 (TDI)¦ FR-CV 3C/4.0㎟x2조 (TDI POWER)¦ TRAY (600x150)¦ UP TO 지하1층¦ (16) ECX 5C-2Vx1조 (CAMERA)(기존활용)¦ (28) FR-CV 3C/4.0㎟x1조 (TDI POWER)¦ (16) UL 2919-AMESB 24AWG 4Px1조 (TDI)¦ (16) ECX 5C-2Vx2조 (CAMERA)(기존활용)¦ (16) ECX 5C-2Vx1조 (CAMERA)(기존활용)¦ P-1¦ P-2¦ P-4¦ (16) ECX 5C-2Vx1조 (CAMERA)(기존활용)¦ (P16:200x200x100)¦ (P17:400x400x200)¦ (P18:400x400x200)¦ (P19:400x400x200)¦ (P20:400x400x200)¦ C¦ Y-00¦ Y-01¦ Y-05¦ Y-06¦ Y-03¦ X00¦ X01¦ X02¦ X03¦ X04¦ X05¦ X06¦ X07¦ X08¦ X09¦ X12¦ X10¦ X11¦ 3,750¦ 7,500¦ 7,500¦ 7,500¦ 7,500¦ 7,500¦ 7,500¦ 5,000¦ 5,000¦ 5,000¦ 5,000¦ 5,000¦ 5,573¦ 32,500¦ 20,573¦ UP¦ 올라감¦ UP¦ 올라감¦ PSD기계실 1¦ PSD기계실 2¦ 26,250¦ UTP Cat.5E 4Px4조 (TDI)¦ OF-MM-12Core(난연)x2조 (TDI)¦ (22) UTP Cat.5E 4Px4조 (TDI)¦ (28)x2 OF-MM-12Core(난연)x1조x2 (TDI)¦ (16) UTP Cat.5E 4Px2조 (TDI)¦ (28) OF-MM-12Core(난연)x1조 (TDI)¦ (22) UTP Cat.5E 4Px4조 (TDI)¦ (28)x2 OF-MM-12Core(난연)x1조x2 (TDI)¦ UTP Cat.5E 4Px4조 (TDI)¦ OF-MM-12Core(난연)x2조 (TDI)¦ (16) UTP Cat.5E 4Px2조 (TDI)¦ (28) OF-MM-12Core(난연)x1조 (TDI)¦ (16) UTP Cat.5E 4Px2조 (TDI)¦ (28) OF-MM-12Core(난연)x1조 (TDI)¦ (16) UTP Cat.5E 4Px2조 (TDI)¦ (28) OF-MM-12Core(난연)x1조 (TDI)¦ NOTE¦ 1. 광케이블, 전원/접지케이블 (OF-SM-4Core, CV 3C/2.5㎟)¦ 3. 승강장 ANT설치위치: 열차 진행방향 정거장 시종점부에 설치¦ 2. 광케이블, 전원/접지케이블 (OF-SM-8Core, CV 3C/2.5㎟)¦ 본선 TRAY 이용¦ OF-SM-4Cx1조 [공간화상)(철거)¦ F-CV 3C/2.5㎟x1조 (공간화상)(철거)¦ 본선 TRAY 이용¦ OF-SM-4Cx1조 [공간화상)(철거)¦ F-CV 3C/2.5㎟x1조 (공간화상)(철거)¦ 본선 TRAY 이용¦ OF-SM-4Cx1조 [공간화상)(철거)¦ F-CV 3C/2.5㎟x1조 (공간화상)(철거)¦ (28) FR-CV 3C/4.0㎟x1조 (TDI POWER)¦ (16) UL 2919-AMESB 24AWG 4Px1조 (TDI)¦ (16) ECX 5C-2Vx1조 (CAMERA)(기존활용)¦ (16) UTP Cat.5E 4Px2조 (TDI)¦ (28) OF-MM-12Core(난연)x1조 (TDI)¦ (28) FR-CV 3C/4.0㎟x1조 (TDI POWER)¦ (16) UL 2919-AMESB 24AWG 4Px1조 (TDI)¦ (16) UTP Cat.5E 4Px2조 (TDI)¦ (28) OF-MM-12Core(난연)x1조 (TDI)¦ vmh¦ vmh¦ vmh¦ 지하철 910정거장¦ 등촌¦ 염창¦ 신목동¦ 1/400¦ S = 1 / 400¦ 910정거장 CCTV,TDI,시계설비 지하2층 철거평면도(1/2)¦ 910정거장 CCTV,TDI,시계설비 지하2층¦ 철거평면도(1/2)¦ T¦ 7¦ 0¦ 0¦ 5¦ 0¦ 3¦ 4¦ 0¦ 0¦ 7¦ CCTV(기존동축활용)¦ P¦
| 1단계_정거장 - 복사본 | 1단계_정거장 - 복사본 | 015. T1001026-011 904정거장 출입통제설비 CABLE WIRING DIAGRAM.dwg | 통신기계실¦ ELE-4 (지상층)¦ ELE-3 (대합실)¦ ELE-2 (지상층)¦ ELE-1 (대합실)¦ ELE-5 (대합실)¦ ELE-6 (승강장)¦ ES-1 (외부계단 출입구)¦ ES-2 (외부계단 출입구)¦ ES-3 (외부계단 출입구)¦ ES-4 (외부계단 출입구)¦ ES-5 (외부계단 출입구)¦ ES-6 (외부계단 출입구)¦ ES-7 (외부계단 출입구)¦ ES-9 (대합실)¦ ES-10 (대합실)¦ ES-11 (대합실)¦ T-1 (화장실 여)¦ P-1 (승강장)¦ P-3 (승강장)¦ P-4 (승강장)¦ AGM-2 (대합실)¦ AGM-4 (대합실)¦ ATVM-1 (대합실)¦ C-1 (대합실)¦ COMM-1(통신기계실)¦ ATVM-2 (대합실)¦ ES-8 (외부계단 출입구)¦ ELE-7 (대합실)¦ ELE-8 (승강장)¦ ES-12 (대합실)¦ P-2 (승강장)¦ 출입¦ 통제¦ 시스템¦ (ACU)¦ C/R¦ UTP Cat.5E 4Px10조¦ ELEC-1 (전기실)¦ 안전관리실¦ 용역 대기실¦ 전 기 실¦ 편 의 점¦ 대 합 실¦ C/R¦ C/R¦ C/R¦ 발매기실 1,2¦ x2¦ AGM-1 (대합실)¦ AGM-3 (대합실)¦ 904정거장 출입통제설비 CABLE WIRING DIAGRAM¦ NONE¦ 지하철 904정거장¦ 공항시장¦ 신방화¦ 마곡나루¦ 904정거장 출입통제설비 CABLE WIRING DIAGRAM¦ S = NONE¦ T¦ 1¦ 0¦ 0¦ 1¦ 0¦ 2¦ 6¦ 0¦ 1¦ 1¦
| 1단계_정거장 - 복사본 | 1단계_정거장 - 복사본 | 023. T7001034-006 907정거장 전화설비 지하1층 철거평면도 (1_3).dwg | IP¦ AMP¦ 배선반¦ KT¦ H¦ M¦ P¦ \A1;7,500¦ \A1;7,500¦ \A1;7,500¦ \A1;5,000¦ \A1;5,000¦ \A1;5,000¦ \A1;85,000¦ \A1;2,500¦ \A1;2,500¦ \A1;5,000¦ \A1;5,000¦ \A1;2,500¦ \A1;5,000¦ \A1;5,000¦ \A1;5,000¦ \A1;5,000¦ \A1;5,000¦ \A1;5,000¦ \A1;27,800¦ \A1;13,900¦ \A1;13,900¦ MATCH LINE DWG No. "S1-TA-S07-DB-010-0"¦ 1. 음향유도기 전원은 전기콘센트를 이용한다.¦ NOTE¦ 2. 증폭기전원은 전기콘센트를 이용한다.¦ 3. 통신기계실 및 안전관리실 MAIN 분전반은 전기에서 설치한다.¦ A¦ DOWN TO 안전관리실 ACCESS FLOOR¦ TRAY (600x150)¦ UTP Cat.5E 4Px3조 (승강장 INT)¦ B¦ TRAY (300x100)¦ UTP Cat.5E 25Px2조 (CONSOLE, LSE)¦ UTP Cat.5E 4Px4조 (편의점,임대상가-3)¦ UTP Cat.5E 25Px3조 (안전관리실)¦ D¦ DOWN TO 신호통신기계실 ACCESS FLOOR¦ UTP Cat.5E 4Px2조 (용역원대기실)¦ TRAY (600x150)¦ UTP Cat.5E 25Px1조 (전기실)¦ UTP Cat.5E 4Px2조 (공조기계실)¦ DOWN TO 지하 2층¦ TRAY (600x150)¦ E¦ (28) UTP Cat.5E 25Px1조 (전기실)¦ F¦ (36) SPARE (전기실)¦ (700x400x100)¦ UTP Cat.5E 25Px2조 (임대상가-1,2))¦ KEY PLAN¦ X-8¦ X-7¦ X-6¦ X-5¦ X-4¦ X-3¦ X-2¦ X-1¦ X01¦ X02¦ X03¦ X04¦ X05¦ X06¦ X07¦ X08¦ X00¦ Y00¦ Y01¦ Y02¦ 발매기실¦ 안전관리실¦ 승차권 창고¦ 비상 전원실¦ 신호,통신기계실¦ 전 기 실¦ 복 도¦ 물탱크실¦ 이동통신기계실¦ CO2 실¦ DN¦ DN¦ DN¦ DN¦ UP¦ UP¦ UP¦ UP¦ 외부출입구¦ 내부계단¦ 외부출입구¦ 내부계단¦ UTP 50P¦ [TB No.1]¦ UTP 25P¦ [TB No.2]¦ x4¦ x2¦ x2¦ KT MANHOLE ¦ x2¦ UTP 25P¦ [TB No.3]¦ (54)x2 SPARE (KT LINE)¦ UTP Cat.5E 25Px2조 (CONSOLE, LSE)¦ UTP Cat.5E 25Px1조 (콜폰)¦ UTP Cat.5E 25Px3조 (안전관리실)¦ TRAY (300x100)¦ A¦ B¦ D¦ E¦ F¦ (700x400x100)¦ (54)x2 SPARE (KT LINE)¦ HI PVC 54㎜x4¦ x3¦ x2¦ (16) UTP Cat.5E 4Px2조 (이동통신기계실)¦ B¦ UTP Cat.5E 4Px3조 (승강장 INT)¦ (P1:300x300x200)¦ G¦ UTP Cat.5E 4Px3조 (승강장 공중전화)¦ UTP Cat.5E 4Px3조 (승강장 공중전화)¦ G¦ DOWN TO 지하 2층¦ UTP Cat.5E 4Px3조 (승강장 INT)¦ TRAY (900x150)¦ UTP Cat.5E 4Px3조 (승강장 공중전화)¦ (600x600x300)¦ (600x600x300)¦ 수공¦ UTP Cat.5E 4Px1조 (편의점)¦ 인터폰선 0.6x2Px12조 (INT)¦ UTP Cat.5E 25Px2조 (CONSOLE, LSE)¦ UTP Cat.5E 25Px1조 (콜폰)¦ UTP Cat.5E 25Px3조 (안전관리실)¦ UTP Cat.5E 4Px1조 (편의점)¦ 인터폰선 0.6x2Px12조 (INT)¦ UTP Cat.5E 25Px2조 (CONSOLE, LSE)¦ UTP Cat.5E 25Px1조 (콜폰)¦ UTP Cat.5E 25Px3조 (안전관리실)¦ UTP Cat.5E 4Px1조 (편의점)¦ 인터폰선 0.6x2Px12조 (INT)¦ UTP Cat.5E 4Px2조 (이동통신기계실)¦ UTP Cat.5E 4Px6조 (승강장 INT)¦ UTP Cat.5E 4Px6조 (승강장 공중전화)¦ UTP Cat.5E 4Px3조 (대합실 공중전화)¦ TRAY (300x100)¦ UTP Cat.5E 25Px2조 (CONSOLE, LSE)¦ UTP Cat.5E 25Px1조 (콜폰)¦ UTP Cat.5E 25Px3조 (안전관리실)¦ UTP Cat.5E 4Px1조 (편의점)¦ 인터폰선 0.6x2Px12조 (INT)¦ UTP Cat.5E 25Px1조 (전기실)¦ UTP Cat.5E 25Px1조(콜폰)¦ UTP Cat.5E 4Px2조 (용역원대기실)¦ UTP Cat.5E 4Px5조 (편의점,임대상가-3)¦ TRAY (300x100)¦ 인터폰선 0.6x2Px12조 (INT)¦ UTP Cat.5E 25Px2조 (임대상가-1,2)¦ UTP Cat.5E 4Px3조 (대합실 공중전화)¦ UTP Cat.5E 4Px2조 (공조기계실)¦ 3-41~44¦ 3-45~48¦ V1.2¦ V1.2.3.4¦ x6¦ V5.6.7.8.9.10¦ H¦ H¦ (철거)¦ (철거)¦ (철거)¦ 지하철 907정거장¦ 양천향교¦ 가양¦ 증미¦ 1/400¦ 907정거장 전화설비 지하1층 철거평면도(1/3)¦ S =1/400¦ 907정거장 전화설비 지하1층 철거평면도(1/3)¦ T¦ 7¦ 0¦ 0¦ 1¦ 0¦ 3¦ 4¦ 0¦ 0¦ 6¦ (기설활용)¦
| 1단계_정거장 - 복사본 | 1단계_정거장 - 복사본 | 054. T7001034-015 주공장 구내통신설비 지하1층 신설평면도.dwg | \A1;30,000¦ \A1;20,000¦ \A1;20,000¦ \A1;110,000¦ \A1;180,000¦ \A1;290,000¦ \A1;10,000¦ \A1;10,000¦ \A1;18,000¦ \A1;40,000¦ \A1;10,000¦ \A1;50,000¦ \A1;18,000¦ \A1;20,000¦ \A1;88,000¦ \A1;30,000¦ \A1;10,000¦ \A1;10,000¦ \A1;10,000¦ \A1;10,000¦ \A1;20,000¦ \A1;30,000¦ \A1;10,000¦ \A1;2,500¦ \A1;7,500¦ \A1;7,000¦ \A1;1,000¦ \A1;22,000¦ 10C-HFBTx1조 (주공장 TV)¦ PE 28mmx5조¦ CABLE TRAY (W:600)¦ UP TO 전기실¦ SPIRAL SLEEVE(난연) 28㎜x5조¦ OF-SM-8Corex1조 (주공장 광S/W HUB)¦ OF-MM-4Corex4조 (주공장 CA)(기존활용)¦ FR-CV 3C/6.0㎟x4조 (주공장 CA POWER)(기존활용)¦ F/S(J.F)0.65x100P(50%차폐)x1조 (주공장)¦ Y00¦ Y01¦ Y02¦ Y03¦ Y04¦ Y05¦ Y06¦ Y07¦ Y08¦ X00¦ X05¦ X06¦ X07¦ X08¦ X09¦ X10¦ X11¦ X12¦ X13¦ CABLE TRAY (W:300)¦ FR-CVVSB 2C/2.5㎟x1조 (주공장 CLOCK)¦ 10C-HFBTx1조 (주공장 TV)¦ OF-SM-8Corex1조 (주공장 광S/W HUB)¦ OF-MM-4Corex4조 (주공장 CA)(기존활용)¦ FR-CV 3C/6.0㎟x4조 (주공장 CA POWER)(기존활용)¦ F/S(J.F)0.65x100P(50%차폐)x1조 (주공장)¦ FR-CVVSB 2C/2.5㎟x1조 (주공장 CLOCK)¦ 점검 사다리설치¦ 상부 SLAB OPEN(점검구)¦ PIT¦ 집수정(1500X1500X1500)¦ 집수정(1500X1500X1500)¦ 토목 공동구에 연결¦ PIT¦ 토목공사¦ 건축공사¦ 점검 사다리설치¦ 상부 SLAB OPEN(점검구)¦ PIT¦ 집수정(1500X1500X1500)¦ 점검 사다리설치¦ 상부 SLAB OPEN(점검구)¦ PIT¦ FR-CV 2C/4㎟x1조 (TV전원)¦ FR-CV 2C/4㎟x1조 (TV전원)¦ 주공장 구내통신설비 지하1층 신설평면도¦ 주공장 구내통신설비 지하1층 신설평면도¦ S = 1/600¦ 1/600¦ 차량기지¦ 차량기지¦ T¦ 7¦ 0¦ 0¦ 1¦ 0¦ 3¦ 4¦ 0¦ 1¦ 5¦ \A1;30,000¦
| 1단계_정거장 - 복사본 | 1단계_정거장 - 복사본 | 026. T7003034-001 906정거장 방송설비 지하1층 신설평면도(1_2).dwg | P¦ PA AMP¦ REMOTE AMP¦ KEY PLAN¦ P¦ \A1;9750¦ \A1;9750¦ \A1;19500¦ \A1;6850¦ \A1;2900¦ \A1;6850¦ \A1;2900¦ \A1;7500¦ \A1;7500¦ \A1;7500¦ \A1;7500¦ \A1;7500¦ \A1;7500¦ \A1;7500¦ \A1;7500¦ \A1;7500¦ \A1;7500¦ \A1;7500¦ \A1;82500¦ S = 1 / 400¦ 903정거장 방송설비 지하1층 신설평면도(2/2)¦ 1/400¦ 904정거장 방송설비 지하1층 신설평면도 (1/2)¦ 0¦ 0¦ 0¦ -¦ 0¦ 0¦ 0¦ 0¦ (기설활용)¦ -¦ T¦ 7¦ 0¦ 0¦ 3¦ 0¦ 3¦ 4¦ 0¦ 1¦ 6¦ UTP Cat.5E 4Px1조 (화재탐지용)¦ UL 2464-AMESB 24AWG 16Cx2조 (PA)¦ MATCH LINE DWG No. "S1-TA-S06-DB-014-1.dwg"¦ (P1:100x100x100)¦ P¦ (22) HIV 1.5㎟x4조x2 (승강장 SP)¦ (22) HIV 1.5㎟x4조x2 (승강장 SP)¦ : (16) HIV 1.5㎟x6조¦ : (22) HIV 1.5㎟x10조¦ : (22) HIV 1.5㎟x8조¦ : (22) HIV 1.5㎟x7조¦ : (16) HIV 1.5㎟x5조¦ : (16) HIV 1.5㎟x4조¦ : (16) HIV 1.5㎟x3조¦ : (16) HIV 1.5㎟x2조¦ NOTE¦ Y00¦ Y02¦ Y03¦ Y06¦ Y04¦ DN¦ DN¦ DN¦ DN¦ DN¦ DN¦ DN¦ DN¦ UP¦ UP¦ UP¦ UP¦ UP¦ UP¦ UP¦ UP¦ UP¦ UP¦ UP¦ UP¦ 화 장 실¦ 편 의 점¦ 공조기계실1¦ 통신기계실¦ 안전관리실¦ 발매기실¦ 대 합 실¦ X08¦ X09¦ X10¦ X11¦ X02¦ X03¦ X04¦ X05¦ X06¦ X07¦ X01¦ X00¦ UL 2464-AMESB 24AWG 4Cx1조 (PA)¦ CPEV 0.9/5Px1조 (PA)¦ UTP Cat.5E 4Px1조 (자동방송, 근접화재)¦ 벽부형 3W : 2 EA¦ 천정형 3W : 48 EA¦ UP¦ UP¦ 지하철 906정거장¦ 마곡나루¦ 양천향교¦ 가양¦ S = 1 / 400¦ 906정거장 방송설비 지하1층 신설평면도(1/2)¦ 1/400¦ 906정거장 방송설비 지하1층 신설평면도 (1/2)¦ (기설활용)¦ T¦ 7¦ 0¦ 0¦ 3¦ 0¦ 3¦ 4¦ 0¦ 0¦ 1¦
| 1단계_정거장 - 복사본 | 1단계_정거장 - 복사본 | 008. T1001026-004 905정거장 방송설비 CABLE WIRING DIAGRAM.dwg | -¦ T¦ 7¦ 0¦ 0¦ 3¦ 0¦ 3¦ 4¦ 0¦ 1¦ 6¦ 통신기계실¦ 공조기계실-1¦ 화장실 (남,여)¦ 안전관리실¦ 비상전원실¦ 대합실¦ 전기실¦ 발매기실¦ 승강장상선¦ 승강장하선¦ HIV 1.5㎜x2조¦ HIV 1.5㎜x3조¦ HIV 1.5㎜x4조x2¦ HIV 1.5㎜x4조x2¦ x2¦ x2¦ x39¦ x42¦ x42¦ 지하1층¦ 지하2층¦ 편의점¦ 용역원대기실, 창고¦ 운전취급실¦ 신호통신기계실¦ 공조기계실-2¦ x5¦ x2¦ PSD실(상선)¦ PSD실 (하선)¦ 이동통신기계실¦ .¦ P¦ A¦ A¦ M¦ P¦ R¦ A¦ C¦ K¦ x2¦ x3¦ 기능실 통로¦ 예 비 실¦ x2¦ x2¦ 905정거장 방송설비 CABLE WIRING DIAGRAM¦ S = NONE¦ x2¦ 905정거장 방송설비 CABLE WIRING DIAGRAM¦ NONE¦ 지하철 905정거장¦ 신방화¦ 마곡나루¦ 양천향교¦ T¦ 1¦ 0¦ 0¦ 1¦ 0¦ 2¦ 6¦ 0¦ 0¦ 4¦
| 1단계_정거장 - 복사본 | 1단계_정거장 - 복사본 | 033. T7005034-001 907정거장 CCTV,TDI,시계설비 지하1층 신설평면도 (1_3).dwg | CONSOLE¦ CCTV¦ \A1;7,500¦ \A1;7,500¦ \A1;7,500¦ \A1;5,000¦ \A1;5,000¦ \A1;5,000¦ \A1;85,000¦ \A1;2,500¦ \A1;2,500¦ \A1;5,000¦ \A1;5,000¦ \A1;2,500¦ \A1;5,000¦ \A1;5,000¦ \A1;5,000¦ \A1;5,000¦ \A1;5,000¦ \A1;5,000¦ \A1;27,800¦ \A1;13,900¦ \A1;13,900¦ L¦ L1¦ TRAY (300x100)¦ UTP CAT.5E 25Px1조 (CONSOLE)¦ UTP CAT.5E 4Px4조 (CONSOLE)¦ FR-CV 3C/6.0㎟x1조 (LSE POWER)¦ UTP Cat.5E 4Px2조 (CL POWER)(신설)¦ F-CV 3C/2.5㎟x1조 (공간화상)(기존활용)¦ OF- SM-4Cx1조 (공간화상)(기존활용)¦ UTP Cat.5E4Px15조 (CAMERA)(신설)¦ OF-SM-8C(난연)x10조(신설) ¦ FR-CV 3C/4.0㎟x10조(신설) ¦ OF-SM-8C(난연)x2조(승강장모니터)(신설) ¦ FR-CV 3C/4.0㎟x2조(승강장모니터)(신설) ¦ C/R¦ (철거)¦ MATCH LINE DWG No. "S1-TA-S07-DB-020-0"¦ C¦ A¦ TRAY (600x150)¦ B¦ F¦ I¦ K¦ O¦ P¦ Q¦ D¦ G¦ M¦ L¦ KEY PLAN¦ E¦ X-8¦ X-7¦ X-6¦ X-5¦ X-4¦ X-3¦ X-2¦ X-1¦ X01¦ X02¦ X03¦ X04¦ X05¦ X06¦ X07¦ X08¦ X00¦ Y00¦ Y01¦ Y02¦ 발매기실¦ 안전관리실¦ 승차권 창고¦ 비상 전원실¦ 신호,통신기계실¦ 전 기 실¦ 복 도¦ 물탱크실¦ 이동통신기계실¦ CO2 실¦ DN¦ DN¦ DN¦ DN¦ DN¦ DN¦ UP¦ UP¦ UP¦ UP¦ 외부출입구¦ 내부계단¦ 외부출입구¦ 내부계단¦ (P1:200x200x100)¦ (P3:200x200x100)¦ (P2:200x200x100)¦ (P6:100x100x100)¦ (P5:200x200x100)¦ (P7:200x200x100)¦ (P8:200x200x100)¦ ES-1¦ ES-2¦ C-1¦ ATVM-1¦ AGM-2¦ ES-4¦ ES-3¦ A¦ B¦ F¦ K¦ H¦ C¦ O¦ P¦ ELEC-1¦ C¦ J¦ L¦ M¦ (P9:200x200x100)¦ Q¦ COMM-1¦ G¦ (P10:300x300x200)¦ I¦ (P4:200x200x100)¦ AGM-1¦ E¦ D¦ J¦ vmh¦ vmh¦ vmh¦ vmh¦ VMT¦ vmh¦ vmh¦ vmh¦ vmh¦ NOTE¦ 1. 광케이블, 전원/접지케이블 (OF-SM-4Core, CV 3C/2.5㎟)¦ 3. 승강장 ANT설치위치: 열차 진행방향 정거장 시종점부에 설치¦ 2. 광케이블, 전원/접지케이블 (OF-SM-8Core, CV 3C/2.5㎟)¦ (16) UTP Cat.5E4Px1조 (CAMERA)¦ DOWN TO 안전관리실 ACCESS FLOOR¦ UTP Cat.5E 25Px1조 (CONSOLE)¦ UTP Cat.5E 4Px4조 (CONSOLE)¦ TRAY (300x100)¦ UTP Cat.5E 25Px1조 (CONSOLE)¦ UTP Cat.5E 4Px4조 (CONSOLE)¦ TRAY (300x100)¦ UTP Cat.5E 25Px1조 (CONSOLE)¦ UTP Cat.5E 4Px4조 (CONSOLE)¦ TRAY (300x100)¦ UTP Cat.5E 25Px1조 (CONSOLE)¦ UTP Cat.5E 4Px4조 (CONSOLE)¦ (16) UTP Cat.5E4Px1조 (CAMERA)¦ UTP Cat.5E4Px14조 (CAMERA)¦ UTP Cat.5E 25Px1조 (CONSOLE)¦ UTP Cat.5E 4Px4조 (CONSOLE)¦ DOWN TO 신호통신기계실 ACCESS FLOOR¦ TRAY (300x100)¦ TRAY (600x150)¦ DOWN TO 지하 2층¦ TRAY (600x150)¦ TRAY (300x100)¦ UTP Cat.5E 25Px1조 (CONSOLE)¦ UTP Cat.5E 4Px4조 (CONSOLE)¦ UTP Cat.5E4Px1조 (CAMERA)¦ (16) UTP Cat.5E4Px1조 (CAMERA)¦ UTP Cat.5E 25Px1조 (CONSOLE)¦ UTP Cat.5E 4Px4조 (CONSOLE)¦ TRAY (300x100)¦ TRAY (900x150)¦ DOWN TO 지하 2층¦ (28) UTP Cat.5E4Px4조 (CAMERA)¦ (16) UTP Cat.5E4Px1조 (CAMERA)¦ (16) UTP Cat.5E4Px1조 (CAMERA)¦ (16) UTP Cat.5E4Px1조 (CAMERA)¦ TRAY (900x150)¦ DOWN TO 지하 2층¦ FR-CV 3C/6.0㎟x1조 (LSE POWER)¦ FR-CV 3C/6.0㎟x1조 (LSE POWER)¦ FR-CV 3C/6.0㎟x1조 (LSE POWER)¦ FR-CV 3C/6.0㎟x1조 (LSE POWER)¦ FR-CV 3C/6.0㎟x1조 (LSE POWER)¦ FR-CV 3C/6.0㎟x1조 (LSE POWER)¦ FR-CV 3C/6.0㎟x1조 (LSE POWER)¦ TRAY (300x100)¦ TRAY (300x100)¦ UTP Cat.5E 25Px1조 (CONSOLE)¦ UTP Cat.5E 4Px4조 (CONSOLE)¦ FR-CV 3C/6.0㎟x1조 (LSE POWER)¦ UTP Cat.5E 25Px1조 (CONSOLE)¦ UTP Cat.5E 4Px4조 (CONSOLE)¦ FR-CV 3C/4.0㎟x1조 (CA POWER)¦ FR-CV 3C/6.0㎟x1조 (LSE POWER)¦ R¦ R¦ OF-SM-8Core(난연)x1조(대합실게시기)(신설)¦ (28) FR-CV 3C/4.0㎟x1조 (대합실게시기 POWER)(기존활용)¦ OF-SM-8Core(난연)x2조(대합실게시기)(신설)¦ FR-CV 3C/4.0㎟x1조 (대합실게시기 POWER)(기존활용)¦ OF-SM-8Core(난연)x2조(대합실게시기)(신설)¦ FR-CV 3C/4.0㎟x1조 (대합실게시기 POWER)(기존활용)¦ FR-CV 3C/4.0㎟x1조 (대합실게시기 POWER)(기존활용)¦ FR-CV 3C/4.0㎟x1조 (대합실게시기 POWER)(기존활용)¦ OF-SM-8Core(난연)x1조(대합실게시기)(신설)¦ OF-SM-8Core(난연)x1조(대합실게시기)(신설)¦ OF-SM-8Core(난연)x1조(대합실게시기)(신설)¦ OF-SM-8Core(난연)x1조(대합실게시기)(신설)¦ (28) OF-SM-8C(난연)x1조(신설) ¦ (28) FR-CV 3C/4.0㎟x1조(신설) ¦ (28) UTP Cat.5E4Px2조 (CAMERA)¦ (16) OF-SM-8C(난연)x1조(CAMERA) ¦ (16) FR-CV 3C/4.0㎟x1조(CAMERA) ¦ 스피드돔¦ 스피드돔¦ OF-SM-8C(난연)x21조(CAMERA) ¦ FR-CV 3C/4.0㎟x21조(CAMERA) ¦ 스피드돔¦ UTP Cat.5E4Px8조 (CAMERA)¦ OF-SM-8C(난연)x33조(신설) ¦ FR-CV 3C/4.0㎟x33조(신설) ¦ OF-SM-8C(난연)x5조(신설) ¦ FR-CV 3C/4.0㎟x5조(신설) ¦ UTP Cat.5E4Px4조 (CAMERA)¦ OF-SM-8C(난연)x1조(신설) ¦ FR-CV 3C/4.0㎟x1조(신설) ¦ UTP Cat.5E4Px5조 (CAMERA)¦ OF-SM-8C(난연)x1조(신설) ¦ FR-CV 3C/4.0㎟x1조(신설) ¦ UTP Cat.5E4Px5조 (CAMERA)¦ OF-SM-8C(난연)x1조(신설) ¦ FR-CV 3C/4.0㎟x1조(신설) ¦ OF-SM-8C(난연)x5조(신설) ¦ FR-CV 3C/4.0㎟x5조(신설) ¦ UTP Cat.5E4Px8조 (CAMERA)¦ OF-SM-8C(난연)x5조(신설) ¦ FR-CV 3C/4.0㎟x5조(신설) ¦ VMT¦ vmh¦ UTP Cat.5E4Px8조 (CAMERA)¦ OF-SM-8Core(난연)x1조 (모니터)(신설)¦ FR-CV 3C/4.0㎟x1조 (모니터POWER)(신설) ¦ OF-SM-8Core(난연)x1조 (모니터)(신설)¦ FR-CV 3C/4.0㎟x1조 (모니터POWER)(신설) ¦ OF-SM-8Core(난연)x1조 (모니터)(신설)¦ FR-CV 3C/4.0㎟x1조 (모니터POWER)(신설) ¦ OF-SM-8Core(난연)x2조 (모니터)(신설)¦ FR-CV 3C/4.0㎟x2조 (모니터POWER)(신설) ¦ OF-SM-8Core(난연)x2조 (모니터)(신설)¦ FR-CV 3C/4.0㎟x2조 (모니터POWER)(신설) ¦ OF-SM-8Core(난연)x2조 (모니터)(신설)¦ FR-CV 3C/4.0㎟x2조 (모니터POWER)(신설) ¦ OF-SM-8Core(난연)x2조 (모니터)(신설)¦ FR-CV 3C/4.0㎟x2조 (모니터POWER)(신설) ¦ OF-SM-8Core(난연)x2조 (모니터)(신설)¦ FR-CV 3C/4.0㎟x2조 (모니터POWER)(신설) ¦ FR-CV 3C/4.0㎟x8조 (TDI POWER)(기존활용)¦ UL 2919-AMESB 24AWG 4Px8조 (TDI)(기존활용)¦ UTP Cat.5E 4Px16조 (TDI)(기존활용)¦ FR-CV 3C/4.0㎟x8조 (TDI POWER)(기존활용)¦ UL 2919-AMESB 24AWG 4Px8조 (TDI)(기존활용)¦ OF-MM-12Core(난연)x8조 (TDI)(기존활용)¦ FR-CV 3C/4.0㎟x8조 (TDI POWER)(기존활용)¦ UL 2919-AMESB 24AWG 4Px8조 (TDI)(기존활용)¦ OF-MM-12Core(난연)x8조 (TDI)(기존활용)¦ FR-CV 3C/4.0㎟x8조 (TDI POWER)(기존활용)¦ UL 2919-AMESB 24AWG 4Px8조 (TDI)(기존활용)¦ OF-MM-12Core(난연)x8조 (TDI)(기존활용)¦ FR-CV 3C/4.0㎟x4조 (TDI POWER)(기존활용)¦ UL 2919-AMESB 24AWG 4Px4조 (TDI)(기존활용)¦ OF-MM-12Core(난연)x4조 (TDI)(기존활용)¦ FR-CV 3C/4.0㎟x8조 (TDI POWER)(기존활용)¦ UL 2919-AMESB 24AWG 4Px8조 (TDI)(기존활용)¦ OF-MM-12Core(난연)x8조 (TDI)(기존활용)¦ FR-CV 3C/4.0㎟x4조 (TDI POWER)(기존활용)¦ UL 2919-AMESB 24AWG 4Px4조 (TDI)(기존활용)¦ OF-MM-12Core(난연)x4조 (TDI)(기존활용)¦ UTP Cat.5E 4Px16조 (TDI)(기존활용)¦ OF-MM-12Core(난연)x8조 (TDI)(기존활용)¦ UTP Cat.5E 4Px16조 (TDI)(기존활용)¦ UTP Cat.5E 4Px16조 (TDI)(기존활용)¦ UTP Cat.5E 4Px16조 (TDI)(기존활용)¦ UTP Cat.5E 4Px8조 (TDI)(기존활용)¦ UTP Cat.5E 4Px8조 (TDI)(기존활용)¦ FR-CV 3C/4.0㎟x4조 (TDI POWER)(기존활용)¦ UL 2919-AMESB 24AWG 4Px4조 (TDI)(기존활용)¦ OF-MM-12Core(난연)x4조 (TDI)(기존활용)¦ UTP Cat.5E 4Px8조 (TDI)(기존활용)¦ FR-CV 3C/4.0㎟x8조 (TDI POWER)(기존활용)¦ UL 2919-AMESB 24AWG 4Px8조 (TDI)(기존활용)¦ OF-MM-12Core(난연)x8조 (TDI)(기존활용)¦ UTP Cat.5E 4Px16조 (TDI)(기존활용)¦ FR-CV 3C/4.0㎟x4조 (TDI POWER)(기존활용)¦ UL 2919-AMESB 24AWG 4Px4조 (TDI)(기존활용)¦ OF-MM-12Core(난연)x4조 (TDI)(기존활용)¦ UTP Cat.5E 4Px8조 (TDI)(기존활용)¦ (16) OF-SM-8C(난연)x1조(CAMERA) ¦ (16) FR-CV 3C/4.0㎟x1조(CAMERA) ¦ FR-CV 3C/4.0㎟x1조 (대합실게시기 POWER)(기존활용)¦ OF-SM-8Core(난연)x1조(대합실게시기)(신설)¦ FR-CV 3C/4.0㎟x4조 (대합실게시기 POWER)(기존활용)¦ OF-SM-8Core(난연)x1조(대합실게시기)(신설)¦ FR-CV 3C/4.0㎟x4조 (대합실게시기 POWER)(기존활용)¦ OF-SM-8Core(난연)x1조(대합실게시기)(신설)¦ FR-CV 3C/4.0㎟x4조 (대합실게시기 POWER)(기존활용)¦ OF-SM-8Core(난연)x1조(대합실게시기)(신설)¦ FR-CV 3C/4.0㎟x4조 (대합실게시기 POWER)(기존활용)¦ OF-SM-8Core(난연)x1조(대합실게시기)(신설)¦ 1/400¦ 지하철 907정거장¦ 양천향교¦ 가양¦ 증미¦ S = 1 / 400¦ 907정거장 CCTV,TDI,시계설비 지하1층 신설평면도(1/3)¦ 907정거장 CCTV,TDI,시계설비 지하1층¦ 신설평면도(1/3)¦ T¦ 7¦ 0¦ 0¦ 5¦ 0¦ 3¦ 4¦ 0¦ 0¦ 1¦ CCTV(기존동축활용)¦ P¦
| 1단계_정거장 - 복사본 | 1단계_정거장 - 복사본 | 071. T9103038-023 행선안내 표시기 현장 설치도.dwg | \A1;478¦ \A1;340¦ \A1;660¦ \A1;660¦ \A1;2,120¦ -¦ T¦ 0¦ 0¦ 0¦ 0¦ 0¦ 0¦ 0¦ 0¦ 0¦ 0¦ 공통¦ FRONT VIEW¦ SIDE VIEW¦ 1. 도장 색상 : Dark Gray¦ 2. 표시기 Weight : 약 200 Kg¦ NOTE¦ \A1;200¦ \A1;500¦ 3.2¦ t¦ 84 X ¦ \A1;500¦ t5¦ M10(W3/8) 전장:80Cm¦ %%c¦ 나사길이:40Cm¦ 인장강도:2,160Kg¦ 적합드릴:14.4¦ 40" LCD¦ 행선안내 표시기 현장 설치도¦ 행선안내 표시기 현장 설치도¦ S = NONE¦ NONE¦ 공통¦ T¦ 9¦ 1¦ 0¦ 3¦ 0¦ 3¦ 8¦ 0¦ 2¦ 3¦ \A1;3,000¦
| 1단계_정거장 - 복사본 | 1단계_정거장 - 복사본 | 025. T7001034-008 917정거장 전화설비 지하2층 철거평면도 (2_2).dwg | \A1;1,450¦ \A1;7,500¦ \A1;7,500¦ \A1;7,500¦ \A1;7,500¦ \A1;7,500¦ \A1;7,500¦ \A1;7,500¦ \A1;7,500¦ \A1;7,500¦ \A1;7,500¦ \A1;7,500¦ \A1;83,950¦ \A1;37,500¦ \A1;3,770¦ \A1;9,160¦ \A1;9,160¦ \A1;3,300¦ \A1;28,690¦ \A1; 3,300¦ (22) UTP Cat.5 4Px3조 (승강장 공중전화)¦ 1. 음향유도기 전원은 전기콘센트를 이용한다.¦ NOTE¦ 2. 증폭기전원은 전기콘센트를 이용한다.¦ 3. 통신기계실 및 안전관리실 MAIN 분전반은 전기에서 설치한다.¦ (22) UTP Cat.5 4Px3조 (승강장 공중전화)¦ KEY PLAN¦ Y04¦ Y02¦ Y00¦ Y01¦ Y03¦ X11¦ X12¦ X13¦ X14¦ X15¦ X16¦ X17¦ X18¦ X19¦ X20¦ X21¦ X22¦ X27¦ PSD기계실 2¦ PSD기계실 1¦ 정 화 조¦ UP¦ UP¦ 내부계단 2¦ 내부계단 3¦ UP¦ UP¦ 917 정거장 ¦ STA.18km960.000¦ MATCH LINE DWG No. "S1-TA-S17-DB-011-0"¦ (16) 인터폰선 0.6x2Px4조 (INT)¦ DOWN TO CP PANEL¦ UTP 25P¦ [TB No.6]¦ UTP 25P¦ [TB No.5]¦ (16) UTP Cat.5E 4Px1조 (승강장 INT)¦ (P24:500x500x300)¦ (P27:500x500x300)¦ (16) UTP Cat.5E 4Px1조 (승강장 INT)¦ 공중전화¦ 공중전화¦ (P25:400x400x200)¦ (P28:400x400x200)¦ (P26:300x300x200)¦ (16) UTP Cat.5E 4Px1조 (승강장 INT)¦ (16) UTP Cat.5E 4Px1조 (승강장 INT)¦ (P29:300x300x200)¦ (16) 인터폰선 0.6x2Px4조 (INT)¦ DOWN TO CP PANEL¦ 지하철 917정거장¦ 샛강¦ 노량진¦ 노들¦ 1/400¦ 917정거장 전화설비 지하2층 철거평면도(2/2)¦ S = 1/400¦ 917정거장 전화설비 지하2층 철거평면도(2/2)¦ T¦ 7¦ 0¦ 0¦ 1¦ 0¦ 3¦ 4¦ 0¦ 0¦ 8¦ (기설활용)¦ P¦ INT¦
| 1단계_정거장 - 복사본 | 1단계_정거장 - 복사본 | 046. T7009934-004 909정거장 출입통제설비 지하1층 철거 평면도 (2_2).dwg | \A1;7,900¦ \A1;28,000¦ \A1;7,600¦ \A1;7,900¦ \A1;6,100¦ \A1;6,100¦ \A1;5,000¦ \A1;5,000¦ \A1;5,000¦ \A1;5,000¦ \A1;5,000¦ \A1;5,000¦ \A1;5,000¦ \A1;7,500¦ \A1;7,500¦ \A1;7,500¦ \A1;7,500¦ \A1;7,500¦ \A1;7,500¦ \A1;7,500¦ \A1;7,500¦ \A1;2,537¦ \A1;5,000¦ \A1;5,000¦ \A1;5,000¦ \A1;5,000¦ \A1;5,000¦ \A1;5,000¦ \A1;77,538¦ \A1;30,000¦ \A1;137,537¦ \A1;107,537¦ \A1;30,000¦ \A1;5,000¦ \A1;5,000¦ UP¦ 운영원대기실¦ CO2실¦ 내부계단 3¦ 비상전원실¦ 안전관리실¦ 발매기실 2¦ 변전실¦ 전 기 실¦ 창 고¦ 내부계단 4¦ 909 정거장¦ STA.10km845.167¦ 외부계단 3¦ 공조기계실(PIT)¦ CO2실¦ (16) UTP Cat.5E 4Px2조 (출입통제)¦ UTP Cat.5E 4Px4조 (출입통제)¦ MATCH LINE¦ MATCH LINE¦ KEY PLAN¦ Y04¦ Y03¦ Y02¦ Y01¦ Y00¦ X10¦ X12¦ X14¦ X16¦ X18¦ X20¦ X22¦ X24¦ X26¦ X27¦ X28¦ X29¦ X30¦ X31¦ X32¦ X33¦ MATCH LINE¦ MATCH LINE DWG No. "S1-TA-S09-DB-017-0"¦ (P25:200x200x100)¦ MATCH LINE¦ UTP Cat.5E 4Px8조 (출입통제)¦ UTP Cat.5E 4Px2조 (출입통제)¦ (16) UTP Cat.5E 4Px2조 (출입통제)¦ UTP Cat.5E 4Px6조 (출입통제)¦ (16) UTP Cat.5E 4Px2조 (출입통제)¦ (16) UTP Cat.5E 4Px2조 (출입통제)¦ UTP Cat.5E 4Px2조 (출입통제)¦ 909정거장 출입통제설비 지하1층 철거 평면도 (2/2)¦ 909정거장 출입통제설비 지하1층 철거 평면도 (2/2)¦ S = 1 / 400¦ 1/400¦ 지하철 909정거장¦ 가양¦ 등촌¦ 염창¦ T¦ 7¦ 0¦ 0¦ 9¦ 9¦ 3¦ 4¦ 4¦ 0¦ 0¦ P¦ C/R¦
| 1단계_정거장 - 복사본 | 1단계_정거장 - 복사본 | 001~003. T1001001~003 915 정거장 목록표,범례도, 표지,간지.dwg | T¦ 1¦ 0¦ 0¦ 1¦ 0¦ 0¦ 3¦ 0¦ 0¦ 1¦ (공통 상세도)¦ 공통¦ T¦ 1¦ 0¦ 0¦ 0¦ 0¦ 0¦ 0¦ 0¦ 0¦ 0¦ 네트워크장비 통신기기실 실장도¦ 서지보호기 상세도¦ DU 시스템 상세도¦ DU RACK 상세도¦ RRU 시스템 상세도¦ OFD 48C 상세도¦ OFD 24C 상세도¦ FDF 48C 상세도¦ 실내안테나 설치상세도¦ 옥상안테나폴[5M] 상세도¦ 옴니 안테나 상세도¦ 정류기 상세도¦ RACK 접지상세도¦ 수공 상세도[1/2]¦ 수공 상세도[2/2]¦ 수공철개 상세도¦ PIPING 상세도[1/3]¦ PIPING 상세도[2/3]¦ PIPING 상세도[3/3]¦ TERMINAL BOX 상세도¦ 접지함 상세도¦ WALL PULLBOX DETAIL¦ 여자화장실 INTERPHONE DETAIL¦ RACK 바닥고정 설치상세도¦ 광점퍼코드[OJC]상세도¦ 도면번호¦ 구 분¦ 도 면 명¦ 축 척¦ 도면번호¦ 구 분¦ 축 척¦ 도면번호¦ 구 분¦ 축 척¦ 1¦ 2¦ 도면목록표¦ NONE¦ 3¦ NONE¦ 4¦ NONE¦ 5¦ NONE¦ 6¦ 7¦ 8¦ 1/100¦ 9¦ 10¦ 11¦ 12¦ 13¦ 14¦ 15¦ 16¦ 17¦ 18¦ 19¦ 20¦ 21¦ 22¦ 23¦ 24¦ 25¦ 26¦ 도 면 명¦ 도 면 명¦ 1/600¦ NONE¦ 도 면 목 록 표¦ NONE¦ 도 면 목 록 표¦ S = NONE¦ 915정거장 CIRCUIT WIRING SYSTEM DIAGRAM / 신설¦ 915정거장 통신기계실 & 안전관리실 CABLE WIRING DIAGRAM¦ 915정거장 종합무선중계,열차무선설비 DIAGRAM¦ NONE¦ NONE¦ NONE¦ NONE¦ NONE¦ NONE¦ NONE¦ NONE¦ NONE¦ NONE¦ NONE¦ NONE¦ NONE¦ NONE¦ 정거장 통신설비 계통도¦ 범례도¦ 915정거장 ¦ 27¦ 28¦ 29¦ 30¦ 31¦ 32¦ 33¦ 34¦ 35¦ 915정거장 종합무선중계설비 지하1층 평면도¦ 915정거장 통신기계실 기기배치도 및 바닥 TRAY 설치도¦ 36¦ 37¦ 38¦ 39¦ 40¦ 41¦ 42¦ 43¦ 44¦ 공통상세도¦ 45¦ 46¦ NONE¦ NONE¦ NONE¦ NONE¦ NONE¦ 47¦ 48¦ 49¦ 50¦ 51¦ 52¦ 53¦ 54¦ 55¦ 56¦ 57¦ 58¦ 59¦ 60¦ 61¦ 62¦ 63¦ 64¦ 65¦ 66¦ 67¦ 68¦ 69¦ 70¦ 71¦ 72¦ 73¦ 74¦ NONE¦ NONE¦ NONE¦ NONE¦ NONE¦ NONE¦ NONE¦ NONE¦ NONE¦ NONE¦ NONE¦ NONE¦ NONE¦ NONE¦ NONE¦ 심 볼¦ 명 칭¦ 비 고¦ 심 볼¦ 명 칭¦ 비 고¦ ( 36 )¦ ATT¦ 관 로 케 이 블 포 설 (신설)¦ GND¦ MGB¦ 직 매 케 이 블 포 설¦ 트 라 후 내 포 설¦ 천 장 노 출 배 관¦ 케 이 블 접 속¦ 바 닥 배 관¦ 전 선 관 규 격¦ 전 선 관 상 향¦ 전 선 관 하 향¦ 전 선 관 통 과¦ 분 전 반¦ U T P 단 자 함¦ 주 접 지 단 자 함¦ 접 지 단 자 함¦ 천 장 형 풀 박 스¦ 기 설 천 장 형 풀 박 스¦ 벽 부 형 풀 박 스¦ 아 웃 레 트 박 스¦ 인 공¦ 수 공 (신 설)¦ 모 듈 러 잭 (R J - 4 5)¦ 구 내 전 화¦ 역 간 직 통 전 화¦ 사 령 전 화¦ 키 폰 전 화 모 장 치¦ 키 폰 전 화 자 장 치¦ 인 터 폰 자 장 치¦ 모 사 전 송 장 치¦ 콜 폰¦ T V 단 자¦ 장 애 자 용 유 도 음 향 장 치¦ 증 폭 기¦ 천 장 형 스 피 커 (3 W)¦ 벽 부 형 스 피 커 (3 W)¦ 벽 부 형 스 피 커 (3 W)¦ 천 장 형 스 피 커 (5 W)¦ 벽 부 형 스 피 커 (5 W)¦ 컬 럼 형 스 피 커 (20 W)¦ 음 량 조 절 기¦ H I V 1 . 5 ㎟ x 3 조¦ 안 테 나¦ 카 메 라¦ 펜 틸 트 카 메 라¦ 열 차 행 선 안 내 게 시 기¦ 부 모 시 계¦ 자 시 계¦ 사 각 시 계¦ M¦ 방 송 단 자 함¦ P¦ P¦ KP¦ KP¦ H¦ M¦ G¦ PA AMP¦ T¦ 기 설 벽 부 형 풀 박 스¦ INT¦ H o r n 스 피 커 (30 W)¦ 4D¦ AMP¦ T V 분 배 기¦ T V 증 폭 기¦ C/R¦ ACU¦ 출 입 통 제 자 장 치¦ 출 입 통 제 주 장 치¦ 종 단 저 항¦ (200x200x100)¦ (400x500x150)¦ 심 볼¦ 명 칭¦ 비 고¦ SMS¦ ATVM¦ AAM¦ AGM¦ 자 동 발 매 기¦ 자 동 정 산 기¦ 역 단 위 전 산 기¦ 개 집 표 기¦ 케 이 블 트 레 이¦ 일 반 전 화 (국선)¦ KT¦ ATTENUATOR 포함¦ 수치규격표시¦ 수치규격표시¦ 분 배 기¦ D¦ 승 강 장 천 장 노 출 배 관¦ (36) : 수치규격표시¦ 인터폰¦ 모장치¦ 인 터 폰 모 장 치¦ MSC¦ MWS¦ 시스템박스¦ 컬 럼 형 스 피 커 (10 W)¦ INSTALLATION OF DUCT SYSTEM¦ INSTALLATION OF DIRECTBURIED CABLE¦ INSTALLATION OF TROUGH SYSTEM¦ CABLE TRAY¦ CABLE IN CONDUIT CELING EXPOSED¦ CABLE JOINT¦ CABLE IN CONDUIT FLOOR EXPOSED¦ CONDUIT SIZE¦ CONDUIT GOING UPWARD¦ CONDUIT GOING DOWNWARD¦ CONDUIT PASSING¦ POWER DISTRIBUTION BOARD¦ UTP TERMINAL BOX¦ PUBLIC ADDRESS TERMINAL BOX¦ MAIN GROUND BOX¦ EARTH TERMINAL BOX¦ CEILING PULL BOX¦ CEILING PULL BOX¦ WALL PULL BOX¦ WALL PULL BOX¦ MODULAR JACK¦ SYSTEM BOX¦ INTERIOR TELEPHONE¦ MAGNETIC TELEPHONE¦ DISPATCH TELEPHONE¦ KEYPHONE MASTER¦ KEYPHONE SLAVE¦ AUTOMATIC TELEPHONE¦ INTERPHONE MASTER¦ INTERPHONE SLAVE¦ FACSIMILE¦ CALL PHONE¦ OUTLET FOR TV¦ AMPLIFILER¦ SPEAKER (CEILING MOUNTED TYPE)¦ SPEAKER (WALL MOUNTED TYPE)¦ SPEAKER (WALL MOUNTED TYPE)¦ SPEAKER (CEILING MOUNTED TYPE)¦ SPEAKER (WALL MOUNTED TYPE)¦ SPEAKER (COLUMN MOUNTED TYPE)¦ SPEAKER (COLUMN MOUNTED TYPE)¦ SPEAKER (HORN MOUNTED TYPE)¦ ATTENUATOR¦ DISTRIBUTOR FOR TV¦ BOOSTER FOR TV¦ CAMERA FOR CCTV¦ PANTILTED CAMERA¦ DISPLAY FOR TRAIN DESTINATION INDICATION¦ REPEAT ELETRIC CLOCK¦ SLAVE ELECTRIC CLOCK (WALL MOUNTED TYPE)¦ INDEPENDENCE OUTSIDE CLOCK¦ ACCESS CONTROL UNIT¦ CARD READER¦ ANTENNA¦ DISTRIBUTOR FOR RADIO COMMUNICATION¦ DUMMY LOAD¦ STATION MONITORING SYSTEM¦ AUTOMATIC TICKET VENDING MACHINE¦ AUTOMATIC ADD FARE MACHINE¦ AUTOMATIC GATE MACHINE¦ CABLE IN CONDUIT CELING EXPOSED FOR PALTFORM¦ OUTLET BOX¦ Man Hole¦ Hand Hole¦ 토크백¦ 모장치¦ 토 크 백 모 장 치¦ TALK BACK MASTER¦ 수 공 (기 설)¦ H¦ Hand Hole¦ 관 로 케 이 블 포 설 (기설)¦ INSTALLATION OF DUCT SYSTEM¦ 콤바이너¦ c¦ COMBINER¦ 소 방 무 선 접 속 단 자 함¦ RADIO TERMINAL CONNECTION BOX FOR THE FIRE¦ 관 리 역 전 산 기¦ MANAGING STATION COMPUTER¦ 유 지 보 수 전 산 기¦ MAINTENCE WORK STATION¦ 연 선 전 화¦ WAY SIDE TELEPHONE¦ 토 크 백¦ TALK BACK¦ Vmh¦ VMT¦ 환급기¦ V M 수 신 기¦ V M 송 신 기¦ 출 입 구 및 환 승 통 로 안 내 게 시 기¦ L¦ 환 급 기¦ 범 례 도¦ NONE¦ 범 례 표¦ S = NONE¦ 서지보호기 상세도¦ DU 시스템 상세도¦ OPDP 상세도¦ RRU 시스템 상세도¦ OFD 48C 상세도¦ FDF 48C 상세도¦ 실내안테나 설치상세도¦ 옴니 안테나 상세도¦ RACK 접지상세도¦ PIPING 상세도[1/3]¦ PIPING 상세도[2/3]¦ PIPING 상세도[3/3]¦ TERMINAL BOX 상세도¦ 접지함 상세도¦ WALL PULLBOX DETAIL¦ 여자화장실 INTERPHONE DETAIL¦ RACK 바닥고정 설치상세도¦ 광점퍼코드[OJC]상세도¦ 방송설비 설치 상세도¦ 천정형 P/T BRACKET 설치 상세도¦ 자시계 외형도¦ 카메라 설치 상세도¦ 행선안내 표시기 외형도¦ 행선안내 표시기 현장 설치도¦ 출입구 및 환승통로 게시기 상세도¦ 출입통제시스템 설치 상세도¦ 종합무선중계설비 상세도¦ 발매기 설치 상세도¦ AFC PIPING DETAIL¦ AGM CHANEL BASE 설치 상세도¦ 무선통신 외부단자 및 공시청 안테나 설치 상세도¦ T1001002-001¦ T1001003-001¦ T1001004-001¦ 915정거장 CIRCUIT WIRING SYSTEM DIAGRAM / 철거¦ T1001026-001¦ T1001026-002¦ T4009934-001¦ 915(여의도) 역사노드 랙 배치도¦ 915정거장 역사 L3스위치 인터페이스 구성도¦ T9103026-001¦ T9103075-001¦ T9103066-001¦ GPS 안테나 설치 상세도¦ T9103038-001¦ T9103038-002¦ T9103038-003¦ T9103038-004¦ T9103038-005¦ T9103038-006¦ T9103038-007¦ T9103038-008¦ T9103038-009¦ T9103038-010¦ T9103038-011¦ T9103038-012¦ T9103038-013¦ T9103038-014¦ T9103038-015¦ T9103038-016¦ T9103038-017¦ T9103038-018¦ T9103038-019¦ T9103038-020¦ T9103038-021¦ T9103038-022¦ T9103038-023¦ T9103038-024¦ T9103038-025¦ T9103038-026¦ T9103038-027¦ T9103038-028¦ T9103038-029¦ T9103038-030¦ T9103038-031¦ T9103038-032¦ 915정거장 AFC SYSTEM DIAGRAM (1/2) ¦ 915정거장 AFC CABLE WIRING DIAGRAM (1/2)¦ 915정거장 출입통제설비 CABLE WIRING DIAGRAM ¦ 915정거장 출입통제설비 CABLE WIRING DIAGRAM / 철거¦ T7001034-001¦ T7001034-002¦ T7001034-003¦ T7001034-004¦ T7001034-005¦ T7001034-006¦ T7001034-007¦ T7001034-008¦ T7005034-001¦ T7005034-002¦ T7005034-003¦ T7005034-004¦ T7005034-005¦ T7005034-006¦ T7005034-007¦ T7005034-008¦ T1001026-003¦ T1001026-004¦ T1001026-005¦ T1001026-006¦ T1001026-007¦ T1001026-008¦ T1001026-009¦ T1001026-010¦ T1001026-011¦ T1001026-012¦ T1001026-013¦ T9103066-002¦ T9103066-003¦ T9103066-004¦ 915정거장 AFC설비 지하1층 평면도 ¦ T5001034-001¦ 915정거장 AFC SYSTEM DIAGRAM (1/2) / 철거¦ T7003034-001¦ T7003034-002¦ T7003034-003¦ T7003034-004¦ 1/600¦ 915정거장 AFC설비 지하1층 장비배치도 ¦ 1/400¦ T7009934-001¦ T7009934-002¦ T7009934-003¦ T7009934-004¦ 915정거장 출입통제설비 지하1층 평면도 (1/2) ¦ 915정거장 출입통제설비 지하1층 평면도 (2/2) ¦ 1/400¦ 1/400¦ 1/400¦ 1/400¦ 915정거장 출입통제설비 지하1층 철거평면도 (1/2) ¦ 915정거장 출입통제설비 지하1층 철거평면도 (2/2) ¦ 1/600¦ 915정거장 AFC설비 지하2층 장비배치도 (환승구간) ¦ 915정거장 COMMUNICATION CABLE WIRING DIAGRAM¦ 915정거장 전화설비 지하1층 신설평면도 (1/2)¦ 915정거장 CCTV,TDI,시계설비 CABLE WIRING DIAGRAM¦ 915정거장 CCTV,TDI,시계설비 지하1층 신설평면도 (1/2)¦ 915정거장 안전관리실 기기배치도 및 바닥 TRAY 설치도¦ 915정거장 전화설비 지하1층 신설평면도 (2/2)¦ 915정거장 전화설비 지하2층 신설평면도(1/2)¦ 915정거장 전화설비 지하2층 신설평면도(2/2)¦ 915정거장 전화설비 지하1층 철거평면도 (1/2)¦ 915정거장 전화설비 지하1층 철거평면도 (2/2)¦ 915정거장 전화설비 지하2층 철거평면도(1/2)¦ 915정거장 전화설비 지하2층 철거평면도(2/2)¦ 915정거장 CCTV,TDI,시계설비 지하1층 신설평면도 (2/2)¦ 915정거장 CCTV,TDI,시계설비 지하2층 신설평면도(1/2)¦ 915정거장 CCTV,TDI,시계설비 지하2층 신설평면도(2/2)¦ 915정거장 CCTV,TDI,시계설비 지하1층 철거평면도 (1/2)¦ 915정거장 CCTV,TDI,시계설비 지하1층 철거평면도 (2/2)¦ 915정거장 CCTV,TDI,시계설비 지하2층 철거평면도(1/2)¦ 915정거장 CCTV,TDI,시계설비 지하2층 철거평면도(2/2)¦ 915정거장 방송설비 지하1층 신설평면도 (2/2)¦ 915정거장 방송설비 지하2층 신설평면도(1/2)¦ 915정거장 방송설비 지하2층 신설평면도(2/2)¦ 915정거장 방송설비 지하1층 신설평면도 (1/2)¦ 915정거장 방송설비 CABLE WIRING DIAGRAM¦ T1001026-014¦ T1001026-015¦ T1001026-016¦ T1001026-017¦ NONE¦ NONE¦ NONE¦ NONE¦ NONE¦ NONE¦ NONE¦ NONE¦ NONE¦ NONE¦ NONE¦ NONE¦ NONE¦ NONE¦ NONE¦ 915정거장 AFC SYSTEM DIAGRAM (2/2) (환승구간) ¦ 915정거장 AFC SYSTEM DIAGRAM (2/2) (환승구간) / 철거 ¦ 915정거장 AFC CABLE WIRING DIAGRAM (2/2) (환승구간)¦ 915정거장 AFC CABLE WIRING DIAGRAM (1/2) / 철거¦ 915정거장 AFC CABLE WIRING DIAGRAM (2/2) (환승구간) / 철거¦ 1/400¦ 1/400¦ 1/400¦ 1/400¦ 1/400¦ 1/400¦ 1/400¦ 1/400¦ 1/400¦ 1/400¦ 1/400¦ 1/400¦ 1/400¦ 1/400¦ 1/400¦ 1/400¦ 1/400¦ 1/400¦ 1/400¦ 1/400¦ 915정거장 AFC설비 지하2층 평면도 (환승구간) ¦ T5001034-002¦ 1/400¦ T9103066-005¦ T9103066-006¦ 1/600¦ 915정거장 AFC설비 지하1층 장비배치도 / 철거 ¦ 1/600¦ 915정거장 AFC설비 지하2층 장비배치도 (환승구간) / 철거 ¦ 75¦ 76¦ 77¦ 78¦ 79¦ 80¦ 81¦ 82¦ 83¦ 84¦ 85¦ 86¦ 87¦ T¦ 공통¦ 1¦ 0¦ 0¦ 1¦ 0¦ 0¦ 2¦ 0¦ 0¦ 1¦ 서울시메트로9호선(주) 대체투자(신호 및 통신설비) 타당성조사, 기본 및 실시설계 용역¦ 실 시 설 계 도 면¦ 2019. 03. ¦ [ 통신 설비-915정거장 ]¦ (주)안세기술 컨소시엄¦ 서울시메트로 9호선(주)¦ 서울시메트로9호선(주) 대체투자(신호 및 통신설비) 타당성조사, 기본 및 실시설계 용역¦ 실 시 설 계 도 면¦ 2019. 03. ¦ [ 통신 설비-905정거장 ]¦ (주)안세기술 컨소시엄¦ 서울시메트로 9호선(주)¦ (915 정거장)¦
| 1단계_정거장 - 복사본 | 1단계_정거장 - 복사본 | 041. T7009934-002 905정거장 출입통제설비 지하1층 평면도(2_2).dwg | P¦ C/R¦ KEY PLAN¦ \A1;7880¦ \A1;8000¦ \A1;8000¦ \A1;7880¦ \A1;31760¦ \A1;5930¦ \A1;3900¦ \A1;12100¦ \A1;3900¦ \A1;5930¦ \A1;7500¦ \A1;7500¦ \A1;7500¦ \A1;7500¦ \A1;7500¦ \A1;7500¦ \A1;7500¦ \A1;7500¦ \A1;7500¦ \A1;6850¦ \A1;6850¦ \A1;81200¦ (16) UTP Cat.5E 4Px2조 (출입통제)¦ (16) UTP Cat.5E 4Px2조 (출입통제)¦ MATCH LINE DWG No. "S1-TA-S05--DB-018-1.dwg"¦ X16¦ X17¦ X18¦ X19¦ X20¦ X21¦ X22¦ X23¦ X12¦ X13¦ X14¦ X15¦ DN¦ DN¦ DN¦ DN¦ 공조기계실2¦ 물탱크실¦ Y00¦ Y01¦ Y02¦ Y03¦ Y04¦ DN¦ DN¦ DN¦ DN¦ 용역¦ 이동통신기계실¦ 예 비 실¦ 기능실통로¦ 전 기 실¦ 창고¦ UTP Cat.5E 4Px2조 (출입통제)¦ 905정거장 출입통제설비 지하1층 평면도 (2/2)¦ 1/400¦ 지하철 905정거장¦ 신방화¦ 마곡나루¦ 양천향교¦ 905정거장 출입통제설비 지하1층 평면도 (2/2)¦ S = 1/400¦ T¦ 7¦ 0¦ 0¦ 9¦ 9¦ 3¦ 4¦ 0¦ 0¦ 2¦
| 1단계_정거장 - 복사본 | 1단계_정거장 - 복사본 | 005. T1001026-001 908정거장 CIRCUIT WIRING SYSTEM DIAGRAM_신설.dwg | KT¦ IP¦ G¦ D¦ C/R¦ T¦ 0¦ 0¦ 0¦ 0¦ 0¦ 0¦ 0¦ 0¦ 0¦ 0¦ 통신기계실¦ 통신기계실¦ 안전관리실¦ 소방외부 무선통신 보조설비¦ 경찰통신설비¦ O/F(SM) FM RADIO¦ POWER DISTRIBUTION¦ O/F(SM)¦ O/F(SM)¦ UPS¦ CCTV¦ 광화상전송장치¦ MATRIX¦ RACK¦ TV 광전송장치¦ 부모시계¦ To: NEXT STATION¦ O/F(SM)¦ O/F(SM)¦ To: KT¦ M/D¦ KT¦ 전력사령¦ 방재사령¦ 통신사령¦ FAX¦ Data Line (전력)¦ Data Line¦ Data Line¦ Data Line¦ Data Line (AFC)¦ Data Line (통신)¦ Data Line (방재)¦ Data Line (운전)¦ SMS¦ AGM¦ AAM¦ ATVM¦ IP¦ P.A AMP¦ x2¦ x2¦ 지하1층 (대합실) x 11, 외부출입구2 x 8, 지하2층 (대합실) x 19¦ 지하3층 (승강장상선) x 21¦ 지하3층 (승강장하선) x 21¦ G¦ G¦ G¦ G¦ G¦ 지하3층 (승강장상선) x 2¦ 지하3층 (승강장하선) x 2¦ CCTV¦ CONSOLE¦ 지하2층¦ (복합통신ANT)¦ 무선통신 보조설비¦ HFC-22D-FR¦ HFC-12D-FR¦ 본선터널 (승강장) RFCL-42D-광대역¦ 본선터널 (승강장) RFCL-42D-광대역¦ D¦ POWER LINE¦ INT¦ T¦ x2¦ x11¦ x3¦ T¦ T¦ x9¦ x2¦ x2¦ x7 ¦ 인터폰¦ 모장치¦ 배 선 반¦ T¦ x2¦ 출입통제¦ C/R¦ C/R¦ C/R¦ C/R¦ 운전사령¦ Data Line (신호)¦ Data Line¦ Data Line¦ 소방외부¦ 지하1층¦ (복합통신ANT)¦ 공조기계실-1¦ 공조기계실-2¦ 전기실¦ 이동통신기계실¦ 비상전원실¦ 임대상가 1,2¦ 기능실복도¦ 발매기실¦ 장애자화장실¦ 편의점¦ PSD실 (상선)¦ Callphone¦ 지하1층 (대합실)¦ 용역원대기실¦ ELEV, 화장실, 승강장¦ 화장실 (남,여)¦ 승강장 INT¦ PSD실 (하선)¦ 지하2층 (대합실)¦ 예비실¦ 독서실¦ T¦ T¦ x2¦ x8¦ x2¦ x2¦ INT¦ x6¦ IP¦ 본선터널 (승강장) RFCL-42D-광대역¦ 본선터널 (승강장) RFCL-42D-광대역¦ D¦ x2¦ 환급기¦ 통신기계실¦ 소방외부 무선통신 보조설비¦ 경찰통신설비¦ O/F(SM) FM RADIO¦ POWER DISTRIBUTION¦ O/F(SM)¦ O/F(SM)¦ UPS¦ EQUIP¦ MULTI¦ COMM¦ CCTV¦ 광화상전송장치¦ MATRIX¦ RACK¦ H/E¦ 부모시계¦ To: NEXT STATION¦ O/F(SM)¦ O/F(SM)¦ To: KT¦ 배 선 반¦ M/D¦ 전력사령¦ 운전사령¦ 방재사령¦ 통신사령¦ FAX¦ Data Line¦ P.A AMP¦ 소방 무선통신 보조설비¦ HFC-22D-FR¦ HFC-12D-FR¦ POWER LINE¦ HFC-12D-FR¦ 출입통제¦ O/F(SM) 열차무선 / DU¦ C¦ Data Line¦ 통신장치¦ IP MPLS¦ 역사백본¦ 시리얼 ¦ FXO/FXS¦ Ethernet¦ L3 Switch¦ 신설¦ O/F(SM) 인접역¦ 신설¦ 열차무선 RRU¦ LTE-R¦ FM/DMB¦ 광전송장치¦ C¦ 통신장치¦ IP MPLS¦ 역사백본¦ 시리얼 ¦ FXO/FXS¦ Ethernet¦ L3 Switch¦ 신설¦ O/F(SM) 인접역¦ 신설¦ 열차무선 RRU¦ LTE-R¦ O/F(SM) 열차무선 / DU¦ EQUIP¦ MULTI¦ COMM¦ FM/DMB¦ 광전송장치¦ O/F(SM) 인접역¦ OF-SM-8C(난연),FR-CV 3c/4.0㎟¦ UTP Cat. 5E4P¦ 승강장모니터(상선)¦ UTP Cat. 5E4P¦ OF-SM-8C(난연),FR-CV 3c/4.0㎟¦ 승강장모니터(하선)¦ OF-SM-8C(난연),FR-CV 3c/4.0㎟¦ OF-SM-8C(난연),FR-CV 3c/4.0㎟¦ 908정거장 CIRCUIT WIRING SYSTEM DIAGRAM / 신설¦ 908정거장 CIRCUIT WIRING SYSTEM DIAGRAM / 신설¦ S = NONE¦ NONE¦ 가양¦ 증미¦ 등촌¦ T¦ 1¦ 0¦ 0¦ 1¦ 0¦ 2¦ 6¦ 0¦ 0¦ 1¦
| 1단계_정거장 - 복사본 | 1단계_정거장 - 복사본 | 007. T1001026-003 912정거장 COMMUNICATION CABLE WIRING DIAGRAM.dwg | -¦ T¦ 7¦ 0¦ 0¦ 3¦ 0¦ 3¦ 4¦ 0¦ 1¦ 6¦ 신호통신기계실¦ UTP Cat.5E 4Px2조¦ UTP Cat.5E 4Px2조¦ UTP Cat.5E 4Px2조¦ UTP Cat.5E 25Px1조¦ UTP Cat.5E 4Px2조¦ 안전관리실¦ 대합실 E/L x 6¦ 인터폰선 0.6x2Px6조¦ 지상 E/L x 2¦ 승강장 E/L x 2¦ 장애인용화장실 x 2¦ 승강장상선 (INT) x 3¦ 인터폰선 0.6x2Px2조¦ 인터폰선 0.6x2Px2조¦ UTP Cat.5E 4Px3조¦ 승강장 인터폰 및 장애인 편의설비 CABLE WIRING DIAGRAM¦ 신호통신기계실¦ 편의점¦ 안전관리실¦ 공조기계실1¦ 공조기계실2¦ 이동통신기계실¦ 전기실¦ 임대상가 (지하1층)¦ 안전관리실¦ 대합실공중전화 (지하2층)¦ 승강장공중전화 (상선)¦ 승강장공중전화 (하선)¦ 편의점¦ 용역원대기실¦ UTP Cat.5E 4Px2조¦ UTP Cat.5E 4Px4조¦ 5C-HFBTx1조¦ 임대상가 (지하1층)¦ UTP Cat.5E 25Px1조¦ 5C-HFBTx1조¦ V¦ T¦ A¦ M¦ P¦ (4D)¦ 용역원대기실¦ 7C-HFBTx1조 (CATV용)¦ 4D¦ Callphone x 11¦ COMMUNICATION CABLE BLOCK DIAGRAM¦ [25P]¦ [25P]¦ 대합실공중전화 ¦ [25P]¦ 안전관리실¦ 층¦ 1¦ 하¦ 지¦ [25P]¦ KT. MANHOLE¦ 승강장공중전화 상선¦ 승강장공중전화 하선¦ M¦ 2¦ 하¦ [TB No.6]¦ [TB No.7] ¦ [TB No.8] ¦ [TB No.4]¦ [50P]¦ [TB No.3]¦ 인터폰¦ 모장치¦ 층¦ 3¦ 하¦ 지¦ 지¦ 층¦ 임대상가 (지하2층)¦ 운영원대기실¦ UTP Cat.5E 25Px1조¦ UTP Cat.5E 4Px2조¦ 승강장하선 (INT) x 3¦ UTP Cat.5E 4Px3조¦ 운영원대기실¦ 대합실 분배기함¦ x2¦ 배선반 / MIS HUB¦ 전기실¦ [TB No.2]¦ [25P]¦ 운영원대기실¦ [TB No.1]¦ [25P]¦ UTP Cat.5E 4Px3조¦ UTP Cat.5E 4Px3조¦ UTP Cat.5E 4Px3조¦ KT.LINE 100P¦ M¦ From: KT.MANHOLE¦ 임대상가 (지하2층)¦ 운전취급실¦ 운전취급실¦ UTP Cat.5E 25Px1조¦ UTP Cat.5E 4Px1조¦ UTP Cat.5E 25Px1조¦ HUB¦ MIS¦ [25P]¦ 운전취급실 ¦ [TB No.5]¦ 신호통신기계실¦ COMMUNICATION CABLE WIRING DIAGRAM¦ TV 공시청설비 CABLE WIRING DIAGRAM¦ 편의점¦ 인터폰선 0.6x2Px4조¦ 선¦ 배¦ 반¦ UTP Cat.5E 4Px1조¦ UTP Cat.5E 25Px1조¦ 인터폰선 0.6x2Px2조¦ UTP Cat.5E 4Px1조¦ 인터폰선 0.6x2Px4조¦ 5C-HFBTx1조¦ 912정거장 COMMUNICATION CABLE WIRING DIAGRAM¦ 912정거장 COMMUNICATION CABLE WIRING¦ S = NONE¦ NONE¦ 지하철 912정거장¦ 신목동¦ 선유도¦ 당산¦ T¦ 1¦ 0¦ 0¦ 1¦ 0¦ 2¦ 6¦ 0¦ 0¦ 3¦ DIAGRAM¦ T¦
| 1단계_정거장 - 복사본 | 1단계_정거장 - 복사본 | 043. T7003034-012 902정거장 방송설비 지하4층신설평면도(3-3).dwg | 창고¦ 20¦ X¦ 19¦ X¦ 18¦ X¦ 17¦ X¦ X¦ 20¦ X¦ 21¦ X¦ 22¦ X¦ 23¦ X¦ 24¦ X¦ 25¦ X¦ 26¦ 발매기실/매표소-1¦ 발매기실/매표소-2¦ 대 합 실¦ -3¦ 7500¦ 7500¦ 7500¦ 7500¦ 7500¦ 7500¦ 7500¦ 7500¦ 7500¦ 00¦ Y¦ 01¦ Y¦ 02¦ Y¦ 03¦ Y¦ 3550¦ 8240¦ 9020¦ 8840¦ 26100¦ AMP¦ P¦ A¦ P¦ P¦ PB(400X400X300)¦ P¦ P¦ P¦ PB(400X400X300)¦ B¦ A¦ B¦ C¦ PB(500X500X300)¦ PB(500X500X300)¦ C¦ M¦ M¦ (22)5C-2VX2(MONITOR)¦ (22)CPEV 5P/.65(M.CON)¦ (22)CV 3.5 /2C(M.POW)¦ C¦ PB(500X500X300)¦ UP TO B3¦ E¦ (16)IV 1.2X4(CL)¦ C¦ AMP¦ UP TO B3¦ F¦ PB(500X500X300)¦ (16)IV 1.2X4(CL)¦ P¦ INT¦ C¦ (16)UTP CAT.5 4P(INT)¦ PB(200X200X100)¦ D¦ (16)HIV1.2X2¦ (16)HIV1.2X3¦ (16)HIV1.2X4¦ (16)HIV1.2X6¦ ES.DN¦ ES.UP¦ ES.UP¦ ES.DN¦ 도심방향¦ PS¦ PS¦ PS¦ PS¦ EPS¦ PS¦ PS¦ DN¦ UP¦ ST¦ ST¦ ST¦ ST¦ 광복합케이블2조(통신TRAY):해외지급분¦ C/R¦ C/R¦ 승강장2¦ 게이트2¦ 발매기2¦ 하행 모니터¦ (16)IV1.2X2(CL)¦ (16)HIV1.2X3(SP)¦ A¦ (16)IV1.2X2(CL)¦ (16)HIV1.2X3(SP)¦ (22)CPEV 5P/.65(KP)¦ (22)VCT2.0 /2C(KP POW)¦ B¦ (16)IV1.2X2(CL)¦ (16)HIV1.2X3(SP)¦ C¦ (16)IV1.2X2(CL)¦ (16)HIV1.2X3(SP)¦ (22)CPEV 5P/.65(KP)¦ (22)VCT2.0 /2C(KP POW)¦ D¦ IV1.2X2(CL)¦ HIV1.2X7(SP)¦ DUCT (450X100)¦ UP TO B3¦ E¦ IV1.2X2(CL)¦ HIV1.2X7(SP)¦ CPEV 5P/.65(KP)¦ VCT2.0 /2C(KP POW)¦ DUCT (450X100)¦ UP TO B3¦ F¦ 지하철 902정거장¦ 김포공항¦ 공항시장¦ 1/400¦ 902정거장 방송설비 지하4층 신설평면도(3/3)¦ S = 1/400¦ 902정거장 방송설비 지하4층 신설평면도(3/3)¦ 개화¦ (기설활용)¦ T¦ 7¦ 0¦ 0¦ 3¦ 0¦ 3¦ 4¦ 0¦ 1¦ 2¦
| 1단계_정거장 - 복사본 | 1단계_정거장 - 복사본 | 007. T1001026-003 910정거장 COMMUNICATION CABLE WIRING DIAGRAM.dwg | -¦ T¦ 7¦ 0¦ 0¦ 3¦ 0¦ 3¦ 4¦ 0¦ 1¦ 6¦ 통신기계실¦ UTP Cat.5E 4Px2조¦ UTP Cat.5E 4Px2조¦ UTP Cat.5E 4Px2조¦ UTP Cat.5E 25Px1조¦ UTP Cat.5E 4Px2조¦ UTP Cat.5E 25Px1조¦ 안전관리실¦ 대합실 E/L x 4¦ 인터폰선 0.6x2Px4조¦ 지상 E/L x 2¦ 승강장 E/L x 2¦ Callphone x 11¦ 장애인용화장실 x 2¦ 승강장상선 (INT) x 3¦ 인터폰선 0.6x2Px2조¦ 인터폰선 0.6x2Px2조¦ UTP Cat.5E 4Px3조¦ 통신기계실¦ 용역원대기실¦ 5C-HFBTx1조¦ 임대상가¦ 공조기계실-1¦ 공조기계실-2¦ 이동통신기계실¦ 전기실¦ 용역원대기실¦ 안전관리실¦ 승강장공중전화 (상선)¦ 승강장공중전화 (하선)¦ 승강장하선 (INT) x 3¦ UTP Cat.5E 4Px3조¦ 편의점¦ 임대상가¦ UTP Cat.5E 4Px2조¦ UTP Cat.5E 4Px2조¦ 5C-HFBTx1조¦ 안전관리실¦ 편의점¦ 대합실공중전화 (지하1층)¦ 대합실 분배기함¦ 7C-HFBTx1조 (CATV용)¦ 4D¦ V¦ T¦ A¦ M¦ P¦ (2D)¦ 승강장 인터폰 및 장애인 편의설비 CABLE WIRING DIAGRAM¦ UTP Cat.5E 4Px3조¦ UTP Cat.5E 4Px3조¦ UTP Cat.5E 4Px3조¦ KT.LINE 100P¦ M¦ From: KT.MANHOLE¦ UTP Cat.5E 25Px1조¦ HUB¦ MIS¦ 선¦ 배¦ 반¦ 통신기계실¦ COMMUNICATION CABLE BLOCK DIAGRAM¦ [25P]¦ [25P]¦ 대합실공중전화 ¦ [25P]¦ 안전관리실¦ [25P]¦ KT. MANHOLE¦ 승강장공중전화 상선¦ 승강장공중전화 하선¦ M¦ 1¦ 하¦ [TB No.1]¦ [TB No.5] ¦ [TB No.6] ¦ [TB No.3]¦ [50P]¦ [TB No.2]¦ 인터폰¦ 모장치¦ 층¦ 2¦ 하¦ 지¦ 지¦ 층¦ 배선반 / MIS HUB¦ 전기실¦ [TB No.4]¦ [25P]¦ COMMUNICATION CABLE WIRING DIAGRAM¦ TV 공시청설비 CABLE WIRING DIAGRAM¦ 편의점¦ 인터폰선 0.6x2Px4조¦ UTP Cat.5E 4Px1조¦ UTP Cat.5E 25Px1조¦ 인터폰선 0.6x2Px2조¦ 인터폰선 0.6x2Px4조¦ 5C-HFBTx1조¦ 910정거장 COMMUNICATION CABLE WIRING DIAGRAM¦ 910정거장 COMMUNICATION CABLE WIRING¦ S = NONE¦ NONE¦ 지하철 910정거장¦ 등촌¦ 염창¦ 신목동¦ T¦ 1¦ 0¦ 0¦ 1¦ 0¦ 2¦ 6¦ 0¦ 0¦ 3¦ DIAGRAM¦ T¦
| 1단계_정거장 - 복사본 | 1단계_정거장 - 복사본 | 024. T7001034-008 901정거장 전화설비 지상3층 철거평면도.dwg | \A1;10,000¦ \A1;8,000¦ \A1;8,000¦ \A1;6,980¦ \A1;5,200¦ \A1;26,000¦ \A1;8,000¦ \A1;8,000¦ \A1;8,000¦ \A1;8,000¦ \A1;8,000¦ \A1;8,000¦ \A1;8,000¦ \A1;8,000¦ \A1;8,000¦ \A1;90,200¦ \A1;7,800¦ \A1;3,200¦ \A1;5,000¦ \A1;7,800¦ \A1;3,200¦ \A1;5,000¦ \A1;200¦ \A1;200¦ \A1;7,600¦ \A1;2,400¦ \A1;6,200¦ \A1;1,400¦ \A1;3,800¦ \A1;4,200¦ \A1;6,000¦ \A1;12,200¦ 1. 음향유도기 전원은 전기콘센트를 이용한다.¦ NOTE¦ 2. 증폭기전원은 전기콘센트를 이용한다.¦ 3. 통신기계실 및 안전관리실 MAIN 분전반은 전기에서 설치한다.¦ (22) UTP Cat.5E 4Px4조 (시설작업실,설비작업장)¦ A¦ (42) UTP Cat.5E 4Px12조 (숙소1~숙소6)¦ B¦ (22) 인터폰선 0.6x2Px6조 (INT)¦ (42) UTP Cat.5E 4Px12조 (숙소1~숙소6)¦ C¦ (22) 인터폰선 0.6x2Px6조 (INT)¦ (22) UTP Cat.5E 4Px4조 (시설작업실,설비작업장)¦ D¦ 인터폰선 0.6x2Px6조 (INT)¦ UTP Cat.5E 4Px12조 (숙소1~숙소6)¦ UTP Cat.5E 4Px2조 (시설작업실)¦ UTP Cat.5E 4Px2조 (설비작업실)¦ DOWNT TO 지상 2층¦ TRAY (900x150)¦ UTP Cat.5E 4Px2조 (체력단력실)¦ (28) UTP Cat.5E 4Px6조 (숙소3~숙소1)¦ E¦ (16) 인터폰선 0.6x2Px5조 (INT)¦ (16) UTP Cat.5E 4Px2조 (숙소4~숙소5)¦ F¦ (16) 인터폰선 0.6x2Px4조 (INT)¦ (28) UTP Cat.5E 4Px6조 (숙소3~숙소1)¦ G¦ (16) 인터폰선 0.6x2Px3조 (INT)¦ (22) UTP Cat.5E 4Px4조 (숙소2~숙소1)¦ H¦ (16) 인터폰선 0.6x2Px2조 (INT)¦ (16) UTP Cat.5E 4Px2조 (숙소1)¦ I¦ (16) 인터폰선 0.6x2Px1조 (INT)¦ (22) UTP Cat.5E 4Px4조 (숙소4~숙소6)¦ (28) UTP Cat.5E 4Px6조 (숙소3~숙소1)¦ Y00¦ Y01¦ Y02¦ Y03¦ Y04¦ X14¦ X15¦ X16¦ X17¦ X18¦ X19¦ X20¦ X21¦ X22¦ X23¦ 상부 TOP LIGHT¦ OPEN¦ 탕비실¦ 린넨창고¦ 발코니¦ 상부 처마선¦ DN¦ DN¦ 내부계단 1¦ 복 도(옥내)¦ 옥 상¦ 옥상 휴게실¦ 옥 상¦ 상부OPEN¦ 상부OPEN¦ 숙소-1¦ 숙소-2¦ 숙소-3¦ 숙소-4¦ 숙소-5¦ 숙소-6¦ 설비창고¦ 설비작업실¦ 다용도실¦ 시설창고¦ 시설작업실¦ 락카룸¦ 체력단력실¦ 내부계단 2¦ SLOPE¦ SLOPE¦ SLOPE¦ SLOPE¦ SLOPE¦ 복 도(옥외)¦ CL¦ CL¦ CL¦ CL¦ CL¦ CL¦ X23¦ X24¦ X25¦ THK10.4MM접합유리¦ 상부 처마선¦ SLOPE¦ SLOPE¦ (안전필름부착)¦ SLOPE¦ x2¦ x2¦ (P24:200x200x100)¦ (P23:400x400x200)¦ (16) UTP Cat.5E 4Px2조 (설비작업실)¦ A¦ C¦ D¦ E¦ B¦ F¦ G¦ H¦ I¦ (16) UTP Cat.5E 4Px2조 (시설작업실)¦ (P22:400x400x200)¦ x2¦ x2¦ x2¦ x2¦ x2¦ x2¦ x2¦ (16) UTP Cat.5E 4Px2조 (체력단력실)¦ (16) UTP Cat.5E 4Px2조 (체력단력실)¦ (16) UTP Cat.5E 4Px2조 (체력단력실)¦ V3-1~4¦ V3-5~8¦ V2-41~44¦ V2-45~48¦ V2-31~34¦ V2-35~38¦ V2-21~24¦ V2-25~28¦ V2-11~14¦ V2-15~18¦ V2-11~14¦ V2-15~18¦ V3-25~28¦ V3-31~34¦ V3-35~38¦ D13¦ D12¦ V3-41~44¦ 30¦ 31¦ 32¦ 33¦ 34¦ 35¦ (철거)¦ (철거)¦ (철거)¦ (철거)¦ (철거)¦ (철거)¦ (철거)¦ (철거)¦ 901정거장 전화설비 지상3층 철거평면도¦ S = 1 / 400¦ 지하철 901정거장¦ 개화¦ 김포공항¦ 1/400¦ 901정거장 전화설비 지상3층 철거평면도¦ T¦ 7¦ 0¦ 0¦ 1¦ 0¦ 3¦ 4¦ 0¦ 0¦ 8¦ (기설활용)¦ INT¦ P¦
| 1단계_정거장 - 복사본 | 1단계_정거장 - 복사본 | 041. T7005034-008 915정거장 CCTV,TDI,시계설비 지하2층 철거평면도 (2_2).dwg | G¦ P¦ \A1;82,500¦ \A1;94,941¦ \A1;12,441¦ \A1;7,400¦ \A1;3,700¦ \A1;5,000¦ \A1;6,000¦ \A1;6,690¦ \A1;6,150¦ \A1;5,000¦ \A1;5,000¦ \A1;5,000¦ \A1;5,000¦ \A1;5,000¦ \A1;5,000¦ \A1;5,000¦ \A1;5,000¦ \A1;5,000¦ \A1;5,000¦ \A1;5,000¦ \A1;5,000¦ \A1;8,600¦ \A1;8,600¦ \A1;24,800¦ \A1;7,500¦ \A1;7,500¦ \A1;4,900¦ \A1;4,900¦ L¦ L1¦ MATCH LINE DWG No. "S1-TA-S15-DB-019-0"¦ C¦ D¦ KEY PLAN¦ X24¦ X25¦ X26¦ X27¦ X28¦ X29¦ X30¦ X31¦ X14¦ X15¦ X16¦ X17¦ X18¦ X19¦ X20¦ X21¦ X22¦ X23¦ Y06¦ Y05¦ Y03¦ Y02¦ Y01¦ Y00¦ Y04¦ DN¦ UP¦ DN¦ UP¦ UP¦ 기존5호선 연결¦ 기존5호선 연결¦ UP¦ 창 고 1¦ 승강장¦ 창고 2¦ 창 고 4¦ 승강장¦ 창 고 3¦ 9호선공사범위¦ 9호선공사범위¦ 9호선¦ 5호선¦ (신설)¦ (기존)¦ 9호선¦ (신설)¦ 915 정거장¦ 901M¦ STA.17km195.823¦ 750M¦ (P36:300x300x200)¦ (P37:300x300x200)¦ (P38:200x200x100)¦ (16) UL 2919-AMESB 24AWG 4Px1조 (TDI)¦ (28) FR-CV 3C/4.0㎟x1조 (TDI POWER)¦ (16) UTP Cat.5E 4Px2조 (TDI)¦ (16) ECX 5C-2Vx1조 (CAMERA)(기존활용)¦ (16) ECX 5C-2Vx1조 (CAMERA)(기존활용)¦ (28) FR-CV 3C/4.0㎟x1조 (TDI POWER)¦ (16) UL 2919-AMESB 24AWG 4Px1조 (TDI)¦ (16) UTP Cat.5E 4Px2조 (TDI)¦ (16) UTP Cat.5E 4Px2조 (TDI)¦ (28) FR-CV 3C/4.0㎟x1조 (TDI POWER)¦ (16) UL 2919-AMESB 24AWG 4Px1조 (TDI)¦ (16) ECX 5C-2Vx1조 (CAMERA)(기존활용)¦ (16) ECX 5C-2Vx1조 (CAMERA)(기존활용)¦ (28) FR-CV 3C/4.0㎟x1조 (TDI POWER)¦ (16) UL 2919-AMESB 24AWG 4Px1조 (TDI)¦ (16) UTP Cat.5E 4Px2조 (TDI)¦ (16) UL 2919-AMESB 24AWG 4Px1조 (TDI)¦ (28) FR-CV 3C/4.0㎟x1조 (TDI POWER)¦ (16) UTP Cat.5E 4Px2조 (TDI)¦ P-2¦ P-4¦ (16) UL 2919-AMESB 24AWG 4Px1조 (TDI)¦ (28) FR-CV 3C/4.0㎟x1조 (TDI POWER)¦ (16) UTP Cat.5E 4Px2조 (TDI)¦ A¦ A¦ B¦ B¦ (28) OF-MM-12Core(난연)x1조 (TDI)¦ (28) OF-MM-12Core(난연)x1조 (TDI)¦ (28) OF-MM-12Core(난연)x1조 (TDI)¦ (28) OF-MM-12Core(난연)x1조 (TDI)¦ (28) OF-MM-12Core(난연)x1조 (TDI)¦ (28) OF-MM-12Core(난연)x1조 (TDI)¦ 본선 TRAY 이용¦ OF-SM-4Cx1조 [공간화상)(철거)¦ F-CV 3C/2.5㎟x1조 (공간화상)(철거)¦ 본선 TRAY 이용¦ OF-SM-4Cx1조 [공간화상)(철거)¦ F-CV 3C/2.5㎟x1조 (공간화상)(철거)¦ NOTE¦ 1. 광케이블, 전원/접지케이블 (OF-SM-4Core, CV 3C/2.5㎟)¦ 3. 승강장 ANT설치위치: 열차 진행방향 정거장 시종점부에 설치¦ 2. 광케이블, 전원/접지케이블 (OF-SM-8Core, CV 3C/2.5㎟)¦ (28) FR-CV 3C/4.0㎟x1조 (환승게시기)(철거)¦ (16) UTP Cat 5E 4Px1조 (환승게시기)(철거)¦ (28) FR-CV 3C/4.0㎟x1조 (환승게시기)(철거)¦ (16) UTP Cat 5E 4Px1조 (환승게시기)(철거)¦ 5호선 환승통로¦ (28) FR-CV 3C/4.0㎟x1조 (환승게시기)(철거)¦ (16) UTP Cat 5E 4Px1조 (환승게시기)(철거)¦ (28) FR-CV 3C/4.0㎟x1조 (환승게시기)(철거)¦ (16) UTP Cat 5E 4Px1조 (환승게시기)(철거)¦ A¦ UP TO 지하1층¦ TRAY (600x150)¦ OF-MM-12Core(난연)x2조 (TDI)¦ FR-CV 3C/4.0㎟x2조 (TDI POWER)¦ UL 2919-AMESB 24AWG 4Px2조 (TDI)¦ B¦ (22) UTP Cat.5E 4Px4조 (TDI)¦ (36) FR-CV 3C/4.0㎟x2조 (TDI POWER)¦ (28) UL 2919-AMESB 24AWG 4Px2조 (TDI)¦ (28)x2 OF-MM-12Core(난연)x1조x2 (TDI)¦ UTP Cat.5E 4Px4조 (TDI)¦ FR-CV 3C/4.0㎟x1조 (환승게시기)(철거)¦ UTP Cat 5E 4Px1조 (환승게시기)(철거)¦ (28) FR-CV 3C/4.0㎟x1조 (환승게시기)(철거)¦ (16) UTP Cat 5E 4Px1조 (환승게시기)(철거)¦ C¦ D¦ E¦ E¦ 지하1층¦ 지하1층¦ 지하철 915정거장¦ 국회의사당¦ 여의도¦ 샛강¦ 1/400¦ S = 1 / 400¦ 915정거장 CCTV,TDI,시계설비 지하2층 철거평면도(2/2)¦ 915정거장 CCTV,TDI,시계설비 지하2층¦ 철거평면도(2/2)¦ T¦ 7¦ 0¦ 0¦ 5¦ 0¦ 3¦ 4¦ 0¦ 0¦ 8¦ CCTV(기존동축활용)¦ P¦ vmh¦
| 1단계_정거장 - 복사본 | 1단계_정거장 - 복사본 | 001~003. T1001001~003 903 정거장 목록표,범례도, 표지,간지.dwg | 서울시메트로9호선(주) 대체투자(신호 및 통신설비) 타당성조사, 기본 및 실시설계 용역¦ 실 시 설 계 도 면¦ 2019. 03. ¦ [ 통신 설비-903정거장 ]¦ (주)안세기술 컨소시엄¦ 서울시메트로 9호선(주)¦ (903 정거장)¦ 공통¦ T¦ 1¦ 0¦ 0¦ 0¦ 0¦ 0¦ 0¦ 0¦ 0¦ 0¦ 도면번호¦ 구 분¦ 도 면 명¦ 축 척¦ 도면번호¦ 구 분¦ 축 척¦ 도면번호¦ 구 분¦ 축 척¦ 1¦ 2¦ 도면목록표¦ NONE¦ 3¦ NONE¦ 4¦ NONE¦ 5¦ NONE¦ 6¦ NONE¦ 7¦ 8¦ 1/400¦ 9¦ 10¦ 11¦ 12¦ 13¦ 14¦ 15¦ 16¦ 17¦ 18¦ 19¦ 20¦ 21¦ 22¦ 23¦ 24¦ 25¦ 26¦ 도 면 명¦ 도 면 명¦ 901정거장 전송설비, 열차무선설비, 전원 및 신호 계통도¦ 1/400¦ 1/400¦ 1/400¦ 1/400¦ 1/400¦ 1/400¦ 1/400¦ NONE¦ NONE¦ NONE¦ 도 면 목 록 표¦ NONE¦ 도 면 목 록 표¦ S = NONE¦ 901정거장 CIRCUIT WIRING SYSTEM DIAGRAM[철거]¦ 901정거장 통신기계실 & 안전관리실 CABLE WIRING DIAGRAM¦ 901정거장 CCTV,TDI,시계설비 CABLE WIRING DIAGRAM¦ 901정거장 전화설비 지상1층 신설평면도[1/2]¦ 옥상 기지국 장치 및 안테나폴 설치상세도¦ 서지보호기 상세도¦ 네트워크장비 통신기기실 실장도¦ 서지보호기 상세도¦ NONE¦ OFD 48C 상세도¦ NONE¦ NONE¦ NONE¦ NONE¦ NONE¦ NONE¦ NONE¦ NONE¦ NONE¦ NONE¦ NONE¦ NONE¦ NONE¦ NONE¦ NONE¦ NONE¦ NONE¦ NONE¦ NONE¦ NONE¦ 901정거장 L3 스위치 인터페이스 구성도¦ 범례도¦ 901정거장 ¦ 27¦ 28¦ 29¦ 30¦ 31¦ 32¦ 33¦ 34¦ 35¦ 901정거장 출입통제설비 CABLE WIRING DIAGAM[철거]¦ 901정거장 출입통제설비 지상2층 철거평면도¦ DU 시스템 상세도¦ 36¦ 37¦ 38¦ 39¦ 40¦ 42¦ 43¦ 44¦ 공통상세도¦ 45¦ 46¦ DU RACK 상세도¦ RRU 시스템 상세도¦ 서지보호기 상세도¦ NONE¦ 1/400¦ OFD 48C 상세도¦ OFD 24C 상세도¦ FDF 48C 상세도¦ 실내안테나 설치상세도¦ NONE¦ 옥상안테나폴(5M) 상세도¦ NONE¦ 47¦ 48¦ 49¦ 50¦ 51¦ 52¦ 53¦ 54¦ 55¦ 56¦ 57¦ 58¦ 59¦ 60¦ 61¦ 62¦ 63¦ 64¦ 65¦ 66¦ 67¦ 68¦ 69¦ 70¦ 71¦ 72¦ 73¦ 74¦ 75¦ 76¦ 1/400¦ NONE¦ NONE¦ NONE¦ NONE¦ NONE¦ NONE¦ NONE¦ NONE¦ NONE¦ NONE¦ 실내안테나 설치상세도¦ 옥상안테나폴[5M] 상세도¦ 옴니 안테나 상세도¦ 정류기 상세도¦ RACK 접지상세도¦ 수공 상세도[1/2]¦ 수공 상세도[2/2]¦ 수공철개 상세도¦ PIPING 상세도[1/3]¦ PIPING 상세도[2/3]¦ PIPING 상세도[3/3]¦ TERMINAL BOX 상세도¦ 접지함 상세도¦ WALL PULLBOX DETAIL¦ 여자화장실 INTERPHONE DETAIL¦ 방송설비 설치 상세도¦ 천정형 P/T BRACKET 설치 상세도¦ 자시계 외형도¦ OFD 24C 상세도¦ RACK 바닥고정 설치상세도¦ 광점퍼코드[OJC]상세도¦ NONE¦ NONE¦ NONE¦ NONE¦ 901정거장 CIRCUIT WIRING SYSTEM DIAGRAM[신설]¦ 901정거장 역사노드 랙 배치도¦ 901정거장 전화설비 지상1층 신설평면도[2/2]¦ 901정거장 전화설비 지상2층 신설평면도¦ 1/400¦ 901정거장 전화설비 지상3층 신설평면도¦ 901정거장 전화설비 지상1층 철거평면도[1/2]¦ 901정거장 전화설비 지상1층 철거평면도[2/2]¦ 901정거장 전화설비 지상2층 철거평면도¦ 901정거장 전화설비 지상3층 철거평면도¦ 901정거장 CCTV,TDI, 시계설비 지상1층 신설평면도[1/2]¦ 901정거장 CCTV,TDI, 시계설비 지상1층 신설평면도[2/2]¦ 901정거장 CCTV,TDI, 시계설비 지상2층 신설평면도¦ 901정거장 CCTV,TDI, 시계설비 지상3층 신설평면도¦ 1/400¦ 1/400¦ 901정거장 CCTV,TDI, 시계설비 지상1층 철거평면도[1/2]¦ 1/400¦ 1/400¦ 1/400¦ 1/400¦ 1/100¦ 901정거장 CCTV,TDI, 시계설비 지상1층 철거평면도[2/2]¦ 901정거장 CCTV,TDI, 시계설비 지상2층 철거평면도¦ 901정거장 CCTV,TDI, 시계설비 지상3층 철거평면도¦ 901정거장 통신기계실 기기배치도 및 바닥 TRAY 설치도¦ 901정거장 안전관리실 기기배치도 및 바닥 TRAY 설치도¦ 1/50¦ 901정거장 AFC CABLE WIRING DIAGRAM¦ NONE¦ 901정거장 AFC SYSTEM DIAGRAM¦ NONE¦ 901정거장 AFC 분전반 결선도 및 PIPING DETAIL"2"[안전관리실]¦ NONE¦ 901정거장 AFC설비 지상2층 장비배치도¦ 1/400¦ 901정거장 AFC설비 지상2층 평면도¦ 1/400¦ 901정거장 출입통제설비 CABLE WIRING DIAGRAM¦ NONE¦ 901정거장 출입통제설비 지상2층 평면도¦ 1/400¦ NONE¦ 901정거장 AFC CABLE WIRING DIAGRAM¦ NONE¦ 901정거장 AFC CABLE SYSTEM DIAGRAM[철거]¦ 901정거장 AFC설비 지상2층 장비배치도[철거]¦ 1/400¦ 901정거장 AFC설비 지상2층 철거평면도¦ 1/400¦ 카메라 설치 상세도¦ 41¦ 행선안내 표시기 외형도¦ 77¦ NONE¦ 행선안내 표시기 현장 설치도¦ 출입구 및 환승통로 게시기 상세도¦ NONE¦ NONE¦ NONE¦ 출입통제시스템 설치 상세도¦ 종합무선중계설비 상세도¦ 발매기 설치 상세도¦ AFC PIPING DETAIL¦ AGM CHANEL BASE 설치 상세도¦ NONE¦ NONE¦ NONE¦ NONE¦ 78¦ 79¦ 80¦ 81¦ 82¦ 83¦ 84¦ 도면번호¦ 구 분¦ 도 면 명¦ 축 척¦ 도면번호¦ 구 분¦ 축 척¦ 도면번호¦ 구 분¦ 축 척¦ 1¦ 2¦ 도면목록표¦ NONE¦ 3¦ NONE¦ 4¦ 5¦ NONE¦ 6¦ NONE¦ 7¦ 8¦ 9¦ NONE¦ 10¦ 11¦ 12¦ 13¦ 14¦ 15¦ 16¦ 17¦ 18¦ 19¦ 20¦ 21¦ 22¦ 23¦ 24¦ 25¦ 26¦ 1/400¦ 1/400¦ 1/400¦ 도 면 명¦ 도 면 명¦ NONE¦ NONE¦ 1/400¦ 1/400¦ 1/400¦ 1/400¦ 1/400¦ 1/400¦ NONE¦ NONE¦ 도 면 목 록 표¦ NONE¦ 도 면 목 록 표¦ S = NONE¦ 903정거장 CIRCUIT WIRING SYSTEM DIAGRAM / 철거¦ 903정거장 CIRCUIT WIRING SYSTEM DIAGRAM / 신설¦ 903정거장 종합무선중계,열차무선설비 DIAGRAM¦ 903정거장 열차무선설비 지하1층 평면도¦ 903정거장 열차무선설비 지하2층 평면도¦ 903정거장 열차무선설비 지하3층 평면도¦ 903정거장 역사노드 랙 배치도¦ 903정거장 통신기계실 & 안전관리실 CABLE WIRING DIAGRAM¦ 1/400¦ NONE¦ NONE¦ 903정거장 L3 스위치 인터페이스 구성도¦ 범례도¦ 903정거장 ¦ 27¦ 28¦ 29¦ 30¦ 31¦ 32¦ 33¦ 34¦ 35¦ 36¦ 37¦ 38¦ 39¦ 40¦ 41¦ 42¦ 43¦ 44¦ 공통상세도¦ 45¦ 46¦ 1/400¦ 1/400¦ 1/400¦ 1/400¦ 1/400¦ 1/400¦ 903정거장 통신기계실 기기배치도 및 바닥 TRAY 설치도¦ 1/400¦ 1/400¦ 47¦ 48¦ 49¦ 50¦ 51¦ 52¦ 53¦ 54¦ 55¦ 56¦ 57¦ 58¦ 59¦ 60¦ 61¦ 62¦ 63¦ 64¦ 65¦ 66¦ 67¦ 68¦ 69¦ 70¦ 71¦ 72¦ 73¦ 74¦ 75¦ 76¦ NONE¦ 1/400¦ 1/400¦ 1/400¦ 1/400¦ 1/400¦ 1/400¦ 1/400¦ 1/400¦ 1/400¦ 1/600¦ 1/400¦ 1/400¦ 1/400¦ 1/400¦ 심 볼¦ 명 칭¦ 비 고¦ 심 볼¦ 명 칭¦ 비 고¦ ( 36 )¦ ATT¦ 관 로 케 이 블 포 설 (신설)¦ GND¦ MGB¦ 직 매 케 이 블 포 설¦ 트 라 후 내 포 설¦ 천 장 노 출 배 관¦ 케 이 블 접 속¦ 바 닥 배 관¦ 전 선 관 규 격¦ 전 선 관 상 향¦ 전 선 관 하 향¦ 전 선 관 통 과¦ 분 전 반¦ U T P 단 자 함¦ 주 접 지 단 자 함¦ 접 지 단 자 함¦ 천 장 형 풀 박 스¦ 기 설 천 장 형 풀 박 스¦ 벽 부 형 풀 박 스¦ 아 웃 레 트 박 스¦ 인 공¦ 수 공 (신 설)¦ 모 듈 러 잭 (R J - 4 5)¦ 구 내 전 화¦ 역 간 직 통 전 화¦ 사 령 전 화¦ 키 폰 전 화 모 장 치¦ 키 폰 전 화 자 장 치¦ 인 터 폰 자 장 치¦ 모 사 전 송 장 치¦ 콜 폰¦ T V 단 자¦ 장 애 자 용 유 도 음 향 장 치¦ 증 폭 기¦ 천 장 형 스 피 커 (3 W)¦ 벽 부 형 스 피 커 (3 W)¦ 벽 부 형 스 피 커 (3 W)¦ 천 장 형 스 피 커 (5 W)¦ 벽 부 형 스 피 커 (5 W)¦ 컬 럼 형 스 피 커 (20 W)¦ 음 량 조 절 기¦ H I V 1 . 5 ㎟ x 3 조¦ 안 테 나¦ 카 메 라¦ 펜 틸 트 카 메 라¦ 열 차 행 선 안 내 게 시 기¦ 부 모 시 계¦ 자 시 계¦ 사 각 시 계¦ M¦ 방 송 단 자 함¦ P¦ P¦ KP¦ KP¦ H¦ M¦ G¦ PA AMP¦ T¦ 기 설 벽 부 형 풀 박 스¦ INT¦ H o r n 스 피 커 (30 W)¦ 4D¦ AMP¦ T V 분 배 기¦ T V 증 폭 기¦ C/R¦ ACU¦ 출 입 통 제 자 장 치¦ 출 입 통 제 주 장 치¦ 종 단 저 항¦ (200x200x100)¦ (400x500x150)¦ 심 볼¦ 명 칭¦ 비 고¦ SMS¦ ATVM¦ AAM¦ AGM¦ 자 동 발 매 기¦ 자 동 정 산 기¦ 역 단 위 전 산 기¦ 개 집 표 기¦ 케 이 블 트 레 이¦ 일 반 전 화 (국선)¦ KT¦ ATTENUATOR 포함¦ 수치규격표시¦ 수치규격표시¦ 분 배 기¦ D¦ 승 강 장 천 장 노 출 배 관¦ (36) : 수치규격표시¦ 인터폰¦ 모장치¦ 인 터 폰 모 장 치¦ MSC¦ MWS¦ 시스템박스¦ 컬 럼 형 스 피 커 (10 W)¦ INSTALLATION OF DUCT SYSTEM¦ INSTALLATION OF DIRECTBURIED CABLE¦ INSTALLATION OF TROUGH SYSTEM¦ CABLE TRAY¦ CABLE IN CONDUIT CELING EXPOSED¦ CABLE JOINT¦ CABLE IN CONDUIT FLOOR EXPOSED¦ CONDUIT SIZE¦ CONDUIT GOING UPWARD¦ CONDUIT GOING DOWNWARD¦ CONDUIT PASSING¦ POWER DISTRIBUTION BOARD¦ UTP TERMINAL BOX¦ PUBLIC ADDRESS TERMINAL BOX¦ MAIN GROUND BOX¦ EARTH TERMINAL BOX¦ CEILING PULL BOX¦ CEILING PULL BOX¦ WALL PULL BOX¦ WALL PULL BOX¦ MODULAR JACK¦ SYSTEM BOX¦ INTERIOR TELEPHONE¦ MAGNETIC TELEPHONE¦ DISPATCH TELEPHONE¦ KEYPHONE MASTER¦ KEYPHONE SLAVE¦ AUTOMATIC TELEPHONE¦ INTERPHONE MASTER¦ INTERPHONE SLAVE¦ FACSIMILE¦ CALL PHONE¦ OUTLET FOR TV¦ AMPLIFILER¦ SPEAKER (CEILING MOUNTED TYPE)¦ SPEAKER (WALL MOUNTED TYPE)¦ SPEAKER (WALL MOUNTED TYPE)¦ SPEAKER (CEILING MOUNTED TYPE)¦ SPEAKER (WALL MOUNTED TYPE)¦ SPEAKER (COLUMN MOUNTED TYPE)¦ SPEAKER (COLUMN MOUNTED TYPE)¦ SPEAKER (HORN MOUNTED TYPE)¦ ATTENUATOR¦ DISTRIBUTOR FOR TV¦ BOOSTER FOR TV¦ CAMERA FOR CCTV¦ PANTILTED CAMERA¦ DISPLAY FOR TRAIN DESTINATION INDICATION¦ REPEAT ELETRIC CLOCK¦ SLAVE ELECTRIC CLOCK (WALL MOUNTED TYPE)¦ INDEPENDENCE OUTSIDE CLOCK¦ ACCESS CONTROL UNIT¦ CARD READER¦ ANTENNA¦ DISTRIBUTOR FOR RADIO COMMUNICATION¦ DUMMY LOAD¦ STATION MONITORING SYSTEM¦ AUTOMATIC TICKET VENDING MACHINE¦ AUTOMATIC ADD FARE MACHINE¦ AUTOMATIC GATE MACHINE¦ CABLE IN CONDUIT CELING EXPOSED FOR PALTFORM¦ OUTLET BOX¦ Man Hole¦ Hand Hole¦ 토크백¦ 모장치¦ 토 크 백 모 장 치¦ TALK BACK MASTER¦ 수 공 (기 설)¦ H¦ Hand Hole¦ 관 로 케 이 블 포 설 (기설)¦ INSTALLATION OF DUCT SYSTEM¦ 콤바이너¦ c¦ COMBINER¦ 소 방 무 선 접 속 단 자 함¦ RADIO TERMINAL CONNECTION BOX FOR THE FIRE¦ 관 리 역 전 산 기¦ MANAGING STATION COMPUTER¦ 유 지 보 수 전 산 기¦ MAINTENCE WORK STATION¦ 연 선 전 화¦ WAY SIDE TELEPHONE¦ 토 크 백¦ TALK BACK¦ Vmh¦ VMT¦ 환급기¦ V M 수 신 기¦ V M 송 신 기¦ 출 입 구 및 환 승 통 로 안 내 게 시 기¦ L¦ 환 급 기¦ 범 례 도¦ NONE¦ 범 례 표¦ S = NONE¦ 1/400¦ NONE¦ NONE¦ NONE¦ 1/100¦ NONE¦ NONE¦ NONE¦ NONE¦ NONE¦ NONE¦ NONE¦ NONE¦ NONE¦ NONE¦ NONE¦ NONE¦ NONE¦ NONE¦ NONE¦ NONE¦ NONE¦ NONE¦ NONE¦ NONE¦ NONE¦ NONE¦ 77¦ 78¦ 79¦ 80¦ 81¦ 82¦ 83¦ 84¦ 85¦ 86¦ 87¦ 88¦ 89¦ 90¦ 91¦ 92¦ 93¦ 94¦ 95¦ 96¦ 97¦ 98¦ 99¦ 100¦ 101¦ 102¦ 1/400¦ RACK 접지상세도¦ PIPING 상세도[1/3]¦ PIPING 상세도[2/3]¦ PIPING 상세도[3/3]¦ TERMINAL BOX 상세도¦ 접지함 상세도¦ 여자화장실 INTERPHONE DETAIL¦ 방송설비 설치 상세도¦ 천정형 P/T BRACKET 설치 상세도¦ 카메라 설치 상세도¦ 행선안내 표시기 외형도¦ 행선안내 표시기 현장 설치도¦ 출입구 및 환승통로 게시기 상세도¦ 출입통제시스템 설치 상세도¦ 종합무선중계설비 상세도¦ 발매기 설치 상세도¦ AFC PIPING DETAIL¦ AGM CHANEL BASE 설치 상세도¦ 서지보호기 상세도¦ RRU 시스템 상세도¦ OFD 48C 상세도¦ FDF 48C 상세도¦ 실내안테나 설치상세도¦ 옴니 안테나 상세도¦ RACK 바닥고정 설치상세도¦ 광점퍼코드[OJC]상세도¦ T1001002-001¦ T1001003-001¦ T1001004-001¦ 정거장 통신설비 계통도¦ T1001026-001¦ T1001026-002¦ T4009934-001¦ T4009934-002¦ T4009934-003¦ T9103026-001¦ T9103075-001¦ T9103066-001¦ T9103038-001¦ T9103038-002¦ T9103038-003¦ T9103038-004¦ T9103038-005¦ T9103038-006¦ T9103038-007¦ T9103038-008¦ T9103038-009¦ T9103038-010¦ OPDP 상세도¦ T9103038-011¦ T9103038-012¦ T9103038-013¦ T9103038-014¦ T9103038-015¦ T9103038-016¦ T9103038-017¦ T9103038-018¦ T9103038-019¦ T9103038-020¦ T9103038-021¦ T9103038-022¦ T9103038-023¦ T9103038-024¦ T9103038-025¦ T9103038-026¦ T9103038-027¦ 903정거장 COMMUNICATION CABLE WIRING DIAGRAM¦ 903정거장 전화설비 지하1층 신설평면도 (1/2)¦ 903정거장 CCTV,TDI,시계설비 CABLE WIRING DIAGRAM¦ 903정거장 전화설비 지하1층 신설평면도 (2/2)¦ 903정거장 전화설비 지하2층 신설평면도(1/2)¦ 903정거장 안전관리실 기기배치도 및 바닥 TRAY 설치도¦ 903정거장 전화설비 지하2층 신설평면도(2/2)¦ 903정거장 전화설비 지하3층 신설평면도(1/2)¦ 903정거장 전화설비 지하3층 신설평면도(2/2)¦ 903정거장 전화설비 지하4층 신설평면도(1/2)¦ 903정거장 전화설비 지하4층 신설평면도(2/2)¦ 903정거장 전화설비 지하1층 철거평면도 (1/2)¦ 903정거장 전화설비 지하1층 철거평면도 (2/2)¦ 903정거장 전화설비 지하2층 철거평면도 (1/2)¦ 903정거장 전화설비 지하2층 철거평면도 (2/2)¦ 903정거장 전화설비 지하3층 철거평면도 (1/2)¦ 903정거장 전화설비 지하3층 철거평면도 (2/2)¦ 903정거장 전화설비 지하4층 철거평면도 (1/2)¦ 903정거장 전화설비 지하4층 철거평면도 (2/2)¦ 903정거장 CCTV,TDI,시계설비 지하1층 신설평면도 (1/2)¦ 903정거장 CCTV,TDI,시계설비 지하1층 신설평면도 (2/2)¦ 903정거장 CCTV,TDI,시계설비 지하2층 신설평면도 (1/2)¦ 903정거장 CCTV,TDI,시계설비 지하2층 신설평면도 (2/2)¦ 903정거장 CCTV,TDI,시계설비 지하3층 신설평면도 (1/2)¦ 903정거장 CCTV,TDI,시계설비 지하3층 신설평면도 (2/2)¦ 903정거장 CCTV,TDI,시계설비 지하4층 신설평면도 (1/2)¦ 903정거장 CCTV,TDI,시계설비 지하4층 신설평면도 (2/2)¦ 903정거장 CCTV,TDI,시계설비 지하1층 철거평면도 (1/2)¦ 903정거장 CCTV,TDI,시계설비 지하1층 철거평면도 (2/2)¦ 903정거장 CCTV,TDI,시계설비 지하2층 철거평면도 (1/2)¦ 903정거장 CCTV,TDI,시계설비 지하2층 철거평면도 (2/2)¦ 903정거장 CCTV,TDI,시계설비 지하3층 철거평면도 (1/2)¦ 903정거장 CCTV,TDI,시계설비 지하3층 철거평면도 (2/2)¦ 903정거장 CCTV,TDI,시계설비 지하4층 철거평면도 (1/2)¦ 903정거장 CCTV,TDI,시계설비 지하4층 철거평면도 (2/2)¦ 903정거장 방송설비 지하1층 신설평면도 (1/2)¦ 903정거장 방송설비 지하1층 신설평면도 (2/2)¦ 903정거장 방송설비 지하2층 신설평면도(1/2)¦ 903정거장 방송설비 지하2층 신설평면도(2/2)¦ 903정거장 방송설비 지하3층 신설평면도(1/2)¦ 903정거장 방송설비 지하3층 신설평면도(2/2)¦ 903정거장 방송설비 지하4층 신설평면도(1/2)¦ 903정거장 방송설비 지하4층 신설평면도(2/2)¦ 903정거장 방송설비 CABLE WIRING DIAGRAM¦ T1001026-003¦ T1001026-004¦ T1001026-005¦ T1001026-006¦ T1001026-007¦ T1001026-008¦ T1001026-009¦ T1001026-010¦ T1001026-011¦ T1001026-012¦ T1001026-013¦ NONE¦ NONE¦ NONE¦ NONE¦ NONE¦ NONE¦ 903정거장 AFC SYSTEM DIAGRAM¦ 903정거장 AFC SYSTEM DIAGRAM / 철거¦ 903정거장 AFC CABLE WIRING DIAGRAM¦ 903정거장 AFC CABLE WIRING DIAGRAM / 철거¦ 903정거장 출입통제설비 CABLE WIRING DIAGRAM ¦ 903정거장 출입통제설비 CABLE WIRING DIAGRAM / 철거¦ T7001034-001¦ T7001034-002¦ T7001034-003¦ T7001034-004¦ T7001034-005¦ T7001034-006¦ T7001034-007¦ T7001034-008¦ T7001034-009¦ T7001034-010¦ T7001034-011¦ T7001034-012¦ T7001034-013¦ T7001034-014¦ T7001034-015¦ T7001034-016¦ T7003034-001¦ T7003034-002¦ T7003034-003¦ T7003034-004¦ T7003034-005¦ T7003034-006¦ T7003034-007¦ T7003034-008¦ T7005034-001¦ T7005034-002¦ T7005034-003¦ T7005034-004¦ T7005034-005¦ T7005034-006¦ T7005034-007¦ T7005034-008¦ T7005034-009¦ T7005034-010¦ T7005034-011¦ T7005034-012¦ T7005034-013¦ T7005034-014¦ T7005034-015¦ T7005034-016¦ 1/400¦ 1/400¦ 1/400¦ 1/400¦ 1/400¦ 1/400¦ 1/400¦ 1/600¦ 1/600¦ T5001034-001¦ 903정거장 AFC설비 지하1층 평면도¦ 1/400¦ T7009934-001¦ T7009934-002¦ T7009934-003¦ T7009934-004¦ T7009934-005¦ T7009934-006¦ T7009934-007¦ T7009934-008¦ 903정거장 출입통제설비 지하1층 평면도 (1/2)¦ 903정거장 출입통제설비 지하1층 평면도 (2/2)¦ 903정거장 출입통제설비 지하2층 평면도 (1/2)¦ 903정거장 출입통제설비 지하2층 평면도 (2/2)¦ 903정거장 출입통제설비 지하1층 철거평면도 (1/2) ¦ 903정거장 출입통제설비 지하1층 철거평면도 (2/2) ¦ 903정거장 출입통제설비 지하2층 철거평면도 (1/2) ¦ 903정거장 출입통제설비 지하2층 철거평면도 (2/2) ¦ 1/400¦ 1/400¦ 1/400¦ 1/400¦ 1/400¦ 1/400¦ 1/400¦ 1/400¦ T9103066-002¦ T9103066-003¦ T9103066-004¦ 1/50¦ 903정거장 AFC설비 지하1층 장비배치도¦ 903정거장 AFC설비 지하1층 장비배치도 / 철거¦ 1/600¦ 1/600¦ T9103038-028¦ NONE¦ NONE¦ NONE¦ 자시계 외형도¦ T¦ 공통¦ 1¦ 0¦ 0¦ 1¦ 0¦ 0¦ 2¦ 0¦ 0¦ 1¦ (공통 상세도)¦ 서울시메트로9호선(주) 대체투자(신호 및 통신설비) 타당성조사, 기본 및 실시설계 용역¦ 실 시 설 계 도 면¦ 2019. 03. ¦ [ 통신 설비-905정거장 ]¦ (주)안세기술 컨소시엄¦ 서울시메트로 9호선(주)¦ T¦ 1¦ 0¦ 0¦ 1¦ 0¦ 0¦ 3¦ 0¦ 0¦ 1¦
| 1단계_정거장 - 복사본 | 1단계_정거장 - 복사본 | 049. T9103066-004 905정거장 AFC설비 지하1층 장비배치도 (철거).dwg | \A1;1,000¦ \A1;800¦ \A1;800¦ \A1;600¦ \A1;600¦ \A1;4400¦ \A1;4400¦ \A1;7500¦ \A1;7500¦ \A1;7500¦ \A1;7500¦ \A1;7500¦ \A1;7500¦ \A1;7500¦ \A1;7500¦ \A1;7500¦ \A1;7500¦ \A1;7500¦ \A1;7500¦ \A1;7500¦ \A1;7500¦ \A1;7500¦ \A1;7500¦ \A1;7500¦ \A1;7500¦ \A1;7500¦ \A1;6850¦ \A1;6850¦ \A1;151300¦ \A1;13700¦ \A1;165000¦ \A1;7880¦ \A1;8000¦ \A1;8000¦ \A1;7880¦ \A1;31760¦ \A1;5930¦ \A1;3900¦ \A1;12100¦ \A1;3900¦ \A1;5930¦ \A1;200¦ \A1;800¦ \A1;1,000¦ \A1;2,825¦ \A1;200¦ \A1;900¦ \A1;625¦ \A1;600¦ \A1;200¦ \A1;568¦ \A1;1,800¦ \A1;568¦ \A1;1,981¦ \A1;200¦ \A1;200¦ \A1;600¦ \A1;200¦ \A1;200¦ \A1;600¦ \A1;200¦ \A1;600¦ \A1;200¦ \A1;600¦ \A1;200¦ \A1;1,200¦ \A1;781¦ Detail "A"¦ Detail "B"¦ 발매기실¦ Detail "A"¦ 905정거장 AFC설비 지하1층 장비배치도 (철거)¦ S = 1 / 600¦ X16¦ X17¦ X18¦ X19¦ X20¦ X21¦ X22¦ X23¦ X08¦ X09¦ X10¦ X11¦ X12¦ X13¦ X14¦ X15¦ X00¦ X01¦ X02¦ X03¦ X04¦ X05¦ X06¦ X07¦ Y00¦ Y01¦ Y02¦ Y03¦ Y04¦ 5¦ UP¦ UP¦ UP¦ UP¦ UP¦ UP¦ UP¦ UP¦ 공조기계실1¦ 대 합 실¦ 공조기계실2¦ 물탱크실¦ 화 장 실¦ Detail "B"¦ AAM ¦ AAM ¦ 6형¦ 12형¦ 11형¦ 8형¦ 8형¦ 8형¦ 8형¦ 10형¦ E/V¦ E/V¦ E/V¦ DN¦ DN¦ DN¦ DN¦ DN¦ DN¦ DN¦ DN¦ DN¦ DN¦ DN¦ DN¦ UP¦ UP¦ UP¦ UP¦ 편 의 점¦ 발매기실¦ 용역¦ 이동통신기계실¦ 예 비 실¦ 기능실복도¦ 전 기 실¦ 비상전원실¦ CO2 실¦ 안전관리실¦ 신호통신기계실¦ 용역원대기실¦ 창고¦ 운전¦ 취급실¦ 905정거장 AFC설비 지하1층 장비배치도 (철거)¦ 1/600¦ 지하철 905정거장¦ 신방화¦ 마곡나루¦ 양천향교¦ 4¦ 0¦ 0¦ T¦ 9¦ 1¦ 0¦ 3¦ 0¦ 6¦ 6¦
| 1단계_정거장 - 복사본 | 1단계_정거장 - 복사본 | 011. T1001026-007 918정거장 AFC SYSTEM DIAGRAM.dwg | ATVM¦ ATVM¦ 02¦ 01¦ L-AFC-1-분전반¦ 통신기계실¦ MAIN POWER¦ 접지단자함¦ AGM8¦ AGM8¦ AGM8¦ 09¦ 11¦ CONTROL¦ EM.GATE¦ BOX¦ 안전관리실¦ BOX¦ DPC¦ COM¦ INTER¦ COMMS¦ S/W HUB¦ 화재¦ 수신반¦ 통로안내표시기¦ AAM¦ 01¦ 주제어장치¦ D/I MUX¦ I/F¦ S/W HUB¦ AIS¦ SMS¦ 05¦ AGM8¦ AGM6¦ AGM8¦ AGM8¦ 01¦ 02¦ 03¦ 12¦ AGM10¦ 발매기실¦ 접지단자함¦ S/W HUB¦ ATVM¦ ATVM¦ 04¦ 03¦ AAM¦ 02¦ 접지단자함¦ MAIN¦ 변전실¦ GROUND¦ (공통)¦ AGM8¦ 10¦ AGM8¦ 04¦ 06¦ AGM11¦ 07¦ AGM12¦ 13¦ AGM11¦ 14¦ AGM12¦ 환급기¦ 01¦ 환급기¦ 02¦ 분전반~AAM, AGM, SMS, ATVM, AIM¦ : IN USE¦ 접지반~AAM, AGM, SMS, ATVM¦ EM. GATE¦ MAIN GROUND¦ INTERCOM~ATVM, AAM¦ SMS(S/W HUB)~TOM, AGM, ATVM¦ D/I MUX(ROUTER)~SMS(S/W HUB)¦ NOTE¦ 화재수신반~DPC BOX¦ I/F¦ DPC¦ DPC SW~AGM(DPC)¦ : HFCO 3C/4.0㎟¦ : F-GV 4.0㎟¦ : FR-CV 2C/4.0㎟¦ : F-GV 50㎟¦ : UTP Cat.5E 4P¦ : FTP Cat.5E 4Px1조¦ : FTP Cat.5E 4Px1조¦ : UTP Cat.5E 4P¦ : Interface Unit¦ : Direct Power Control¦ : FR-CVVS 4C/2.5㎟¦ INTERCOM~EM.GATE¦ : UTP Cat.5E 4P¦ AGM10¦ 08¦ AGM6¦ 15¦ 16¦ 918정거장 AFC SYSTEM DIAGRAM¦ 918정거장 AFC SYSTEM DIAGRAM¦ S = NONE¦ NONE¦ 지하철 918정거장¦ 노량진¦ 노들¦ 중앙대입구¦ T¦ 1¦ 0¦ 0¦ 1¦ 0¦ 2¦ 6¦ 0¦ 0¦ 7¦
| 1단계_정거장 - 복사본 | 1단계_정거장 - 복사본 | 040. T4009934-002 909정거장 종합무선중계설비 지하1층 평면도 (2_2).dwg | -¦ T¦ 0¦ 0¦ 0¦ 0¦ 0¦ 0¦ 0¦ 0¦ 0¦ 0¦ \A1;5,000¦ \A1;5,000¦ \A1;7,500¦ \A1;7,500¦ \A1;7,500¦ \A1;7,500¦ \A1;7,500¦ \A1;7,500¦ \A1;7,500¦ \A1;7,500¦ \A1;5,000¦ \A1;5,000¦ \A1;5,000¦ \A1;5,000¦ \A1;5,000¦ \A1;5,000¦ \A1;5,000¦ \A1;5,000¦ \A1;5,000¦ \A1;5,000¦ \A1;5,000¦ \A1;5,000¦ \A1;5,000¦ \A1;2,537¦ \A1;30,000¦ \A1;107,537¦ \A1;137,537¦ \A1;30,000¦ \A1;77,538¦ \A1;6,100¦ \A1;6,100¦ \A1;7,900¦ \A1;7,600¦ \A1;28,000¦ \A1;7,900¦ T¦ 0¦ 0¦ 0¦ 0¦ 0¦ 0¦ 0¦ 0¦ 0¦ 0¦ 증미¦ 등촌¦ 염창¦ HFC-12D-FR (신설)¦ HFC-12D-FR (신설)¦ HFC-12D-FR (신설)¦ HFC-12D-FR (신설)¦ 2D¦ 2D¦ (28) HFC-12D-FR (무선통신)¦ Hi-PVC 28mm¦ HFC-12D-FR (무선통신)¦ P¦ (P11:100x100x100)¦ (28) HFC-12D-FR (대합실 복합통신)¦ (28) HFC-12D-FR (대합실 복합통신)¦ (28) HFC-12D-FR (콘솔내접속단자)¦ (28) HFC-12D-FR (대합실 복합통신)¦ (28) HFC-12D-FR (콘솔내접속단자)¦ (28) HFC-12D-FR (대합실 복합통신)¦ (28) HFC-12D-FR (콘솔내접속단자)¦ (28) HFC-12D-FR (대합실 복합통신)¦ (28) HFC-12D-FR (콘솔내접속단자)¦ (28) HFC-12D-FR (콘솔내접속단자)¦ (28) HFC-12D-FR (콘솔접속단자)¦ (P20:100x100x100)¦ (P19:100x100x100)¦ (P18:200x200x100)¦ (P17:200x200x100)¦ (P16:200x200x100)¦ (P15:200x200x100)¦ P¦ P¦ P¦ P¦ TO: 콘솔내접속단자¦ P¦ P¦ CO2실¦ 복도¦ STA.10km845.167¦ 909 정거장¦ 내부계단 4¦ 창 고¦ 전 기 실¦ 변전실¦ 발매기실 2¦ 안전관리실¦ 비상전원실¦ 내부계단 3¦ CO2실¦ 운영원대기실¦ UP¦ X33¦ X32¦ X31¦ X30¦ X29¦ X28¦ X27¦ X26¦ X24¦ X22¦ X20¦ X18¦ X16¦ X14¦ X12¦ X10¦ Y00¦ Y01¦ Y02¦ Y03¦ Y04¦ KEY PLAN¦ MATCH LINE DWG No. "S1-TA-S09-DB-022-0"¦ 공조기계실¦ 2D¦ 909정거장 열차무선설비지하1층 평면도 (2/2)¦ 909정거장 열차무선설비 지하1층 평면도 (2/2)¦ S = 1 / 400¦ 1/400¦ 증미¦ 등촌¦ 염창¦ T¦ 4¦ 0¦ 0¦ 9¦ 9¦ 3¦ 4¦ 0¦ 0¦ 2¦ P¦
| 1단계_정거장 - 복사본 | 1단계_정거장 - 복사본 | 039. T7005034-006 915정거장 CCTV,TDI,시계설비 지하1층 철거평면도 (2_2).dwg | vmh¦ CONSOLE¦ P¦ \A1;8,600¦ \A1;8,600¦ \A1;24,800¦ \A1;7,500¦ \A1;7,500¦ \A1;4,900¦ \A1;4,900¦ \A1;82,500¦ \A1;95,041¦ \A1;12,541¦ \A1;7,400¦ \A1;3,800¦ \A1;5,000¦ \A1;6,000¦ \A1;6,690¦ \A1;6,150¦ \A1;5,000¦ \A1;5,000¦ \A1;5,000¦ \A1;5,000¦ \A1;5,000¦ \A1;5,000¦ \A1;5,000¦ \A1;5,000¦ \A1;5,000¦ \A1;5,000¦ \A1;5,000¦ \A1;5,000¦ L¦ L1¦ C/R¦ MATCH LINE DWG No. "S1-TA-S15-DB-017-0"¦ MATCH LINE¦ Q¦ DOWN TO 안전관리실 ACCESS FLOOR¦ TRAY (900x150)¦ UTP Cat.5E 4Px8조 (TDI)¦ UL 2919-AMESB 24AWG 4Px4조 (TDI)¦ FR-CV 3C/4.0㎟x4조 (TDI POWER)¦ UTP Cat.5E 4Px4조 (CONSOLE)¦ UTP Cat.5E 25Px1조 (CONSOLE)¦ N¦ OF-MM-12Core(난연)x4조 (TDI)¦ UL 2919-AMESB 24AWG 4Px4조 (TDI)¦ FR-CV 3C/4.0㎟x4조 (TDI POWER)¦ UTP Cat.5E 4Px4조 (CONSOLE)¦ UTP Cat.5E 25Px1조 (CONSOLE)¦ TRAY (300x100)¦ G¦ UTP Cat.5E 4Px4조 (CONSOLE)¦ UTP Cat.5E 25Px1조 (CONSOLE)¦ TRAY (300x100)¦ ECX 5C-2Vx6조 (CAMERA)(기존활용)¦ I¦ (16) ECX 5C-2Vx1조 (CAMERA)(기존활용)¦ E¦ D-1¦ UTP Cat.5E 4Px4조 (CONSOLE)¦ UTP Cat.5E 25Px1조 (CONSOLE)¦ TRAY (300x100)¦ ECX 5C-2Vx6조 (CAMERA)(기존활용)¦ B¦ (16) ECX 5C-2Vx1조 (CAMERA)(기존활용)¦ A¦ UTP Cat.5E 4Px4조 (CONSOLE)¦ UTP Cat.5E 25Px1조 (CONSOLE)¦ TRAY (300x100)¦ ECX 5C-2Vx10조 (CAMERA)(기존활용)¦ H¦ DOWN TO 지하 2층¦ TRAY (600x150)¦ OF-MM-12Core(난연)x2조 (TDI)¦ UL 2919-AMESB 24AWG 4Px2조 (TDI)¦ FR-CV 3C/4.0㎟x2조 (TDI POWER)¦ M¦ DOWN TO 지하 2층¦ TRAY (600x150)¦ OF-MM-12Core(난연)x2조 (TDI)¦ UL 2919-AMESB 24AWG 4Px2조 (TDI)¦ FR-CV 3C/4.0㎟x2조 (TDI POWER)¦ KEY PLAN¦ J¦ TRAY (300x100)¦ K¦ (16) ECX 5C-2Vx1조 (CAMERA)(기존활용)¦ L¦ UTP Cat.5E 4Px4조 (TDI)¦ UL 2919-AMESB 24AWG 4Px2조 (TDI)¦ FR-CV 3C/4.0㎟x2조 (TDI POWER)¦ TRAY (300x100)¦ ECX 5C-2Vx2조 (CAMERA)(기존활용)¦ X24¦ X25¦ X26¦ X27¦ X28¦ X29¦ X30¦ X31¦ Y06¦ Y05¦ Y03¦ Y02¦ Y01¦ Y00¦ Y04¦ X14¦ X15¦ X16¦ X17¦ X18¦ X19¦ X20¦ X21¦ X22¦ X23¦ OPEN¦ DN¦ 5호선 대합실¦ (기존)¦ 역무실(5호선)¦ UP¦ DN¦ DN¦ UP¦ 발매기실2¦ 대합실¦ 안전관리실¦ 물탱크실¦ 공조기계실¦ 기존출입구 확장¦ 외부출입구4¦ 내부계단5¦ 내부계단4¦ 내부계단2¦ 내부계단3¦ 방범셔터설치¦ 5호선 대합실¦ (기존)¦ 9호선¦ 5호선¦ (신설)¦ (기존)¦ 915 정거장¦ 901M¦ STA.17km195.823¦ 750M¦ 9호선¦ (신설)¦ 외부출입구3¦ 5호선 대합실¦ (기존)¦ MATCH LINE¦ (P29:200x200x100)¦ (P23:200x200x100)¦ (P25:200x200x100)¦ (P21:200x200x100)¦ (P22:200x200x100)¦ ES-3¦ ES-7¦ ES-8¦ C-2¦ ATVM-1¦ ES-4¦ Q¦ N¦ J¦ B¦ G¦ D¦ E¦ B¦ A¦ (16) ECX 5C-2Vx1조 (CAMERA)(기존활용)¦ (16) ECX 5C-2Vx1조 (CAMERA)(기존활용)¦ (16) ECX 5C-2Vx1조 (CAMERA)(기존활용)¦ (16) ECX 5C-2Vx1조 (CAMERA)(기존활용)¦ (16) ECX 5C-2Vx1조 (CAMERA)(기존활용)¦ (P24:200x200x100)¦ AGM-4¦ (P28:200x200x100)¦ (P:200x200x100)¦ AGM-3¦ B¦ M¦ (P23:200x200x100)¦ ES-10¦ ES-9¦ B¦ B¦ L¦ B¦ H¦ I¦ K¦ UTP Cat.5E 4Px4조 (TDI)¦ OF-MM-12Core(난연)x4조 (TDI)¦ UTP Cat.5E 4Px8조 (TDI)¦ UTP Cat.5E 4Px4조 (TDI)¦ OF-MM-12Core(난연)x2조 (TDI)¦ FR-CVVSB 10C/1.5㎟x1조 (PAN/TILT)(철거)¦ FR-CV 3C/4.0㎟x1조 (CA POWER)(철거)¦ FR-CVVSB 10C/1.5㎟x1조 (PAN/TILT)(철거)¦ FR-CV 3C/4.0㎟x1조 (CA POWER)(철거)¦ FR-CVVSB 10C/1.5㎟x1조 (PAN/TILT)(철거)¦ FR-CV 3C/4.0㎟x1조 (CA POWER)(철거)¦ (36) FR-CVVSB 10C/1.5㎟x1조 (PAN/TILT)(철거)¦ (28) FR-CV 3C/4.0㎟x1조 (CA POWER)(철거)¦ FR-CV 3C/6.0㎟x1조 (LSE POWER)¦ FR-CV 3C/6.0㎟x1조 (LSE POWER)¦ FR-CV 3C/6.0㎟x1조 (LSE POWER)¦ FR-CV 3C/6.0㎟x1조 (LSE POWER)¦ FR-CV 3C/6.0㎟x1조 (LSE POWER)¦ UTP Cat.5E 4Px4조 (TDI)¦ UL 2919-AMESB 24AWG 4Px2조 (TDI)¦ FR-CV 3C/4.0㎟x2조 (TDI POWER)¦ ECX 5C-2Vx2조 (CAMERA)(기존활용)¦ OF-MM-12Core(난연)x2조 (TDI)¦ (28) FR-CV 3C/4.0㎟x1조 (출입구게시기)(철거)¦ (16) UTP Cat 5E 4Px1조 (출입구게시기)(철거)¦ (28) FR-CV 3C/4.0㎟x1조 (출입구게시기)(철거)¦ (16) UTP Cat 5E 4Px1조 (출입구게시기)(철거)¦ (28) FR-CV 3C/4.0㎟x1조 (출입구게시기)(철거)¦ (16) UTP Cat 5E 4Px1조 (출입구게시기)(철거)¦ (28) FR-CV 3C/4.0㎟x1조 (출입구게시기)(철거)¦ (16) UTP Cat 5E 4Px1조 (출입구게시기)(철거)¦ (28) FR-CV 3C/4.0㎟x1조 (출입구게시기)(철거)¦ (16) UTP Cat 5E 4Px1조 (출입구게시기)(철거)¦ FR-CV 3C/4.0㎟x1조 (출입구게시기)(철거)¦ UTP Cat 5E 4Px2조 (출입구게시기)(철거)¦ FR-CV 3C/4.0㎟x2조 (출입구게시기)(철거)¦ UTP Cat 5E 4Px4조 (출입구게시기)(철거)¦ FR-CV 3C/4.0㎟x2조 (출입구게시기)(철거)¦ UTP Cat 5E 4Px4조 (출입구게시기)(철거)¦ FR-CV 3C/4.0㎟x1조 (환승게시기)(철거)¦ UTP Cat 5E 4Px1조 (환승게시기)(철거)¦ FR-CV 3C/4.0㎟x1조 (환승게시기)(철거)¦ UTP Cat 5E 4Px1조 (환승게시기)(철거)¦ FR-CV 3C/4.0㎟x1조 (환승게시기)(철거)¦ UTP Cat 5E 4Px1조 (환승게시기)(철거)¦ FR-CV 3C/4.0㎟x1조 (환승게시기)(철거)¦ UTP Cat 5E 4Px1조 (환승게시기)(철거)¦ FR-CV 3C/4.0㎟x2조 (환승게시기)(철거)¦ UTP Cat 5E 4Px2조 (환승게시기)(철거)¦ FR-CV 3C/4.0㎟x2조 (출입구게시기)(철거)¦ UTP Cat 5E 4Px4조 (출입구게시기)(철거)¦ FR-CV 3C/4.0㎟x2조 (환승게시기)(철거)¦ UTP Cat 5E 4Px2조 (환승게시기)(철거)¦ FR-CV 3C/4.0㎟x2조 (출입구게시기)(철거)¦ UTP Cat 5E 4Px4조 (출입구게시기)(철거)¦ (철거)¦ 지하 2층¦ 지하 2층¦ R¦ R¦ UTP Cat.5E 4Px2조 (대합실게시기)(철거)¦ FR-CV 3C/4.0㎟x1조 (대합실게시기 POWER)(기존활용)¦ UTP Cat.5E 4Px2조 (대합실게시기)(철거)¦ FR-CV 3C/4.0㎟x1조 (대합실게시기 POWER)(기존활용)¦ D-1¦ D¦ UTP Cat.5E 4Px4조 (CONSOLE)¦ UTP Cat.5E 25Px1조 (CONSOLE)¦ TRAY (300x100)¦ ECX 5C-2Vx6조 (CAMERA)(기존활용)¦ FR-CVVSB 10C/1.5㎟x1조 (PAN/TILT)(철거)¦ FR-CV 3C/4.0㎟x1조 (CA POWER)(철거)¦ FR-CV 3C/6.0㎟x1조 (LSE POWER)¦ FR-CV 3C/4.0㎟x2조 (출입구게시기)(철거)¦ UTP Cat 5E 4Px4조 (출입구게시기)(철거)¦ UTP Cat.5E 4Px2조 (대합실게시기)(철거)¦ FR-CV 3C/4.0㎟x1조 (대합실게시기 POWER)(기존활용)¦ (철거)¦ P¦ (16) HIV 1.5㎜x2조 (CLOCK)(철거)¦ HIV 1.5㎜x2조 (CLOCK)(철거)¦ HIV 1.5㎜x2조 (CLOCK)(철거)¦ (16) HIV 1.5㎜x2조 (CLOCK)(철거)¦ HIV 1.5㎜x4조 (CLOCK)(철거)¦ HIV 1.5㎜x4조 (CLOCK)(철거)¦ P¦ (철거)¦ HIV 1.5㎜x4조 (CLOCK)(철거)¦ (철거)¦ 지하철 915정거장¦ 국회의사당¦ 여의도¦ 샛강¦ 1/400¦ S = 1 / 400¦ 915정거장 CCTV,TDI,시계설비 지하1층 철거평면도(2/2)¦ 915정거장 CCTV,TDI,시계설비 지하1층¦ 철거평면도(2/2)¦ T¦ 7¦ 0¦ 0¦ 5¦ 0¦ 3¦ 4¦ 0¦ 0¦ 6¦ CCTV(기존동축활용)¦ P¦
| 1단계_정거장 - 복사본 | 1단계_정거장 - 복사본 | 057. T9103066-004 916정거장 AFC설비지하2층장비배치도(철거).dwg | \A1;65,000¦ \A1;112,500¦ \A1;7,080¦ \A1;4,950¦ \A1;32,860¦ \A1;7,080¦ \A1;4,950¦ \A1;4,400¦ \A1;4,400¦ \A1;10,300¦ \A1;5,000¦ \A1;5,000¦ \A1;5,000¦ \A1;5,000¦ \A1;5,000¦ \A1;5,000¦ \A1;5,000¦ \A1;5,000¦ \A1;5,000¦ \A1;5,000¦ \A1;5,000¦ \A1;8,750¦ \A1;8,750¦ \A1;8,750¦ \A1;8,750¦ \A1;7,500¦ \A1;5,000¦ \A1;5,000¦ \A1;5,000¦ \A1;10,000¦ \A1;7,500¦ \A1;7,500¦ \A1;5,000¦ \A1;10,000¦ \A1;10,000¦ \A1;10,000¦ \A1;5,000¦ \A1;800¦ \A1;1,000¦ \A1;800¦ \A1;600¦ \A1;2,080¦ \A1;1,200¦ \A1;900¦ \A1;200¦ \A1;600¦ \A1;200¦ \A1;600¦ \A1;200¦ \A1;600¦ \A1;200¦ \A1;602¦ \A1;200¦ \A1;598¦ \A1;200¦ \A1;900¦ \A1;200¦ \A1;200¦ \A1;800¦ \A1;1,000¦ \A1;200¦ \A1;1,550¦ \A1;600¦ \A1;200¦ \A1;100¦ Detail "A"¦ Y00¦ Y01¦ Y03¦ Y05¦ Y06¦ X19¦ X17¦ X15¦ X13¦ X11¦ X09¦ X08¦ X07¦ X06¦ X05¦ X03¦ X01¦ X00¦ X-01¦ X-02¦ X-03¦ X-04¦ X-05¦ X-06¦ X-07¦ X-08¦ 편의점¦ 발매기실¦ 대합실¦ 대합실¦ OPEN¦ OPEN¦ 신호통신기계실¦ 물탱크실¦ CO2실¦ 비상전원실¦ 공조기계실 2¦ 용역원 대기실¦ 운전취급실¦ 복도¦ 이동통신기계실¦ DN¦ DN¦ DN¦ DN¦ DN¦ UP¦ UP¦ UP¦ 안전관리실¦ OPEN¦ OPEN¦ 화장실¦ 전기실¦ 본선 환기실¦ OPEN¦ OPEN¦ OPEN¦ OPEN¦ 외부엘리베이터 2¦ 외부출입구 3¦ 외부출입구 2¦ 외부출입구 1¦ 외부엘리베이터 1¦ 내부계단 2¦ 내부계단 1¦ 외부출입구 4¦ 내부엘리베이터 1¦ 내부계단 3¦ 내부계단 4¦ 내부계단 5¦ 내부계단 6¦ 내부엘리베이터 2¦ 용역원 창고¦ 방범셧터¦ DN¦ DN¦ DN¦ DN¦ UP¦ UP¦ UP¦ UP¦ UP¦ UP¦ OPEN¦ OPEN¦ UP¦ UP¦ 방범셧터¦ 916 정거장 ¦ STA.17km956,000¦ Detail "B"¦ Detail "A"¦ 발매기실¦ Detail "B"¦ AAM¦ AAM¦ 10형¦ 8형¦ 8형¦ 8형¦ 8형¦ 6형¦ 12형¦ 11형¦ 장애자용¦ 훨체어리프트¦ 916정거장 AFC설비 지하2층 장비배치도 (철거)¦ 916정거장 AFC설비 지하2층 장비배치도 (철거)¦ S = 1 / 600¦ 1/600¦ 지하철 916정거장¦ 여의도¦ 샛강¦ 노량진¦ T¦ 9¦ 1¦ 0¦ 3¦ 0¦ 6¦ 6¦ 4¦ 0¦ 0¦ S = 1/300¦
| 1단계_정거장 - 복사본 | 1단계_정거장 - 복사본 | 035. T7005034-003 912정거장 CCTV,TDI,시계설비 지하2층 신설평면도 (2_2).dwg | ACU¦ CCTV¦ P¦ \A1;2,400¦ \A1;30,700¦ \A1;12,950¦ \A1;2,400¦ \A1;12,950¦ \A1;30,000¦ \A1;7,500¦ \A1;7,500¦ \A1;7,500¦ \A1;86,250¦ \A1;7,500¦ \A1;7,500¦ \A1;7,500¦ \A1;7,500¦ \A1;7,500¦ \A1;7,500¦ \A1;3,750¦ \A1;7,500¦ \A1;7,500¦ \A1;21,750¦ \A1;34,500¦ L1¦ TRAY (300x100)¦ UTP CAT.5E 25Px1조 (CONSOLE)¦ UTP CAT.5E 4Px4조 (CONSOLE)¦ FR-CV 3C/6.0㎟x1조 (LSE POWER)¦ UTP Cat.5E 4Px2조 (CL POWER)(신설)¦ F-CV 3C/2.5㎟x1조 (공간화상)(기존활용)¦ OF- SM-4Cx1조 (공간화상)(기존활용)¦ UTP Cat.5E4Px15조 (CAMERA)(신설)¦ OF-SM-8C(난연)x10조(신설) ¦ FR-CV 3C/4.0㎟x10조(신설) ¦ OF-SM-8C(난연)x2조(승강장모니터)(신설) ¦ FR-CV 3C/4.0㎟x2조(승강장모니터)(신설) ¦ C/R¦ MATCH LINE DWG No. "S1-TA-S12-DB-020-0"¦ C¦ B¦ R¦ F¦ G¦ D¦ J¦ K¦ S¦ Q¦ H¦ A¦ O¦ N¦ L¦ M¦ P¦ KEY PLAN¦ I¦ X25¦ X26¦ X27¦ X28¦ X29¦ X30¦ X31¦ X32¦ X33¦ X34¦ X35¦ X36¦ Y00¦ Y02¦ Y03¦ Y06¦ Y04¦ DN¦ DN¦ UP¦ ELEV.¦ ELEV.¦ ELEV.¦ 공조기계실2¦ 물탱크실¦ 창 고¦ 통신신호기계실¦ 편의점¦ 발매기실¦ 대합실¦ 운전취급실¦ ELEV.¦ AF-2¦ 912 정거장¦ STA.13km796.097¦ (P12:300x300x200)¦ (P11:200x200x100)¦ C-1¦ ES-12¦ COMM-1¦ ELE-7¦ ELE-8¦ F¦ E¦ B¦ S¦ M¦ L¦ K¦ R¦ J¦ N¦ Q¦ P¦ A¦ H¦ (P10:200x200x100)¦ ELE-5¦ (P13:200x200x100)¦ ELE-6¦ (P14:200x200x100)¦ AGM-1¦ V¦ (P16:200x200x100)¦ (P15:200x200x100)¦ (P18:200x200x100)¦ ES-10¦ G¦ I¦ AGM-2¦ (P17:200x200x100)¦ C¦ D¦ ATVM-1¦ NOTE¦ 1. 광케이블, 전원/접지케이블 (OF-SM-4Core, CV 3C/2.5㎟)¦ 3. 승강장 ANT설치위치: 열차 진행방향 정거장 시종점부에 설치¦ 2. 광케이블, 전원/접지케이블 (OF-SM-8Core, CV 3C/2.5㎟)¦ vmh¦ vmh¦ vmh¦ vmh¦ vmh¦ vmh¦ vmh¦ vmh¦ vmh¦ VMT¦ G¦ U¦ U¦ U¦ U¦ 임대상가2¦ (16) UTP Cat.5E4Px1조 (CAMERA)¦ TRAY (300x100)¦ UTP Cat.5E 4Px4조 (CONSLOE)¦ UTP Cat.5E 25Px1조 (CONSOLE)¦ UTP Cat.5E4Px4조 (CAMERA)¦ TRAY (300x100)¦ TRAY (900x150)¦ UTP Cat.5E4Px2조 (CAMERA)¦ DOWN TO 지하3층¦ UTP Cat.5E4Px4조 (CAMERA)¦ TRAY (300x100)¦ (22) UTP Cat.5E4Px2조 (CAMERA)¦ TRAY (300x100)¦ FR-CV 3C/4.0㎟x1조 (CA POWER)¦ UTP Cat.5E 4Px4조 (CONSLOE)¦ UTP Cat.5E 25Px1조 (CONSOLE)¦ TRAY (300x100)¦ UTP Cat.5E 4Px4조 (CONSLOE)¦ UTP Cat.5E 25Px1조 (CONSOLE)¦ TRAY (600x150)¦ UTP Cat.5E 4Px4조 (CONSLOE)¦ UTP Cat.5E 25Px1조 (CONSOLE)¦ DOWN TO 통신기계실 ACCESS FLOOR¦ TRAY (300x100)¦ UTP Cat.5E4Px2조 (CAMERA)¦ TRAY (300x100)¦ DOWN TO 지하3층¦ TRAY (600x150)¦ DOWN TO 지하3층¦ TRAY (600x150)¦ TRAY (300x100)¦ UTP Cat.5E 4Px4조 (CONSLOE)¦ UTP Cat.5E 25Px1조 (CONSOLE)¦ TRAY (300x100)¦ FR-CV 3C/4.0㎟x1조 (CA POWER)¦ UTP Cat.5E 4Px4조 (CONSLOE)¦ UTP Cat.5E 25Px1조 (CONSOLE)¦ TRAY (900x150)¦ UTP Cat.5E4Px2조 (CAMERA)¦ DOWN TO 지하3층¦ TRAY (300x100)¦ FR-CV 3C/4.0㎟x1조 (CA POWER)¦ UTP Cat.5E 4Px4조 (CONSLOE)¦ UTP Cat.5E 25Px1조 (CONSOLE)¦ UTP Cat.5E4Px2조 (CAMERA)¦ TRAY (300x100)¦ UTP Cat.5E4Px1조 (CAMERA)¦ UTP Cat.5E4Px1조 (CAMERA)¦ (22) UTP Cat.5E4Px2조 (CAMERA)¦ (16) UTP Cat.5E4Px1조 (CAMERA)¦ (16) UTP Cat.5E4Px1조 (CAMERA)¦ (16) UTP Cat.5E4Px1조 (CAMERA)¦ (36) UTP Cat.5E4Px6조 (CAMERA)¦ UP TO 지하1층¦ (16) UTP Cat.5E4Px1조 (CAMERA)¦ FR-CV 3C/6.0㎟x1조 (LSE POWER)¦ FR-CV 3C/6.0㎟x1조 (LSE POWER)¦ FR-CV 3C/6.0㎟x1조 (LSE POWER)¦ FR-CV 3C/6.0㎟x1조 (LSE POWER)¦ FR-CV 3C/6.0㎟x1조 (LSE POWER)¦ FR-CV 3C/6.0㎟x1조 (LSE POWER)¦ FR-CV 3C/6.0㎟x1조 (LSE POWER)¦ (16) UTP Cat.5E4Px1조 (CAMERA)¦ (16) UTP Cat.5E4Px1조 (CAMERA)¦ (16) UTP Cat.5E4Px1조 (CAMERA)¦ V¦ V¦ (16) OF-SM-8Core(난연)x2조(대합실게시기)(신설)¦ (28) FR-CV 3C/4.0㎟x1조 (대합실게시기 POWER)(기존활용)¦ D-1¦ F-1¦ OF-SM-8Core(난연)x4조(대합실게시기)(신설)¦ FR-CV 3C/4.0㎟x1조 (대합실게시기 POWER)(기존활용)¦ OF-SM-8Core(난연)x2조(대합실게시기)(신설)¦ FR-CV 3C/4.0㎟x1조 (대합실게시기 POWER)(기존활용)¦ OF-SM-8Core(난연)x2조(대합실게시기)(신설)¦ FR-CV 3C/4.0㎟x1조 (대합실게시기 POWER)(기존활용)¦ E¦ F-1¦ D-1¦ (16) UTP Cat.5E4Px1조 (CAMERA)¦ UTP Cat.5E4Px4조 (CAMERA)¦ TRAY (300x100)¦ TRAY (300x100)¦ UTP Cat.5E 4Px4조 (CONSLOE)¦ UTP Cat.5E 25Px1조 (CONSOLE)¦ FR-CV 3C/6.0㎟x1조 (LSE POWER)¦ 스피드돔¦ 스피드돔¦ UTP Cat.5E4Px12조 (CAMERA)¦ OF-SM-8C(난연)x1조(CAMERA) ¦ FR-CV 3C/4.0㎟x1조(CAMERA) ¦ (36) UTP Cat.5E4Px4조 (CAMERA)¦ (16) OF-SM-8C(난연)x1조(CAMERA) ¦ (16) FR-CV 3C/4.0㎟x1조(CAMERA) ¦ VMT¦ OF-SM-8Core(난연)x1조 (모니터)(신설)¦ FR-CV 3C/4.0㎟x1조 (모니터POWER)(신설) ¦ OF-SM-8Core(난연)x2조 (모니터)(신설)¦ FR-CV 3C/4.0㎟x2조 (모니터POWER)(신설) ¦ OF-SM-8Core(난연)x1조 (모니터)(신설)¦ FR-CV 3C/4.0㎟x1조 (모니터POWER)(신설) ¦ OF-SM-8Core(난연)x2조 (모니터)(신설)¦ FR-CV 3C/4.0㎟x2조 (모니터POWER)(신설) ¦ OF-SM-8Core(난연)x1조 (모니터)(신설)¦ FR-CV 3C/4.0㎟x1조 (모니터POWER)(신설) ¦ OF-SM-8Core(난연)x1조 (모니터)(신설)¦ FR-CV 3C/4.0㎟x1조 (모니터POWER)(신설) ¦ FR-CV 3C/4.0㎟x4조 (TDI POWER)(기존활용)¦ UL 2919-AMESB 24AWG 4Px4조 (TDI)(기존활용)¦ FR-CV 3C/4.0㎟x2조 (TDI POWER)(기존활용)¦ UL 2919-AMESB 24AWG 4Px2조 (TDI)(기존활용)¦ FR-CV 3C/4.0㎟x2조 (TDI POWER)(기존활용)¦ UL 2919-AMESB 24AWG 4Px2조 (TDI)(기존활용)¦ FR-CV 3C/4.0㎟x2조 (TDI POWER)(기존활용)¦ UL 2919-AMESB 24AWG 4Px2조 (TDI)(기존활용)¦ FR-CV 3C/4.0㎟x2조 (TDI POWER)(기존활용)¦ UL 2919-AMESB 24AWG 4Px2조 (TDI)(기존활용)¦ FR-CV 3C/4.0㎟x4조 (TDI POWER)(기존활용)¦ UL 2919-AMESB 24AWG 4Px4조 (TDI)(기존활용)¦ FR-CV 3C/4.0㎟x4조 (TDI POWER)(기존활용)¦ UL 2919-AMESB 24AWG 4Px4조 (TDI)(기존활용)¦ FR-CV 3C/4.0㎟x2조 (TDI POWER)(기존활용)¦ UL 2919-AMESB 24AWG 4Px2조 (TDI)(기존활용)¦ FR-CV 3C/4.0㎟x2조 (TDI POWER)(기존활용)¦ UL 2919-AMESB 24AWG 4Px2조 (TDI)(기존활용)¦ FR-CV 3C/4.0㎟x2조 (TDI POWER)(기존활용)¦ UL 2919-AMESB 24AWG 4Px2조 (TDI)(기존활용)¦ UTP Cat.5E 4Px8조 (TDI)(기존활용)¦ OF-MM-12Core(난연)x4조 (TDI)(기존활용)¦ UTP Cat.5E 4Px8조 (TDI)(기존활용)¦ OF-MM-12Core(난연)x4조 (TDI)(기존활용)¦ UTP Cat.5E 4Px8조 (TDI)(기존활용)¦ OF-MM-12Core(난연)x4조 (TDI)(기존활용)¦ UTP Cat.5E 4Px4조 (TDI)(기존활용)¦ OF-MM-12Core(난연)x2조 (TDI)(기존활용)¦ UTP Cat.5E 4Px4조 (TDI)(기존활용)¦ OF-MM-12Core(난연)x2조 (TDI)(기존활용)¦ UTP Cat.5E 4Px4조 (TDI)(기존활용)¦ OF-MM-12Core(난연)x2조 (TDI)(기존활용)¦ UTP Cat.5E 4Px4조 (TDI)(기존활용)¦ OF-MM-12Core(난연)x2조 (TDI)(기존활용)¦ UTP Cat.5E 4Px4조 (TDI)(기존활용)¦ OF-MM-12Core(난연)x2조 (TDI)(기존활용)¦ UTP Cat.5E 4Px4조 (TDI)(기존활용)¦ OF-MM-12Core(난연)x2조 (TDI)(기존활용)¦ UTP Cat.5E 4Px4조 (TDI)(기존활용)¦ OF-MM-12Core(난연)x2조 (TDI)(기존활용)¦ FR-CV 3C/4.0㎟x4조 (TDI POWER)(기존활용)¦ UL 2919-AMESB 24AWG 4Px4조 (TDI)(기존활용)¦ UTP Cat.5E 4Px8조 (TDI)(기존활용)¦ OF-MM-12Core(난연)x4조 (TDI)(기존활용)¦ 지하철 912정거장¦ 신목동¦ 선유도¦ 당산¦ 1/400¦ S = 1 / 400¦ 912정거장 CCTV,TDI,시계설비 지하2층 신설평면도(2/2)¦ 912정거장 CCTV,TDI,시계설비 지하2층¦ 신설평면도(2/2)¦ T¦ 7¦ 0¦ 0¦ 5¦ 0¦ 3¦ 4¦ 0¦ 0¦ 3¦ CCTV(기존동축활용)¦ P¦
| 1단계_정거장 - 복사본 | 1단계_정거장 - 복사본 | 037. T7005034-008 917정거장 CCTV,TDI,시계설비 지하2층 철거평면도 (2_2).dwg | P¦ \A1;1,450¦ \A1;7,500¦ \A1;7,500¦ \A1;7,500¦ \A1;7,500¦ \A1;7,500¦ \A1;7,500¦ \A1;7,500¦ \A1;7,500¦ \A1;7,500¦ \A1;7,500¦ \A1;7,500¦ \A1;83,950¦ \A1;37,500¦ \A1;3,770¦ \A1;9,160¦ \A1;9,160¦ \A1;3,300¦ \A1;28,690¦ \A1; 3,300¦ MATCH LINE DWG No. "S1-TA-S17-DB-021-0"¦ KEY PLAN¦ Y04¦ Y02¦ Y00¦ Y01¦ Y03¦ X11¦ X12¦ X13¦ X14¦ X15¦ X16¦ X17¦ X18¦ X19¦ X20¦ X21¦ X22¦ X27¦ PSD기계실 2¦ PSD기계실 1¦ 정 화 조¦ UP¦ UP¦ 내부계단 2¦ 내부계단 3¦ UP¦ UP¦ 내부엘리베이터 1¦ 내부엘리베이터 2¦ 917 정거장 ¦ STA.18km960.000¦ ELE-7¦ ELE-8¦ P-4¦ P-2¦ (16) ECX 5C-2Vx1조 (CAMERA)(기존활용)¦ (16) ECX 5C-2Vx1조 (CAMERA)(기존활용)¦ (16) UL 2919-AMESB 24AWG 4Px1조 (TDI)¦ (28) FR-CV 3C/4.0㎟x1조 (TDI POWER)¦ (16) UTP Cat.5E 4Px2조 (TDI)¦ (16) ECX 5C-2Vx1조 (CAMERA)(기존활용)¦ (16) UL 2919-AMESB 24AWG 4Px1조 (TDI)¦ (28) FR-CV 3C/4.0㎟x1조 (TDI POWER)¦ (16) UTP Cat.5E 4Px2조 (TDI)¦ (16) ECX 5C-2Vx1조 (CAMERA)(기존활용)¦ UL 2919-AMESB 24AWG 4Px2조 (TDI)¦ FR-CV 3C/4.0㎟x2조 (TDI POWER)¦ UTP Cat.5E 4Px4조 (TDI)¦ TRAY (600x150)¦ UP TO 지하 1층¦ (16) UL 2919-AMESB 24AWG 4Px1조 (TDI)¦ (28) FR-CV 3C/4.0㎟x1조 (TDI POWER)¦ (16) UTP Cat.5E 4Px2조 (TDI)¦ (28) UL 2919-AMESB 24AWG 4Px2조 (TDI)¦ (36) FR-CV 3C/4.0㎟x2조 (TDI POWER)¦ (22) UTP Cat.5E 4Px4조 (TDI)¦ (16) ECX 5C-2Vx1조 (CAMERA)(기존활용)¦ (28) UL 2919-AMESB 24AWG 4Px2조 (TDI)¦ (28) FR-CV 3C/4.0㎟x2조 (TDI POWER)¦ (22) UTP Cat.5E 4Px4조 (TDI)¦ (28) UL 2919-AMESB 24AWG 4Px2조 (TDI)¦ (36) FR-CV 3C/4.0㎟x2조 (TDI POWER)¦ (22) UTP Cat.5E 4Px4조 (TDI)¦ UL 2919-AMESB 24AWG 4Px2조 (TDI)¦ FR-CV 3C/4.0㎟x2조 (TDI POWER)¦ OF-MM-12Core(난연)x2조 (TDI)¦ TRAY (600x150)¦ UP TO 지하 1층¦ (16) ECX 5C-2Vx1조 (CAMERA)(기존활용)¦ (28) FR-CV 3C/4.0㎟x1조 (TDI POWER)¦ (16) UL 2919-AMESB 24AWG 4Px1조 (TDI)¦ (16) UTP Cat.5E 4Px2조 (TDI)¦ (28) FR-CV 3C/4.0㎟x1조 (TDI POWER)¦ (16) UL 2919-AMESB 24AWG 4Px1조 (TDI)¦ (16) UTP Cat.5E 4Px2조 (TDI)¦ (P29:300x300x200)¦ (P28:300x300x200)¦ (28) OF-MM-12Core(난연)x1조 (TDI)¦ (28) OF-MM-12Core(난연)x1조 (TDI)¦ (28)x2 OF-MM-12Core(난연)x1조x2 (TDI)¦ UTP Cat.5E 4Px4조 (TDI)¦ (28)x2 OF-MM-12Core(난연)x1조x2 (TDI)¦ (28) OF-MM-12Core(난연)x1조 (TDI)¦ (28) OF-MM-12Core(난연)x1조 (TDI)¦ OF-MM-12Core(난연)x2조 (TDI)¦ (28)x2 OF-MM-12Core(난연)x1조x2 (TDI)¦ (28) OF-MM-12Core(난연)x1조 (TDI)¦ NOTE¦ 1. 광케이블, 전원/접지케이블 (OF-SM-4Core, CV 3C/2.5㎟)¦ 2. 승강장 ANT설치위치: 열차 진행방향 정거장 시종점부에 설치¦ 2. 광케이블, 전원/접지케이블 (OF-SM-8Core, CV 3C/2.5㎟)¦ 본선 TRAY 이용¦ OF-SM-4Cx1조 [공간화상]¦ F-CV 3C/2.5㎟x1조 (공간화상)(철거)¦ 본선 TRAY 이용¦ OF-SM-4Cx1조 [공간화상]¦ F-CV 3C/2.5㎟x1조 (공간화상)(철거)¦ vmh¦ vmh¦ vmh¦ vmh¦ (철거)¦ 지하철 917정거장¦ 샛강¦ 노량진¦ 노들¦ 1/400¦ S = 1 / 400¦ 917정거장 CCTV,TDI,시계설비 지하2층 철거평면도(2/2)¦ 917정거장 CCTV,TDI,시계설비 지하2층¦ 철거평면도(2/2)¦ T¦ 7¦ 0¦ 0¦ 5¦ 0¦ 3¦ 4¦ 0¦ 0¦ 8¦ CCTV(기존동축활용)¦ P¦ G¦
| 1단계_정거장 - 복사본 | 1단계_정거장 - 복사본 | 038. T7003034-006 종합관리 및 복지후생동 방송설비 지상4층 신설평면도.dwg | \A1;3,500¦ \A1;2,700¦ \A1;1,300¦ \A1;1,450¦ \A1;2,300¦ \A1;3,750¦ \A1;2,000¦ \A1;4,600¦ \A1;1,350¦ \A1;2,900¦ \A1;2,350¦ \A1;3,350¦ \A1;2,900¦ \A1;350¦ \A1;7,700¦ \A1;67,100¦ \A1;6,600¦ \A1;6,600¦ \A1;6,600¦ \A1;6,600¦ \A1;6,600¦ \A1;6,600¦ \A1;6,600¦ \A1;6,600¦ \A1;6,600¦ \A1;2,100¦ \A1;7,500¦ \A1;7,500¦ \A1;27,900¦ \A1;3,300¦ \A1;3,200¦ \A1;3,400¦ \A1;3,200¦ \A1;3,400¦ \A1;7,500¦ \A1;2,700¦ \A1;3,900¦ \A1;3,300¦ \A1;3,300¦ \A1;3,600¦ \A1;4,200¦ \A1;3,900¦ (기설활용)¦ Market'g¦ 마켓팅¦ Operation office¦ 운영본부¦ Operation¦ 운영부본부장실¦ Dep. director¦ Operation office¦ 운영본부장 비서실¦ Operation director¦ 운영본부장실¦ 운영본부 사무실¦ 운영본부 사무실¦ 운영본부 사무실¦ Storage¦ 창고¦ 탕비실¦ Board RM.¦ 대회의실¦ MTG. RM.¦ 회의실¦ MTG. RM.¦ 회의실¦ Dress RM.¦ Dress RM.¦ 상황실¦ Storage¦ 창고¦ CO2실¦ 예비실¦ 탕비실¦ 예비실¦ 종합사령팀¦ : (16) HIV 1.5㎟x2조¦ NOTE¦ : (16) HIV 1.5㎟x5조¦ : (16) HIV 1.5㎟x6조¦ : (22) HIV 1.5㎟x7조¦ : (22) HIV 1.5㎟x8조¦ : (22) HIV 1.5㎟x10조¦ : (16) HIV 1.5㎟x4조¦ : (16) HIV 1.5㎟x3조¦ X01¦ X02¦ X03¦ X04¦ X05¦ X06¦ X07¦ X08¦ X09¦ X10¦ X11¦ Y01¦ Y02¦ Y04¦ Y05¦ Y06¦ Y03¦ (P9:200x200x100)¦ (22) HIV 1.5㎟x10조 (지상4,5층 SP)¦ (36) FR-CVVS 2C/1.5㎟x2조 (외부 SP)¦ (36) FR-CVVS 2C/1.5㎟x2조 (외부 SP)¦ (16) HIV 1.5㎟x5조 (지상5층 SP)¦ UP TO 지상5층 EPS실¦ DOWN TO 지상3층 EPS실¦ (16) HIV 1.5㎟x2조 (SP)¦ 종합관리 및 복지후생동 방송설비 지상4층¦ 종합관리 및 복지후생동 방송설비 지상4층 신설평면도¦ S = 1/300¦ 1/300¦ 차량기지¦ 차량기지¦ 신설평면도¦ T¦ 7¦ 0¦ 0¦ 3¦ 0¦ 3¦ 4¦ 0¦ 0¦ 6¦ P¦
| 1단계_정거장 - 복사본 | 1단계_정거장 - 복사본 | 025. T7001034-008 911정거장 전화설비 지하3층 철거평면도 (2_2).dwg | INT¦ \A1;7,330¦ \A1;7,330¦ \A1;500¦ \A1;3,880¦ \A1;7,830¦ \A1;3,880¦ \A1;7,830¦ \A1;23,420¦ \A1;500¦ \A1;3,750¦ \A1;7,500¦ \A1;7,500¦ \A1;5,000¦ \A1;5,000¦ \A1;5,000¦ \A1;5,000¦ \A1;5,000¦ \A1;5,000¦ \A1;5,000¦ \A1;5,000¦ \A1;5,000¦ \A1;7,500¦ \A1;7,500¦ \A1;30,000¦ \A1;20,000¦ MATCH LINE DWG No. "S1-TA-S11-DB-011-0"¦ 1. 음향유도기 전원은 전기콘센트를 이용한다.¦ NOTE¦ 2. 증폭기전원은 전기콘센트를 이용한다.¦ 3. 통신기계실 및 안전관리실 MAIN 분전반은 전기에서 설치한다.¦ KEY PLAN¦ Y00¦ Y01¦ Y03¦ Y05¦ Y06¦ 28,750¦ 78,750¦ X15¦ X16¦ X17¦ X18¦ X19¦ X20¦ X21¦ X22¦ X23¦ X24¦ X25¦ X26¦ X27¦ X28¦ UP¦ UP¦ PSD기계실1¦ PSD기계실2¦ 승강장¦ 레일부¦ 배수펌프실¦ (P24:500x500x300)¦ (P23:500x500x300)¦ (16) UTP Cat.5E 4Px1조 (승강장 INT)¦ (16) UTP Cat.5E 4Px1조 (승강장 INT)¦ (16) UTP Cat.5E 4Px1조 (승강장 INT)¦ (16) UTP Cat.5E 4Px1조 (승강장 INT)¦ UTP 25P¦ [TB No.7]¦ 공중전화¦ UTP 25P¦ (22) UTP Cat.5E 4Px3조 (승강장 공중전화)¦ (22) UTP Cat.5E 4Px3조 (승강장 공중전화)¦ 공중전화¦ [TB No.8]¦ (22) UTP Cat.5E 4Px3조 (승강장 공중전화)¦ (22) UTP Cat.5E 4Px3조 (승강장 공중전화)¦ 지하철 911정거장¦ 염창¦ 신목동¦ 선유도¦ 1/400¦ 911정거장 전화설비 지하3층 철거평면도(2/2)¦ S = 1/400¦ 911정거장 전화설비 지하3층 철거평면도(2/2)¦ T¦ 7¦ 0¦ 0¦ 1¦ 0¦ 3¦ 4¦ 0¦ 0¦ 8¦ (기설활용)¦ P¦
| 1단계_정거장 - 복사본 | 1단계_정거장 - 복사본 | 035. T7003034-006 914정거장 방송설비 지하3층 신설평면도 (2_2).dwg | P¦ \A1;27,000¦ \A1;7,500¦ \A1;7,500¦ \A1;7,500¦ \A1;7,500¦ \A1;7,500¦ \A1;7,500¦ \A1;8,130¦ \A1;7,500¦ \A1;7,500¦ \A1;7,500¦ \A1;7,500¦ \A1;7,500¦ \A1;7,500¦ \A1;2,000¦ \A1;10,000¦ \A1;20,980¦ \A1;5490¦ \A1;5490¦ S = 1 / 400¦ 903정거장 방송설비 지하1층 신설평면도(2/2)¦ 1/400¦ 904정거장 방송설비 지하1층 신설평면도 (1/2)¦ 0¦ 0¦ 0¦ -¦ 0¦ 0¦ 0¦ 0¦ (기설활용)¦ -¦ T¦ 7¦ 0¦ 0¦ 3¦ 0¦ 3¦ 4¦ 0¦ 1¦ 6¦ : (16) HIV 1.5㎟x2조¦ NOTE¦ : (16) HIV 1.5㎟x5조¦ : (16) HIV 1.5㎟x6조¦ : (22) HIV 1.5㎟x7조¦ : (22) HIV 1.5㎟x8조¦ : (22) HIV 1.5㎟x10조¦ : (16) HIV 1.5㎟x4조¦ : (16) HIV 1.5㎟x3조¦ MATCH LINE DWG No. "S1-TA-S14-DB-019-0"¦ KEY PLAN¦ X09¦ X10¦ X11¦ X12¦ X13¦ X14¦ X15¦ X16¦ X17¦ X18¦ X19¦ X20¦ X21¦ X22¦ Y00¦ Y01¦ Y02¦ Y03¦ 100,130¦ UP¦ 창 고 2¦ PSD기계실¦ 승강장¦ 내부엘리베이터¦ 914 정거장¦ STA.16km294.519¦ (P8:100x100x100)¦ HIV 1.5㎟x8조 (승강장 SP)¦ TRAY (900x150)¦ UP TO 지하 2층¦ (16) HIV 1.5㎟x4조 (승강장 SP)¦ 벽부형 3W : 1 EA¦ 천정형 5W : 26 EA¦ 지하철 914정거장¦ 당산¦ 국회의사당¦ 여의도¦ S = 1 / 400¦ 914정거장 방송설비 지하3층 신설평면도(2/2)¦ 1/400¦ 914정거장 방송설비 지하3층 신설평면도 (2/2)¦ (기설활용)¦ T¦ 7¦ 0¦ 0¦ 3¦ 0¦ 3¦ 4¦ 0¦ 0¦ 6¦
| 1단계_정거장 - 복사본 | 1단계_정거장 - 복사본 | 044. T4009934-002 916정거장 종합무선중계설비 지하2층 평면도.dwg | 2D¦ C¦ H¦ -¦ T¦ 0¦ 0¦ 0¦ 0¦ 0¦ 0¦ 0¦ 0¦ 0¦ 0¦ P¦ H¦ \A1;143,500¦ \A1;65,000¦ \A1;5,000¦ \A1;10,000¦ \A1;10,000¦ \A1;10,000¦ \A1;5,000¦ \A1;7,500¦ \A1;7,500¦ \A1;10,000¦ \A1;5,000¦ \A1;5,000¦ \A1;5,000¦ \A1;7,500¦ \A1;8,750¦ \A1;8,750¦ \A1;8,750¦ \A1;8,750¦ \A1;5,000¦ \A1;5,000¦ \A1;5,000¦ \A1;5,000¦ \A1;5,000¦ \A1;5,000¦ \A1;5,000¦ \A1;5,000¦ \A1;5,000¦ \A1;5,000¦ \A1;5,000¦ \A1;5,000¦ \A1;5,000¦ \A1;5,000¦ \A1;5,000¦ \A1;5,000¦ \A1;5,000¦ \A1;1,000¦ \A1;10,300¦ \A1;4,400¦ \A1;4,400¦ \A1;4,950¦ \A1;7,080¦ \A1;32,860¦ \A1;4,950¦ \A1;7,080¦ HFC-12D-FR (신설)¦ HFC-12D-FR (신설)¦ HFC-12D-FR (신설)¦ HFC-12D-FR (신설)¦ HFC-12D-FR (신설)¦ 2D¦ 2D¦ 3D¦ 2D¦ HFC-12D-FR (신설)¦ 2D¦ 2D¦ 임대상가¦ 훨체어리프트¦ 장애자용¦ (28) HFC-12D-FR (무선통신)¦ P¦ (600x600x300)¦ 수공¦ 무선통신단자함¦ TO: 환기구¦ (16) UTP 4Px1조(라디오송수신제어)¦ (16) UTP 4Px1조(라디오송수신제어)¦ UP TO 지하1층¦ TRAY (600x150)¦ UTP 4Px1조(라디오송수신제어)¦ P¦ (54)x2 SPARE (이동통신기계실)¦ (28) HFC-12D-FR (대합실 복합통신)¦ (28) HFC-12D-FR (콘솔내접속단자)¦ (54) SPARE (경찰통신)¦ D¦ UP TO 지하1층¦ TRAY (600x150)¦ UTP 4Px1조(라디오송수신제어)¦ P¦ (16) UTP Cat.5E 4Px2조(라디오송수신제어)¦ (16) UTP Cat.5E 4Px2조(라디오송수신제어)¦ UTP Cat.5E 4Px2조(라디오송수신제어)¦ D¦ UP TO 지하1층¦ C¦ 2D¦ (54)x2 SPARE (이동통신기계실)¦ HFC-12D-FR (무선통신)¦ C¦ (28) HFC-12D-FR (대합실 복합통신)¦ HI-PVC 54㎜x3조¦ (54) SPARE (경찰통신)¦ (54)x2 SPARE (이동통신기계실)¦ (54) SPARE (경찰통신)¦ (54)x2 SPARE (이동통신기계실)¦ (54) SPARE (경찰통신)¦ (54)x2 SPARE (이동통신기계실)¦ (28) HFC-12D-FR (대합실 복합통신)¦ (28) HFC-12D-FR (콘솔내접속단자)¦ (28) HFC-12D-FR (콘솔내접속단자)¦ TRAY (600x150)¦ HFC-12D-FR (대합실 복합통신)¦ TO: 콘솔내접속단자¦ A¦ A¦ (28) HFC-12D-FR (대합실 복합통신)¦ A¦ DOWN TO 이동통신기계실 기계실 바닥¦ (54)x2 SPARE (이동통신기계실)¦ B¦ B¦ (P4:300x300x200)¦ (P3:300x300x200)¦ (P6:400x400x200)¦ (P7:400x400x200)¦ (P8:400x400x200)¦ (P9:400x400x200)¦ (P11:300x300x200)¦ (P10:500x500x300)¦ (P12:500x500x300)¦ DOWN TO 지하 2층¦ TRAY (900x150)¦ HFC-22D-FR (승강장 복합통신)¦ P¦ P¦ (P5:100x100x100)¦ P¦ P¦ P¦ P¦ P¦ P¦ P¦ P¦ 종합무선중계장치¦ 외부출입구 4¦ STA.17km956,000¦ 916 정거장 ¦ 방범셧터¦ UP¦ UP¦ OPEN¦ OPEN¦ UP¦ UP¦ UP¦ UP¦ UP¦ UP¦ DN¦ DN¦ DN¦ DN¦ 방범셧터¦ 용역원 창고¦ 내부엘리베이터 2¦ 내부계단 6¦ 내부계단 5¦ 내부계단 4¦ 내부계단 3¦ 내부엘리베이터 1¦ 내부계단 1¦ 내부계단 2¦ 외부엘리베이터 1¦ 외부출입구 1¦ 외부출입구 2¦ 외부출입구 3¦ 외부엘리베이터 2¦ OPEN¦ OPEN¦ OPEN¦ OPEN¦ 본선 환기실¦ 전기실¦ 화장실¦ OPEN¦ OPEN¦ 안전관리실¦ UP¦ UP¦ UP¦ DN¦ DN¦ DN¦ DN¦ DN¦ 이동통신기계실¦ 복도¦ 운전취급실¦ 용역원 대기실¦ 공조기계실 2¦ 비상전원실¦ CO2실¦ 물탱크실¦ 신호통신기계실¦ OPEN¦ OPEN¦ 대합실¦ 대합실¦ 발매기실¦ 편의점¦ X-08¦ X-07¦ X-06¦ X-05¦ X-04¦ X-03¦ X-02¦ X-01¦ X00¦ X01¦ X03¦ X05¦ X06¦ X07¦ X08¦ X09¦ X11¦ X13¦ X15¦ X17¦ X19¦ X21¦ X23¦ X25¦ Y06¦ Y05¦ Y03¦ Y01¦ Y00¦ MATCH LINE¦ MATCH LINE¦ (54)x2 SPARE (이동통신기계실)¦ (54)x2 SPARE (이동통신기계실)¦ (28) HFC-12D-FR (무선통신)¦ (28) HFC-12D-FR (대합실 복합통신)¦ (28) HFC-12D-FR (콘솔내접속단자)¦ (54) SPARE (경찰통신)¦ A¦ TRAY (600x150)¦ HFC-12D-FR (무선통신)¦ HFC-12D-FR (대합실 복합통신)¦ HFC-12D-FR (콘솔내접속단자)¦ (28) HFC-12D-FR (무선통신)¦ (28) HFC-12D-FR (대합실 복합통신)¦ (28) HFC-12D-FR (콘솔내접속단자)¦ DOWN TO 통신기계실 ACCESS FLOOR¦ C¦ (54) SPARE (경찰통신)¦ B¦ 2D¦ 3D¦ 916정거장 열차무선설비 지하2층 평면도¦ 916정거장 열차무선설비 지하2층 평면도¦ S = 1 / 600¦ 1/600¦ 여의도¦ 샛강¦ 노량진¦ T¦ 4¦ 0¦ 0¦ 9¦ 9¦ 3¦ 4¦ 0¦ 0¦ 2¦ P¦
| 1단계_정거장 - 복사본 | 1단계_정거장 - 복사본 | 011. T1001026-007 919정거장 AFC SYSTEM DIAGRAM.dwg | ATVM¦ ATVM¦ 02¦ 01¦ L-AFC-1-분전반¦ 통신기계실¦ MAIN POWER¦ 접지단자함¦ CONTROL¦ EM.GATE¦ BOX¦ 안전관리실¦ BOX¦ DPC¦ COM¦ INTER¦ COMMS¦ S/W HUB¦ 화재¦ 수신반¦ 통신기계실¦ AAM¦ 01¦ D/I MUX¦ I/F¦ S/W HUB¦ SMS¦ GROUND¦ 접지단자함¦ MAIN¦ (공통)¦ 승강장¦ 환급기¦ 01¦ 06¦ AGM8¦ AGM6¦ AGM8¦ AGM8¦ AGM8¦ 01¦ 02¦ 05¦ 03¦ AGM8¦ 04¦ 07¦ AGM11¦ 08¦ AGM12¦ 분전반~AAM, AGM, SMS, ATVM, AIM¦ : IN USE¦ 접지반~AAM, AGM, SMS, ATVM¦ EM. GATE¦ MAIN GROUND¦ INTERCOM~ATVM, AAM¦ SMS(S/W HUB)~TOM, AGM, ATVM¦ D/I MUX(ROUTER)~SMS(S/W HUB)¦ NOTE¦ 화재수신반~DPC BOX¦ I/F¦ DPC¦ DPC SW~AGM(DPC)¦ : HFCO 3C/4.0㎟¦ : F-GV 4.0㎟¦ : FR-CV 2C/4.0㎟¦ : F-GV 50㎟¦ : UTP Cat.5E 4P¦ : FTP Cat.5E 4Px1조¦ : FTP Cat.5E 4Px1조¦ : UTP Cat.5E 4P¦ : Interface Unit¦ : Direct Power Control¦ : FR-CVVS 4C/2.5㎟¦ INTERCOM~EM.GATE¦ : UTP Cat.5E 4P¦ AGM10¦ 09¦ 919정거장 AFC SYSTEM DIAGRAM¦ 919정거장 AFC SYSTEM DIAGRAM¦ S = NONE¦ NONE¦ 지하철 919정거장¦ 노들¦ 중앙대입구¦ 동작¦ T¦ 1¦ 0¦ 0¦ 1¦ 0¦ 2¦ 6¦ 0¦ 0¦ 7¦
| 1단계_정거장 - 복사본 | 1단계_정거장 - 복사본 | 065. T7009934-002 913정거장 출입통제설비 지하1층 평면도 (2_2).dwg | C/R¦ P¦ \A1;21,370¦ \A1;6,750¦ \A1;7,800¦ \A1;6,820¦ \A1;3,870¦ \A1;7,500¦ \A1;81,370¦ \A1;7,500¦ \A1;7,500¦ \A1;7,500¦ \A1;7,500¦ \A1;7,500¦ \A1;7,500¦ \A1;7,500¦ \A1;5,000¦ \A1;5,000¦ \A1;7,500¦ L¦ 1/400¦ 지하철 908공구¦ 선유도¦ 당산¦ 국회의사당¦ w¦ 3¦ 9¦ 1¦ 3¦ 1¦ 0¦ 0¦ 0¦ 2¦ 0¦ MATCH LINE DWG No. "S1-TA-S13-DB-023-0"¦ MATCH LINE¦ KEY PLAN¦ X13¦ X14¦ X15¦ X16¦ X17¦ X18¦ X19¦ X20¦ X21¦ X22¦ X23¦ X24¦ Y00¦ Y02¦ Y05¦ Y07¦ Y01¦ Y03¦ Y06¦ Y04¦ 2호선 대합실 외부출입구¦ UP¦ 이동통신기계실¦ 편 의 점¦ 대합실¦ 승무대기실(남)¦ 용역원대기실¦ 승무원 락커룸(여)¦ 승무원 락커룸(남)¦ 승무대기실(여)¦ 화장실¦ 외부출입구2¦ 내부엘리베이터1¦ 외부통로2¦ 외부출입구7¦ 외부엘리베이터4¦ 외부통로4¦ 지상E/L¦ MATCH LINE¦ 발매기실¦ 용역창고¦ 임대상가1¦ UTP Cat.5E 4Px2조 (출입통제)¦ (16) UTP Cat.5E 4Px2조 (출입통제)¦ (16) UTP Cat.5E 4Px2조 (출입통제)¦ (16) UTP Cat.5E 4Px2조 (출입통제)¦ 913정거장 출입통제설비 지하1층 평면도 (2/2)¦ 913정거장 출입통제설비 지하1층 평면도 (2/2)¦ S = 1 / 400¦ 1/400¦ 지하철 913정거장¦ 선유도¦ 당산¦ 국회의사당¦ T¦ 7¦ 0¦ 0¦ 9¦ 9¦ 3¦ 4¦ 0¦ 0¦ 2¦ P¦
| 1단계_정거장 - 복사본 | 1단계_정거장 - 복사본 | 038. T7003034-007 902정거장 방송설비 지하3층신설평면도(1-3).dwg | 8150¦ 3550¦ 8240¦ 9020¦ 8840¦ 26100¦ 11700¦ UP¦ 5호선환승통로¦ UP¦ 공항철도 (상행선-도심방향)¦ 기 지 방 향¦ 9호선 (하행선-도심방향)¦ 9호선 (하행선-도심방향)¦ 5호선환승통로¦ 발매기실¦ 발매기실/¦ 예비실¦ 대 합 실¦ 00¦ Y¦ 01¦ Y¦ 02¦ Y¦ 03¦ Y¦ Y¦ 04¦ -11¦ X¦ -10¦ X¦ -9¦ X¦ -8¦ X¦ -7¦ X¦ -6¦ X¦ -5¦ X¦ X¦ -4¦ -3¦ X¦ -2¦ X¦ -1¦ X¦ 00¦ X¦ X¦ -12¦ /매표소-1¦ 매표소-2¦ 7000¦ 7000¦ 7000¦ 7500¦ 7500¦ 7500¦ 7500¦ 7000¦ 7500¦ 7500¦ 7500¦ 7500¦ INT¦ UP TO B2¦ P¦ C¦ P¦ P¦ PB(150X150X100)¦ PB(150X150X100)¦ PB(150X150X100)¦ 01¦ X¦ 7500¦ P¦ M¦ M¦ PB(300X300X200)¦ C¦ (22)5C-2VX2(MONITOR)¦ (22)CPEV 5P/.65(M.CON)¦ (22)CV 3.5 /2C(M.POW)¦ INT¦ P¦ T¦ C¦ P¦ C¦ (16)5C-HFBT(TV)¦ (16)IV 1.2X2(CL)¦ (16)HIV 1.2X5(SP)¦ PB(200X200X200)¦ P¦ PB(200X200X200)¦ P¦ C¦ C¦ (16)5C-2V(CCTV)¦ (36)CV 3.5 /2CX2(C.POW)¦ M¦ M¦ C¦ PB(300X300X200)¦ B¦ P¦ C¦ AMP¦ AMP¦ P¦ P¦ D¦ PB(300X300X200)¦ 25P¦ A¦ (16)IV 1.2X4(CL)¦ C¦ 25P¦ PB(200X200X200)¦ PB(200X200X200)¦ (16)HIV1.2X2¦ (16)HIV1.2X3¦ (16)HIV1.2X4¦ (16)HIV1.2X6¦ UP TO B2¦ E¦ C/R¦ C/R¦ P¦ P¦ (16C)¦ C¦ 승강장4¦ 승강장5¦ 승강장6¦ 게이트2¦ 매표소1¦ E/V-2¦ E/V-1¦ (16)IV1.2X2(CL)¦ (16)HIV1.2X5(SP)¦ A¦ (16)IV1.2X2(CL)¦ (22)CV3.5 /2C(M.POW)¦ (16)HIV1.2X5(SP)¦ (22)5C-2VX2(MONITOR)¦ (22)CPEV 5P/.65(M.CON)¦ B¦ (16)IV1.2X2(CL)¦ (16)HIV1.2X3(SP)¦ C¦ (16)IV1.2X2(CL)¦ (16)HIV1.2X3(SP)¦ D¦ (16)HIV 1.2X2(SP)¦ E¦ 지하철 902정거장¦ 김포공항¦ 공항시장¦ 1/400¦ 902정거장 방송설비 지하3층 신설평면도(1/3)¦ S = 1/400¦ 902정거장 방송설비 지하3층 신설평면도(1/3)¦ 개화¦ (기설활용)¦ T¦ 7¦ 0¦ 0¦ 3¦ 0¦ 3¦ 4¦ 0¦ 0¦ 7¦
| 1단계_정거장 - 복사본 | 1단계_정거장 - 복사본 | 053. T9103066-001 914정거장 통신기계실 기기배치도 및 바닥 TRAY 설치도.dwg | \A1;5490¦ S = 1/50¦ \A1;500¦ \A1;1,000¦ \A1;1,230¦ \A1;1,101¦ \A1;7,882¦ \A1;1,954¦ \A1;1,583¦ \A1;350¦ \A1;5,006¦ \A1;6,520¦ \A1;651¦ \A1;2,801¦ TRAY 설치도¦ 906정거장 통신기계실 기기배치도 및 바닥¦ -¦ T¦ 0¦ 0¦ 0¦ 0¦ 0¦ 0¦ 0¦ 0¦ 0¦ 0¦ : 철거¦ \A1;1,200¦ \A1;1,200¦ OFD 랙¦ 기지국¦ 역사노드¦ 스위치 ¦ MDF 랙¦ 장치 랙¦ 백본 랙¦ 랙¦ OFD 랙¦ 기지국장치 랙¦ 역사노드백본 랙¦ 스위치 랙¦ MDF 랙¦ 통신기계실¦ X21¦ X22¦ Y01¦ UPS¦ ATS&AVR&DIST¦ BATT¦ MDF¦ 냉¦ 난¦ 방¦ 기¦ PA¦ PA¦ 복합¦ SOR¦ CLOCK¦ 통신¦ 사령¦ 전화¦ 장 비 명¦ Equipment Schedule¦ 규 격 (W x D x H)¦ 냉난방기 (기계설비)¦ UPS(15KVA)¦ 1,272 x 500 x 2200¦ 600 x 300 x 2200¦ 701.5 x 750 x 2200¦ 575 x 600 x 1920¦ 600 x 750 x 1800¦ 570 x 650 x 1913¦ 600 x 750 x 1800¦ 1,100 x 500¦ 800 x 950 x 1800¦ ATS&AVR&DIST¦ BATTERY¦ 1000 x 950 x 1800¦ 1600 x 950 x 1800¦ 장 비 명¦ 규 격 (W x D x H)¦ 배선반(MDF)¦ 전송장비(ADM+MUX) ¦ 화상설비(CCTV) ¦ 방송설비(PA)¦ 전기시계설비(CLOCK) ¦ 종합무선 중계설비(복합통신)¦ 열차무선설비(SOR) ¦ 사령전화역장치¦ 600 x 600 x 800¦ 행선안내¦ 1200x750x1000¦ 설비자동제어반¦ 화재탐지반¦ 조명제어반¦ CCTV 및 통신종합집중관리반¦ PSD 제어반¦ SMS¦ PRINTER¦ 종합집중관리 설비 콘솔1¦ 종합집중관리 설비 콘솔2¦ 1000x600x1600¦ 1800x600x1600¦ 600x600x1600¦ 2652x600x1600¦ 800x800x2000¦ 650x800x1000¦ 700x800x750¦ 600x600x1600¦ 600x600x1600¦ 대열차공간화상설비(지상)¦ 600 x 750 x 2200¦ MUX¦ ADM¦ G¦ T¦ B¦ CCTV¦ 대열차¦ 전송¦ CCTV¦ DUCT (150x100)¦ \pi49.321;{\C0;접지단자함}¦ L-C¦ 교통¦ 방송¦ KT¦ 중계기¦ \A1;1,850¦ \A1;700¦ \A1;1,300¦ OFD 랙¦ 기지국¦ 역사노드¦ 장치 랙¦ 백본 랙¦ OFD 랙¦ 600x600x2200¦ 역사노드백본 랙¦ 기지국장치 랙¦ 600x600x2200¦ 600x600x2200¦ 신설 TRAY (150x100)¦ 914정거장 통신기계실 기기배치도 및 바닥 TRAY 설치도¦ S = 1 / 100¦ 1/100¦ 당산¦ 국회의사당¦ 여의도¦ TRAY 설치도¦ 914정거장 통신기계실 기기배치도 및 바닥¦ 9¦ 1¦ 0¦ 3¦ 0¦ 6¦ 6¦ 0¦ 0¦ 1¦ T¦ \A1;11,880¦ \A1;3,750¦ \A1;8,130¦
| 1단계_정거장 - 복사본 | 1단계_정거장 - 복사본 | 010. T1001026-006 912정거장 종합무선중계,열차무선설비 DIAGRAM.dwg | 기설역사내 종합무선 공중선¦ A¦ B¦ 3D¦ RFCL-42D-광대역¦ RFCL-42D-광대역¦ 강¦ 선¦ 널¦ 터¦ &¦ 본¦ 장¦ B3¦ 승¦ 콘솔내 접속단자¦ 안전관리실¦ B1¦ B2¦ 대합실¦ 대합실¦ 3D¦ RFCL-42D-광대역¦ RFCL-42D-광대역¦ UTP Cat.5E 4Px2조¦ 라디오 송수신제어 ANTENNA¦ 상행¦ 하행¦ 2D¦ 3D¦ 변전실¦ 전기실¦ 무선호출 및¦ 이동전화 ANT.¦ (예비)¦ 경찰 C3 ANT.¦ (예비)¦ 이동전화 중계기¦ 무선호출 및¦ 경찰 무선중계기¦ HFC-22D-FR¦ From: 934정거장¦ 외부접속 단자함¦ 소방무선통신¦ 통신기계실 (종합무선중계설비)¦ D1¦ 광전변환기¦ 광전송장치¦ 광커플러¦ FM¦ 중계장치2¦ HFC-12D-FR¦ HFC-12D-FR¦ MIXER¦ COMBINER¦ D4¦ HFC-12D-FR¦ 복합통신 ANTENNA¦ 콘솔내 접속단자¦ 역무관리실¦ OF-SM-1Core¦ HFC-12D-FR¦ 제2,3이동통신사업자기계실¦ 열차무선장치 (기지국,TRS)¦ OF-SM-1Core¦ c¦ To: 정거장¦ 복합통신안테나 및 콤바이너 철거전 주파수 대역 ¦ NOTE¦ RFCL-42D-광대역¦ RFCL-42D-광대역¦ To: 936정거장¦ OF-SM-1Core¦ B1¦ 복합통신 ANTENNA¦ 복합통신 ANTENNA¦ 복합통신 ANTENNA¦ 선¦ 터¦ 본¦ 널¦ RFCL-42D-광대역¦ RFCL-42D-광대역¦ B2¦ 전¦ 실¦ 변¦ 기¦ 실¦ 환¦ 합¦ 실¦ 대¦ 기¦ 실¦ 환¦ From: 934정거장¦ D2¦ 광전변환기¦ 광전송장치¦ 광커플러¦ DMB¦ 중계장치2¦ OF-SM-1Core¦ To: 936정거장¦ OF-SM-1Core¦ 타사업분¦ RRU¦ I¦ Q¦ 본선터널¦ 철거¦ 신설¦ FM¦ 중계장치1¦ 2D¦ DMB¦ 중계장치1¦ MIXER¦ COMBINER¦ IP MPLS¦ OF-SM-2Core¦ D3¦ 철거¦ 복합통신ANTENNA 철거 후 설치¦ RFCL-42D-광대역¦ RFCL-42D-광대역¦ RFCL-42D-광대역¦ RFCL-42D-광대역¦ : FM, DMB, TRS, 소방¦ : FM, DMB, TRS, 소방, LTE-R¦ 복합통신안테나 및 콤바이너 철거후 주파수 대역 ¦ LTE-R¦ 교체¦ 무선호출 및¦ 이동전화 ANT.¦ (예비)¦ 경찰 C3 ANT.¦ (예비)¦ 이동전화 중계기¦ 무선호출 및¦ 경찰 무선중계기¦ HFC-22D-FR¦ 외부접속 단자함¦ 소방무선통신¦ 신호통신기계실 (종합무선중계설비)¦ D¦ 광전변환기¦ 광전송장치¦ 광커플러¦ FM¦ 중계장치¦ HFC-12D-FR¦ MIXER¦ COMBINER¦ COMBINER¦ HFC-12D-FR¦ 합¦ RFCL-42D-광대역¦ RFCL-42D-광대역¦ 강¦ 선¦ 널¦ 터¦ &¦ 본¦ 장¦ B3¦ 승¦ 실¦ 콘솔내 접속단자¦ 안전관리실¦ 대¦ B1¦ 이동통신기계실¦ 합¦ 실¦ 대¦ B2¦ HFC-12D-FR¦ 복합통신 ANTENNA¦ 복합통신 ANTENNA¦ HFC-12D-FR¦ 복합통신 ANTENNA¦ HFC-12D-FR¦ 열차무선장치¦ NOTE¦ 심 볼¦ 명 칭¦ 역사시공¦ 본선시공¦ 장비사 공급분¦ From: 911정거장¦ OF-SM-1Core¦ To: 913정거장¦ OF-SM-1Core¦ From: 913정거장¦ OF-SM-1Core¦ HFC-12D-FR¦ HFC-12D-FR¦ c¦ RFCL-42D-광대역¦ RFCL-42D-광대역¦ HFC-22D-FR¦ UTP Cat.5E 4Px2조¦ 라디오 송수신제어 ANTENNA¦ 상행¦ 하행¦ UTP Cat.5E 4Px2조¦ 2D¦ 2D¦ 2D¦ 3D¦ 2D¦ 변전실¦ 전기실¦ 공조기계실1¦ 환기실1¦ 환기실2¦ 공조기계실2¦ 무선호출 및¦ 이동전화 ANT.¦ (예비)¦ 경찰 C3 ANT.¦ (예비)¦ 이동전화 중계기¦ 무선호출 및¦ 경찰 무선중계기¦ HFC-22D-FR¦ From: 911정거장¦ 외부접속 단자함¦ 소방무선통신¦ 통신기계실 (종합무선중계설비)¦ D1¦ 광전변환기¦ 광전송장치¦ 광커플러¦ FM¦ 중계장치2¦ HFC-12D-FR¦ HFC-12D-FR¦ MIXER¦ COMBINER¦ D4¦ HFC-12D-FR¦ OF-SM-1Core¦ HFC-12D-FR¦ 제2,3이동통신사업자기계실¦ 열차무선장치 (기지국,TRS)¦ OF-SM-1Core¦ c¦ To: 정거장¦ To: 913정거장¦ OF-SM-1Core¦ From: 911정거장¦ D2¦ 광전변환기¦ 광전송장치¦ 광커플러¦ DMB¦ 중계장치2¦ OF-SM-1Core¦ To: 913정거장¦ OF-SM-1Core¦ RRU¦ 철거¦ 신설¦ FM¦ 중계장치1¦ 2D¦ DMB¦ 중계장치1¦ MIXER¦ COMBINER¦ IP MPLS¦ OF-SM-2Core¦ D3¦ 철거후 직결¦ LTE-R¦ 2D¦ A¦ B¦ 2D¦ 공조기계실-1¦ 공조기계실-1¦ 대합실¦ 2D¦ 2D¦ 공조기계실-2¦ 환기실¦ 2D¦ 환기실¦ 2D¦ 공조기계실-2¦ 2D¦ 물탱크실¦ 2D¦ 2D¦ 복도¦ MCC¦ 기계실¦ 912정거장 종합무선중계,열차무선설비 DIAGRAM¦ 912정거장 종합무선중계,열차무선설비 DIAGRAM¦ S = NONE¦ NONE¦ 신목동¦ 선유도¦ 당산¦ T¦ 1¦ 0¦ 0¦ 1¦ 0¦ 2¦ 6¦ 0¦ 0¦ 6¦ 2D¦ 3D¦ -¦ T¦ 0¦ 0¦ 0¦ 0¦ 0¦ 0¦ 0¦ 0¦ 0¦ 0¦
| 1단계_정거장 - 복사본 | 1단계_정거장 - 복사본 | 075. T9103038-028 발매기 설치 상세도.dwg | \A1;73¦ \A1;320 ¦ \A1;225¦ \A1;432¦ \A1;65.5¦ \A1;251¦ \A1;15¦ \A1;80¦ \A1;62.5¦ \A1;73¦ \A1;73¦ \A1;65.5¦ \A1;15¦ \A1;62.5¦ \A1;25¦ \A1;35¦ \A1;20¦ \A1;20¦ \A1;35¦ \A1;25¦ \A1;80¦ \A1;350 ¦ \A1;175 ¦ \A1;320 ¦ \A1;350¦ \A1;175¦ \A1;100¦ \A1;225¦ \A1;62.5¦ \A1;175 ¦ \A1;15¦ \A1;175¦ \A1;100¦ \A1;150¦ \A1;75¦ \A1;62.5¦ \A1;175¦ \A1;350¦ \A1;150¦ \A1;175¦ \A1;1,600¦ \A1;1,600¦ \A1;1,000¦ \A1;800¦ \A1;800¦ \A1;800¦ \A1;1,600¦ \A1;600(유지보수)¦ \A1;800¦ \A1;800¦ \A1;800¦ \A1;75¦ \A1;15¦ \A1;800¦ -¦ T¦ 0¦ 0¦ 0¦ 0¦ 0¦ 0¦ 0¦ 0¦ 0¦ 0¦ 공통¦ ¦ ¦ ¦ ¦ ¦ ¦ ¦ ¦ ¦ ¦ ¦ ¦ ¦ ¦ ¦ ¦ ¦ ¦ ¦ ¦ ¦ ¦ ¦ ¦ ¦ ¦ ¦ ¦ ¦ ¦ ¦ ¦ ¦ ¦ ¦ ¦ ¦ ¦ ¦ ¦ ¦ ¦ ¦ ¦ ¦ ¦ ¦ ¦ ¦ ¦ ¦ ¦ ¦ ¦ ¦ ¦ ¦ ¦ ¦ ¦ ¦ ¦ ¦ ¦ ¦ ¦ ¦ 측 면 도¦ FLOOR LEVEL¦ 배 면 도¦ 대 합 실¦ FLOOR COVERING¦ 발 매 기 실¦ FLOOR DUCT¦ (F-7)¦ (350x150x80)¦ 4각BOX¦ FLOOR LEVEL¦ (350x150x80)¦ 4각BOX¦ (F-7)¦ FLOOR DUCT¦ 평 면 도¦ (350x150x80x2t)¦ 4각BOX¦ CABLE INSERT HOLE(나사 홈파기)¦ 접시형 나사 홈파기¦ 황동판(4T)¦ Φ5 HOLE(나사 홈파기)¦ 13t¦ Φ5 HOLE(나사 홈파기)¦ 용융아연도금철판(2T)¦ BOLT(M5)¦ 4각 BOX¦ FLOOR DUCT¦ NUT¦ 4각 BOX(용융 아연도금 철판)¦ CABLE INSERT CAP(나사홈파기)¦ 4각 BOX뚜껑(황동판4T)¦ 고무판(3T)¦ BOX COVER¦ BOLT NUT¦ CABLE INSERT CAP¦ ¦ BOLT¦ BOLT¦ DESCRIPTION¦ SIZE¦ UNIT¦ Q'TY¦ 고무판¦ 350x150x80x4T¦ _¦ 황동제 42㎜¦ 황동제 5㎜¦ 350x150x80x4T¦ 철제 5㎜¦ ¦ ¦ 1. 지하철 개집표기,보통권 발매기등의 하부 바닥에 시설되는 4각BOX는¦ NOTE¦ 볼트의 헐거움으로 인한 BOX COVER 자체분리, FLOOR DUCT와¦ 2. 73Wx35D이고,3개의 FLOOR DUCT를 조합하면 219Wx35D이나¦ 4각BOX의 결합등이 용이하도록 정밀하게 제작되어야 한다.¦ 도면상에 표시된 4각 BOX OPENING 219Wx35D 보다 약간의¦ 발매기실 내벽으로 유지보수를 할 수 있는 여유공간 확보¦ 3. 발매기실에 설치되는 ATVM장비중 최초 설치되는 ATVM은¦ Equipment Schedule¦ 발매기 설치 상세도¦ 발매기 설치 상세도¦ S = NONE¦ NONE¦ 공통¦ T¦ 9¦ 1¦ 0¦ 3¦ 0¦ 3¦ 8¦ 0¦ 2¦ 8¦ \A1;2,200¦ \A1;800¦ \A1;150¦ \A1;350¦
| 1단계_정거장 - 복사본 | 1단계_정거장 - 복사본 | 032. T7005034-003 911정거장 CCTV,TDI,시계설비 지하3층 신설평면도 (1_2).dwg | G¦ P¦ \A1;7,330¦ \A1;7,330¦ \A1;500¦ \A1;3,880¦ \A1;7,830¦ \A1;3,880¦ \A1;7,830¦ \A1;23,420¦ \A1;500¦ \A1;7,777¦ \A1;7,500¦ \A1;7,500¦ \A1;7,500¦ \A1;3,750¦ \A1;30,000¦ \A1;5,000¦ \A1;5,000¦ \A1;5,000¦ \A1;5,000¦ \A1;5,000¦ \A1;5,000¦ \A1;5,000¦ \A1;5,000¦ \A1;5,000¦ \A1;5,000¦ TRAY (300x100)¦ UTP CAT.5E 25Px1조 (CONSOLE)¦ UTP CAT.5E 4Px4조 (CONSOLE)¦ FR-CV 3C/6.0㎟x1조 (LSE POWER)¦ UTP Cat.5E 4Px2조 (CL POWER)(신설)¦ F-CV 3C/2.5㎟x1조 (공간화상)(기존활용)¦ OF- SM-4Cx1조 (공간화상)(기존활용)¦ UTP Cat.5E4Px15조 (CAMERA)(신설)¦ OF-SM-8C(난연)x10조(신설) ¦ FR-CV 3C/4.0㎟x10조(신설) ¦ OF-SM-8C(난연)x2조(승강장모니터)(신설) ¦ FR-CV 3C/4.0㎟x2조(승강장모니터)(신설) ¦ MATCH LINE DWG No. "S1-TA-S11-DB-020-0"¦ F¦ G¦ D¦ B¦ KEY PLAN¦ C¦ Y00¦ Y01¦ Y03¦ Y05¦ Y06¦ 22,777¦ 33,750¦ 7,500¦ 86,527¦ X10¦ X11¦ X12¦ X13¦ X14¦ X09¦ X08¦ X07¦ X06¦ X05¦ X04¦ X01¦ X02¦ X00¦ X03¦ UP¦ UP¦ 창고1¦ 창고2¦ 승강장¦ 911 정거장¦ STA.12km615.167¦ ELE-4¦ (P21:400x400x200)¦ P-1¦ ELE-2¦ P-2¦ (P19:200x200x100)¦ (P20:300x300x200)¦ D¦ G¦ P-4¦ B¦ G¦ F¦ C¦ NOTE¦ 1. 광케이블, 전원/접지케이블 (OF-SM-4Core, CV 3C/2.5㎟)¦ 3. 승강장 ANT설치위치: 열차 진행방향 정거장 시종점부에 설치¦ 2. 광케이블, 전원/접지케이블 (OF-SM-8Core, CV 3C/2.5㎟)¦ vmh¦ vmh¦ vmh¦ vmh¦ vmh¦ (16) UTP Cat.5E4Px1조 (CAMERA)¦ TRAY (900x150)¦ UP TO 지하2층¦ UTP Cat.5E4Px4조 (CAMERA)¦ TRAY (900x150)¦ UP TO 지하2층¦ (16) UTP Cat.5E4Px1조 (CAMERA)¦ (16) UTP Cat.5E4Px1조 (CAMERA)¦ (22) UTP Cat.5E4Px2조 (CAMERA)¦ (16) OF-SM-8C(난연)x1조(CAMERA) ¦ (16) FR-CV 3C/4.0㎟x1조(CAMERA) ¦ UTP Cat.5E4Px1조 (CAMERA)¦ OF-SM-8C(난연)x2조( (CAMERA) ¦ FR-CV 3C/4.0㎟x2조 (CAMERA) ¦ (28) UTP Cat.5E4Px3조 (CAMERA)¦ (16) OF-SM-8C(난연)x1조(CAMERA) ¦ (16) FR-CV 3C/4.0㎟x1조(CAMERA) ¦ (28) UTP Cat.5E4Px2조 (CAMERA)¦ (16) OF-SM-8C(난연)x1조(CAMERA) ¦ (28) OF-SM-8C(난연)x1조(신설) ¦ (28) FR-CV 3C/4.0㎟x1조(신설) ¦ (28) UTP Cat.5E4Px3조 (CAMERA)¦ (28) OF-SM-8C(난연)x1조(신설) ¦ (28) FR-CV 3C/4.0㎟x1조(신설) ¦ 모니터¦ 상행 승강장¦ (16) OF-SM-8Core(난연)x1조 (모니터)(신설)¦ (28) FR-CV 3C/4.0㎟x1조 (모니터POWER)(신설) ¦ (16) OF-SM-8Core(난연)x1조 (모니터)(신설)¦ (28) FR-CV 3C/4.0㎟x1조 (모니터POWER)(신설) ¦ OF-SM-8Core(난연)x1조 (모니터)(신설)¦ FR-CV 3C/4.0㎟x1조 (모니터POWER)(신설) ¦ (16) OF-SM-8Core(난연)x1조 (모니터)(신설)¦ (28) FR-CV 3C/4.0㎟x1조 (모니터POWER)(신설) ¦ OF-SM-8Core(난연)x1조 (모니터)(신설)¦ FR-CV 3C/4.0㎟x1조 (모니터POWER)(신설) ¦ (28) UL 2919-AMESB 24AWG 4Px2조 (TDI)(기존활용)¦ (36) FR-CV 3C/4.0㎟x2조 (TDI POWER)(기존활용)¦ (16) UL 2919-AMESB 24AWG 4Px1조 (TDI)(기존활용)¦ (28) FR-CV 3C/4.0㎟x1조 (TDI POWER)(기존활용)¦ (28) UL 2919-AMESB 24AWG 4Px2조 (TDI)(기존활용)¦ (36) FR-CV 3C/4.0㎟x2조 (TDI POWER)(기존활용)¦ (16) UL 2919-AMESB 24AWG 4Px1조 (TDI)(기존활용)¦ (28) FR-CV 3C/4.0㎟x1조 (TDI POWER)(기존활용)¦ UL 2919-AMESB 24AWG 4Px2조 (TDI)(기존활용)¦ FR-CV 3C/4.0㎟x2조 (TDI POWER)(기존활용)¦ UL 2919-AMESB 24AWG 4Px2조 (TDI)(기존활용)¦ FR-CV 3C/4.0㎟x2조 (TDI POWER)(기존활용)¦ UTP Cat.5E 4Px4조 (TDI)(기존활용)¦ OF-MM-12Core(난연)x2조 (TDI)(기존활용)¦ UTP Cat.5E 4Px4조 (TDI)(기존활용)¦ OF-MM-12Core(난연)x2조 (TDI)(기존활용)¦ (16) UTP Cat.5E 4Px2조 (TDI)(기존활용)¦ (28) OF-MM-12Core(난연)x1조 (TDI)(기존활용)¦ (22) UTP Cat.5E 4Px4조 (TDI)(기존활용)¦ (28)x2 OF-MM-12Core(난연)x1조x2 (TDI)(기존활용)¦ (22) UTP Cat.5E 4Px4조 (TDI)(기존활용)¦ (28)x2 OF-MM-12Core(난연)x1조x2 (TDI)(기존활용)¦ (16) UTP Cat.5E 4Px2조 (TDI)(기존활용)¦ (28) OF-MM-12Core(난연)x1조 (TDI)(기존활용)¦ (16) UL 2919-AMESB 24AWG 4Px1조 (TDI)(기존활용)¦ (28) FR-CV 3C/4.0㎟x1조 (TDI POWER)(기존활용)¦ (16) UTP Cat.5E 4Px2조 (TDI)(기존활용)¦ (28) OF-MM-12Core(난연)x1조 (TDI)(기존활용)¦ (16) UL 2919-AMESB 24AWG 4Px1조 (TDI)(기존활용)¦ (28) FR-CV 3C/4.0㎟x1조 (TDI POWER)(기존활용)¦ (16) UTP Cat.5E 4Px2조 (TDI)(기존활용)¦ (28) OF-MM-12Core(난연)x1조 (TDI)(기존활용)¦ (16) OF-SM-8C(난연)x2조(CAMERA) ¦ (16) FR-CV 3C/4.0㎟x2조(CAMERA) ¦ (16) OF-SM-8C(난연)x1조(CAMERA) ¦ (16) FR-CV 3C/4.0㎟x1조(CAMERA) ¦ (16) OF-SM-8C(난연)x1조(CAMERA) ¦ (16) FR-CV 3C/4.0㎟x1조(CAMERA) ¦ 지하철 911정거장¦ 염창¦ 신목동¦ 선유도¦ 1/400¦ S = 1 / 400¦ 911정거장 CCTV,TDI,시계설비 지하3층 신설평면도(1/2)¦ 911정거장 CCTV,TDI,시계설비 지하3층¦ 신설평면도(1/2)¦ T¦ 7¦ 0¦ 0¦ 5¦ 0¦ 3¦ 4¦ 0¦ 0¦ 3¦ CCTV(기존동축활용)¦ P¦
| 1단계_정거장 - 복사본 | 1단계_정거장 - 복사본 | 024. T7001034-007 906정거장 전화설비 지하2층 철거평면도(1_2).dwg | INT¦ KEY PLAN¦ \A1;7500¦ \A1;7500¦ \A1;7500¦ \A1;7500¦ \A1;7500¦ \A1;7500¦ \A1;7500¦ \A1;7500¦ \A1;7500¦ \A1;7500¦ \A1;7500¦ \A1;9750¦ \A1;9750¦ \A1;19500¦ \A1;2900¦ \A1;6850¦ \A1;2900¦ \A1;6850¦ \A1;82500¦ 2x¦ x2¦ [TB NO.6]¦ UTP 25P¦ UTP 25P¦ [TB NO.7]¦ (16) UTP Cat.5E 4Px1조 (승강장 INT)¦ (16) UTP Cat.5E 4Px1조 (승강장 INT)¦ (22) UTP Cat.5E 4Px3조 (승강장 공중전화)¦ (22) UTP Cat.5E 4Px3조 (승강장 공중전화)¦ UTP Cat.5E 4Px2조x2 (이동통신기계실)¦ UTP Cat.5E 4Px3조 (승강장 공중전화)¦ (16) UTP Cat.5E 4Px1조 (승강장 INT)¦ UTP Cat.5E 4Px2조 (승강장 INT)¦ UTP Cat.5E 4Px3조 (승강장 공중전화)¦ MATCH LINE DWG No. "S1-TA-S06-DB-012-1.dwg"¦ 1. 음향유도기 전원은 전기콘센트를 이용한다.¦ 3. 통신기계실 및 안전관리실 MAIN 분전반은 전기에서 설치한다.¦ 2. 증폭기전원은 전기콘센트를 이용한다.¦ NOTE¦ Y00¦ Y02¦ Y03¦ Y06¦ Y04¦ X08¦ X09¦ X10¦ X11¦ X02¦ X03¦ X04¦ X05¦ X06¦ X07¦ X01¦ X00¦ UP¦ UP¦ UP¦ UP¦ 승 강 장¦ 승 강 장¦ 창 고¦ 이동통신기계실 ¦ 창 고¦ 창 고¦ (P11:300x300x200)¦ (P12:300x300x200)¦ TRAY (W200x100)¦ (16) UTP Cat.5E 4Px2조 (이동통신기계실)¦ (16) UTP Cat.5E 4Px2조 (이동통신기계실)¦ UTP Cat.5E 4Px2조 (승강장 INT)¦ 인터폰선 0.6x2Px4조 (INT)¦ DOWN TO CP PANEL¦ TRAY (W200x100)¦ UTP Cat.5E 4Px1조 (승강장 INT)¦ TRAY (W200x100)¦ UTP Cat.5E 4Px1조 (승강장 INT)¦ TRAY (W200x100)¦ 인터폰선 0.6x2Px4조 (INT)¦ DOWN TO CP PANEL¦ 3-45~48¦ 3-41~44¦ 4-5~8¦ 4-1~4¦ 지하철 906정거장¦ 마곡나루¦ 양천향교¦ 가양¦ 906정거장 전화설비 지하2층 철거평면도(1/2)¦ S = 1/400¦ 1/400¦ 906정거장 전화설비 지하2층 철거평면도(1/2)¦ T¦ 7¦ 0¦ 0¦ 1¦ 0¦ 3¦ 4¦ 0¦ 0¦ 7¦ (기설활용)¦ P¦
| 1단계_정거장 - 복사본 | 1단계_정거장 - 복사본 | 062. T9103038-015 TERMINAL BOX 상세도.dwg | \A1;15¦ \A1;95¦ \A1;250¦ \A1;95¦ \A1;60¦ \A1;232¦ \A1;15¦ \A1;20¦ \A1;20¦ \A1;120¦ \A1;15¦ \A1;95¦ \A1;15¦ \A1;40¦ \A1;15¦ \A1;350¦ \A1;70¦ \A1;70¦ \A1;210¦ \A1;120¦ \A1;16¦ \A1;20¦ \A1;25¦ \A1;15¦ \A1;15¦ \A1;10¦ \A1;92.5¦ \A1;20¦ \A1;95¦ \A1;450¦ \A1;350¦ \A1;15¦ \A1;232¦ \A1;210¦ \A1;400¦ \A1;40¦ \A1;95¦ \A1;95¦ \A1;40¦ \A1;300¦ \A1;110¦ \A1;91¦ \A1;6¦ \A1;94.4¦ \A1;238¦ \A1;121¦ \A1;196.7¦ \A1;50¦ \A1;50¦ \A1;66¦ \A1;11.2500¦ \A1;44.0750¦ \A1;35.5750¦ A¦ B¦ A¦ B¦ \A1;H¦ -¦ T¦ 0¦ 0¦ 0¦ 0¦ 0¦ 0¦ 0¦ 0¦ 0¦ 0¦ 공통¦ 통합 배선 단자함¦ 열쇠구멍¦ DOOR¦ (전화, LAN)¦ 육각볼트,넛트(M6x15)¦ 통합 배선 단자함¦ 버튼손잡이¦ 통풍구¦ UTP TB.NO¦ 열쇠구멍¦ 버튼손잡이¦ 통풍구¦ DOOR¦ (전화, LAN)¦ UTP TB.NO¦ UTP TB 50P용 [400x300x120]¦ 블럭단자(50P)¦ WELDING¦ 블럭단자(50P)¦ WELDING¦ 육각볼트,넛트(M6X15)¦ UTP TB 25P용 [350x250x120]¦ 페크라이트판¦ 함체¦ (M6x20)¦ 육각볼트넛트¦ 92.5¦ 15¦ 20¦ WELDING¦ 50P 피뢰탄기반 구조도¦ 육각볼트너트¦ (10T)¦ 50P 피뢰탄기반¦ DETAIL "D"¦ (M6x20)¦ BAKLITE¦ (25x12x3t)¦ 소형 ㄷ형강¦ WELDING¦ TERMINAL¦ DOOR¦ DOOR PIN¦ WASHER¦ RUBBER PACKING¦ DETAIL "A"¦ DETAIL "B"¦ 페크라이트판¦ 50P 피뢰탄기반¦ Φ8mm¦ 함체¦ DETAIL "C"¦ 1. 카바는 스텐레스 (27종 t:1.5) 제로하고 몸체는 2.0t스텐레스로 한다.¦ NOTE¦ 2. 단자함 KEY는 각 단자함 동일한 제품으로 우수한 재료를 사용한다.¦ 3. 절연 베크라이트 두께는 10t로 한다.¦ 4. 스텐레스 원판은 헤어라인 처리하고 절곡부분은 V Cut 시공하여 외관상 미려¦ 하게 제작하여야 한다.¦ 5. 단자함 커버내에는 선번장을 넣을수 있도록 제작한다.¦ 1부는 감독관에 제출한다.¦ 7. 케이블 성단이 완료되면 최종시험후 선번장을 작성하여 1부는 단자반에 배치하고¦ 6. 단자함 중앙상단에 단자함 번호를 아크릴로 인쇄하여 부착한다.¦ {\fArial¦b0¦i0¦c0¦p32;A}¦ {\fArial¦b0¦i0¦c0¦p32;B}¦ {\fArial¦b0¦i0¦c0¦p32;50P}¦ 100{\fArial¦b0¦i0¦c0¦p32;P}¦ 200{\fArial¦b0¦i0¦c0¦p32;P}¦ 600¦ 600¦ 200¦ 300¦ 500¦ 500¦ {\fArial¦b0¦i0¦c0¦p32;H}¦ 130¦ 130¦ 100¦ 110 BK - 100¦ 스텐레스 1.5t¦ 카바¦ 스텐레스 2.0t¦ 함체¦ I D F 단 자 함¦ ( ) P ¦ UTP TB.NO¦ 300¦ 400¦ 100¦ {\fArial¦b0¦i0¦c0¦p32;25P}¦ IDF 단자함¦ TERMINAL BOX 상세도¦ TERMINAL BOX 상세도¦ S = NONE¦ NONE¦ 공통¦ T¦ 9¦ 1¦ 0¦ 3¦ 0¦ 3¦ 8¦ 0¦ 1¦ 5¦
| 1단계_정거장 - 복사본 | 1단계_정거장 - 복사본 | 048. T9103075-001 909정거장 역사 L3스위치 인터페이스 구성도.dwg | NONE¦ 909(등촌)정거장 역사 L3 스위치 인터페이스 구성도¦ S = NONE¦ NMS¦ 시리얼 통신장치¦ 역사 L3 스위치-A¦ 역사 L3 스위치-B¦ B¦ A¦ B¦ PDP분배반¦ 전원 A¦ 전원 B¦ 10G 라인카드¦ 10G 라인카드¦ 10/ 100/ 1000Base-T¦ PDP분배반¦ 전원 A¦ 전원 B¦ 10G 라인카드¦ 10G 라인카드¦ 10/ 100/ 1000Base-T¦ 기계설비¦ CTC-1¦ VTS(대열차)¦ UPS¦ 사령전화¦ 방송설비¦ 중앙집중¦ CCTV¦ NTP¦ 교환기¦ 종합무선¦ AFC#1¦ PSD용 신호회선¦ SCADA MMI¦ 열차무선¦ 출입통제¦ PSD¦ 행선안내¦ AFC#3¦ CTC-2¦ AFC#2¦ A¦ 역사백본¦ 전송설비 과업¦ 타시스템 과업¦ 역사백본¦ -철 거-¦ 909정거장 역사 L3스위치 인터페이스 구성도¦ NONE¦ T¦ 9¦ 1¦ 0¦ 3¦ 0¦ 7¦ 5¦ 0¦ 0¦ 1¦ 909¦ 910¦ 908¦ 903¦ 902¦ 904¦
| 1단계_정거장 - 복사본 | 1단계_정거장 - 복사본 | 020. T7001034-003 908정거장 전화설비 지하3층 신설평면도 (1_2).dwg | \A1;11,250¦ \A1;22,500¦ \A1;25,000¦ \A1;7,500¦ \A1;7,500¦ \A1;7,500¦ \A1;7,500¦ \A1;3,750¦ \A1;93,750¦ \A1;20,000¦ \A1;15,000¦ \A1;22,700¦ \A1;2,400¦ \A1;7,150¦ \A1;2,400¦ \A1;1,100¦ \A1;700¦ \A1;700¦ \A1;1,100¦ 1. 일반교환기에 수용된 전화기는 IP전화기로 교체한다.¦ NOTE¦ 2. 콜폰, E/L폰, 승강장 비상통화장치도 교체한다.¦ 3. 전화 및 인터폰 구간의 배선배관은 기존활용한다.¦ MATCH LINE DWG No. "S1-TA-S08-DB-012-0"¦ 1. 음향유도기 전원은 전기콘센트를 이용한다.¦ NOTE¦ 2. 증폭기전원은 전기콘센트를 이용한다.¦ 3. 통신기계실 및 안전관리실 MAIN 분전반은 전기에서 설치한다.¦ (16) 인터폰선 0.6x2Px4조 (INT)¦ (16) 인터폰선 0.6x2Px4조 (INT)¦ (22) UTP Cat.5E 4Px3조 (승강장 공중전화)¦ A¦ (22) UTP Cat.5E 4Px3조 (승강장 공중전화)¦ B¦ (16) UTP Cat.5E 4Px2조 (승강장 INT)¦ KEY PLAN¦ \A1;7,150¦ 0-0¦ 0-0¦ 0-0¦ 0-0¦ 0-0¦ 0-0¦ 0-0¦ 0-0¦ 0-0¦ 0-0¦ 0-0¦ 0-0¦ 0-0¦ 0-0¦ 0-0¦ 0-0¦ 0-0¦ 0-0¦ 0-0¦ 0-0¦ 0-0¦ 0-0¦ 0-0¦ 0-0¦ 0-0¦ 0-0¦ 0-0¦ 0-0¦ 0-0¦ 0-0¦ 0-0¦ 0-0¦ 0-0¦ 0-0¦ 0-0¦ 0-0¦ X00¦ X04¦ X09¦ X12¦ X13¦ X14¦ X15¦ X16¦ X01¦ X02¦ X03¦ X05¦ X06¦ X07¦ X08¦ X10¦ X11¦ Y00¦ Y04¦ Y08¦ Y03¦ Y07¦ UP¦ UP¦ 창 고2¦ 창 고1¦ 승강장¦ 승강장¦ 908 정거장¦ STA.9km840.167¦ UTP 25P¦ [TB No.5]¦ UTP 25P¦ [TB No.6]¦ (P10:500x500x300)¦ (P8:300x300x200)¦ DOWN TO CP PANEL¦ DOWN TO CP PANEL¦ (16) UTP Cat.5E 4Px1조 (승강장 INT)¦ (16) UTP Cat.5E 4Px1조 (승강장 INT)¦ (16) UTP Cat.5E 4Px1조 (승강장 INT)¦ (16) UTP Cat.5E 4Px1조 (승강장 INT)¦ (16) UTP Cat.5E 4Px1조 (승강장 INT)¦ A¦ A¦ B¦ B¦ (P11:300x300x200)¦ (P9:300x300x200)¦ 공중전화¦ 공중전화¦ (P12:300x300x200)¦ (16) UTP Cat.5E 4Px1조 (승강장 INT)¦ (16) UTP Cat.5E 4Px1조 (승강장 INT)¦ (16) UTP Cat.5E 4Px1조 (승강장 INT)¦ (P13:500x500x300)¦ 1. 일반교환기에 수용된 전화기는 안전관리실만 IP전화기로 교체한다.¦ NOTE¦ 2. 콜폰, E/L폰, 승강장 비상통화장치도 교체한다.¦ 3. 전화 및 인터폰 구간의 배선배관은 기존활용한다.¦ 지하철 908정거장¦ 가양¦ 증미¦ 등촌¦ 1/400¦ 908정거장 전화설비 지하3층 신설평면도(1/2)¦ S = 1/400¦ 908정거장 전화설비 지하3층 신설평면도(1/2)¦ T¦ 7¦ 0¦ 0¦ 1¦ 0¦ 3¦ 4¦ 0¦ 0¦ 3¦ (기설활용)¦ INT¦ P¦
| 1단계_정거장 - 복사본 | 1단계_정거장 - 복사본 | 025. T7003034-001 901정거장 방송설비 지상1층 신설평면도 (1_2).dwg | \A1;5,000¦ \A1;4,000¦ \A1;1,000¦ \A1;5,290¦ \A1;5,290¦ \A1;10,580¦ \A1;8,000¦ \A1;2,000¦ \A1;116,000¦ \A1;10,000¦ \A1;10,000¦ \A1;10,000¦ \A1;10,000¦ \A1;10,000¦ \A1;10,000¦ \A1;10,000¦ \A1;10,000¦ \A1;10,000¦ \A1;10,000¦ \A1;10,000¦ : (16) HIV 1.5㎟x2조¦ NOTE¦ : (16) HIV 1.5㎟x5조¦ : (16) HIV 1.5㎟x6조¦ : (22) HIV 1.5㎟x7조¦ : (22) HIV 1.5㎟x8조¦ : (22) HIV 1.5㎟x10조¦ : (16) HIV 1.5㎟x4조¦ : (16) HIV 1.5㎟x3조¦ KEY PLAN¦ DN¦ UP¦ DN¦ SLOPE¦ 승강장¦ SLOPE¦ Y01a¦ 출입제한 지정휀스설치¦ X00¦ X01¦ X02¦ X03¦ X04¦ X05¦ X06¦ X07¦ X08¦ X09¦ X11¦ X10¦ 901 정거장¦ STA. 0Km 300.000¦ MATCH LINE DWG No. "S1-TA-S01-DB-013-0"¦ 지하철 901정거장¦ 개화¦ 김포공항¦ 1/400¦ S = 1 / 400¦ 901정거장 방송설비 지상1층 신설평면도(1/2)¦ 901정거장 방송설비 지상1층 신설평면도 (1/2)¦ T¦ 7¦ 0¦ 0¦ 3¦ 0¦ 3¦ 4¦ 0¦ 0¦ 1¦ (기설활용)¦
| 1단계_정거장 - 복사본 | 1단계_정거장 - 복사본 | 042. T9103066-001 901정거장 통신기계실 기기배치도 및 바닥 TRAY 설치도.dwg | \A1;1,100¦ \A1;850¦ \A1;400¦ \A1;850¦ \A1;10,650¦ \A1;3,650¦ \A1;350¦ \A1;5,900¦ \A1;4,095¦ \A1;500¦ \A1;2,025¦ 종합관리 및 복지후생동 안내실 CCTV 설비¦ NONE¦ 0¦ 0¦ 0¦ -¦ 0¦ 0¦ 0¦ 0¦ 계통도¦ : 철거¦ : 철거¦ 통신기계실¦ X17¦ X18¦ Y00¦ UPS¦ ATS&AVR&DIST¦ BATT¦ 냉난방기¦ 장 비 명¦ 배선반(MDF)¦ 전송장비(ADM+MUX) ¦ 1,272 x 500 x 2200¦ 600 x 300 x 2200¦ 규 격 (W x D x H)¦ 방송설비(PA)¦ 전기시계설비(CLOCK) ¦ 화상설비(CCTV) ¦ 575 x 600 x 1920¦ 600 x 750 x 1800¦ 701.5 x 750 x 2200¦ 냉난방기 (기계설비)¦ 1,100 x 500¦ UPS(15KVA)¦ ATS&AVR&DIST¦ BATTERY¦ MIS 역장치¦ 대열차공간화상설비(지상)¦ 행선안내¦ 설비자동제어반¦ 화재탐지반¦ 조명제어반¦ CCTV 및 통신종합집중관리반¦ PSD 제어반¦ SMS¦ PRINTER¦ 종합집중관리 설비 콘솔1¦ 종합집중관리 설비 콘솔2¦ 800 x 950 x 1800¦ 1000 x 950 x 1800¦ 1600 x 950 x 1800¦ 600 x 750 x 2200¦ 600 x 800 x 2200¦ 1200x750x1000¦ 1000x600x1600¦ 1800x600x1600¦ 600x600x1600¦ 2652x600x1600¦ 800x800x2000¦ 650x800x1000¦ 700x800x750¦ 600x600x1600¦ 600x600x1600¦ G¦ T¦ B¦ DUCT (150x100)¦ 전송¦ MDF¦ 사령¦ PA¦ PA¦ 대열차¦ 전송¦ CCTV¦ CCTV¦ ADM¦ MUX¦ Equipment Schedule¦ NO.¦ 1¦ 2¦ 3¦ 4¦ 5¦ 6¦ 7¦ 8¦ 9¦ 10¦ 11¦ 12¦ 13¦ 14¦ 15¦ 16¦ 17¦ 18¦ 19¦ 20¦ 21¦ \pi49.321;{\C0;접지단자함}¦ \A1;1,000¦ \A1;870¦ 전화¦ 교통¦ 방송¦ CLOCK¦ \A1;900¦ 냉난방기¦ \A1;2,400¦ OFD 랙¦ 기지국¦ 역사노드¦ 장치 랙¦ 백본 랙¦ OFD 랙¦ 기지국장치 랙¦ 역사노드백본 랙¦ 600x600x2200¦ 600x600x2200¦ 600x600x2200¦ 22¦ 23¦ 24¦ 신설 TRAY (150x100)¦ 901정거장 통신기계실 기기배치도 및 바닥 TRAY 설치도¦ 901정거장 통신기계실 기기배치도 및 바닥¦ S = 1 / 100¦ 1/100¦ 개화¦ 김포공항¦ T¦ 9¦ 1¦ 0¦ 3¦ 0¦ 6¦ 6¦ 0¦ 0¦ 1¦ TRAY 설치도¦ \A1;4,100¦ \A1;8,000¦ \A1;7,825¦
| 1단계_정거장 - 복사본 | 1단계_정거장 - 복사본 | 010. T1001026-006 903정거장 종합무선중계,열차무선설비 DIAGRAM.dwg | 김포공항¦ 공항시장¦ 신방화¦ 3D¦ RFCL-42D-광대역¦ RFCL-42D-광대역¦ 강¦ 선¦ 널¦ 터¦ &¦ 본¦ 장¦ B4¦ 승¦ 콘솔내 접속단자¦ 안전관리실¦ B1¦ B3¦ B2¦ 903정거장 종합무선중계, 열차무선설비 DIAGRAM¦ S = NONE¦ 2D¦ RFCL-42D-광대역¦ RFCL-42D-광대역¦ 2D¦ 상행¦ UTP Cat.5E 4Px2조¦ 라디오 송수신제어 ANTENNA¦ 하행¦ 3D¦ 2D¦ 무선호출 및¦ 이동전화 ANT.¦ (예비)¦ 경찰 C3 ANT.¦ (예비)¦ 이동전화 중계기¦ 무선호출 및¦ 경찰 무선중계기¦ HFC-22D-FR¦ From: 934정거장¦ 외부접속 단자함¦ 소방무선통신¦ 통신기계실 (종합무선중계설비)¦ 광전변환기¦ 광전송장치¦ 광커플러¦ FM¦ 중계장치2¦ HFC-12D-FR¦ HFC-12D-FR¦ MIXER¦ COMBINER¦ D¦ HFC-12D-FR¦ 복합통신 ANTENNA¦ 콘솔내 접속단자¦ 역무관리실¦ OF-SM-1Core¦ HFC-12D-FR¦ 제2,3이동통신사업자기계실¦ 열차무선장치 (기지국,TRS)¦ OF-SM-1Core¦ c¦ To: 정거장¦ 복합통신안테나 및 콤바이너 철거전 주파수 대역 ¦ NOTE¦ RFCL-42D-광대역¦ RFCL-42D-광대역¦ To: 936정거장¦ OF-SM-1Core¦ B1¦ 복합통신 ANTENNA¦ 복합통신 ANTENNA¦ 복합통신 ANTENNA¦ 선¦ 터¦ 본¦ 널¦ RFCL-42D-광대역¦ RFCL-42D-광대역¦ B2¦ 전¦ 실¦ 변¦ 기¦ 실¦ 환¦ 합¦ 실¦ 대¦ 기¦ 실¦ 환¦ From: 934정거장¦ 광전변환기¦ 광전송장치¦ 광커플러¦ DMB¦ 중계장치2¦ OF-SM-1Core¦ To: 936정거장¦ OF-SM-1Core¦ 타사업분¦ RRU¦ I¦ Q¦ 본선터널¦ 철거¦ 신설¦ FM¦ 중계장치1¦ 2D¦ DMB¦ 중계장치1¦ MIXER¦ COMBINER¦ IP MPLS¦ OF-SM-2Core¦ 복합통신ANTENNA 철거 후 설치¦ RFCL-42D-광대역¦ RFCL-42D-광대역¦ RFCL-42D-광대역¦ RFCL-42D-광대역¦ : FM, DMB, TRS, 소방¦ : FM, DMB, TRS, 소방, LTE-R¦ 복합통신안테나 및 콤바이너 철거후 주파수 대역 ¦ LTE-R¦ 무선호출 및¦ 이동전화 ANT.¦ (예비)¦ 경찰 C3 ANT.¦ (예비)¦ 이동전화 중계기¦ 무선호출 및¦ 경찰 무선중계기¦ HFC-22D-FR¦ From: 902정거장¦ To: 903정거장¦ OF-SM-1Core¦ 외부접속 단자함¦ 소방무선통신¦ 통신기계실 (종합무선중계설비)¦ D¦ 광전변환기¦ 광전송장치¦ 광커플러¦ FM¦ 중계장치¦ HFC-12D-FR¦ HFC-12D-FR¦ MIXER¦ COMBINER¦ COMBINER¦ HFC-12D-FR¦ 합¦ RFCL-42D-광대역¦ RFCL-42D-광대역¦ HFC-12D-FR¦ 복합통신 ANTENNA¦ 강¦ 선¦ 널¦ 터¦ &¦ 본¦ 장¦ B4¦ 승¦ 실¦ 콘솔내 접속단자¦ 안전관리실¦ 대¦ B1¦ OF-SM-1Core¦ HFC-12D-FR¦ 복합통신 ANTENNA¦ HFC-12D-FR¦ 이동통신기계실¦ HFC-12D-FR¦ 복합통신 ANTENNA¦ 복합통신 ANTENNA¦ HFC-12D-FR¦ B3¦ B2¦ 합¦ 실¦ 대¦ 합¦ 실¦ 대¦ 열차무선장치 (기지국)¦ OF-SM-1Core¦ c¦ RFCL-42D-광대역¦ RFCL-42D-광대역¦ 2D¦ HFC-22D-FR¦ To: 902,904정거장¦ OF-SM-1Core¦ 장비사 공급분¦ 본선시공¦ 역사시공¦ NOTE¦ 상행¦ UTP Cat.5E 4Px2조¦ 라디오 송수신제어 ANTENNA¦ 하행¦ UTP Cat.5E 4Px2조¦ GPS 안테나¦ HFC-22D-FRx2조¦ 3D¦ 2D¦ 2D¦ HFC-12D-FR¦ 3D¦ 2D¦ 2D¦ HFC-12D-FR¦ 무선호출 및¦ 이동전화 ANT.¦ (예비)¦ 경찰 C3 ANT.¦ (예비)¦ 이동전화 중계기¦ 무선호출 및¦ 경찰 무선중계기¦ HFC-22D-FR¦ From: 902정거장¦ 외부접속 단자함¦ 소방무선통신¦ 통신기계실 (종합무선중계설비)¦ D1¦ 광전변환기¦ 광전송장치¦ 광커플러¦ FM¦ 중계장치2¦ HFC-12D-FR¦ HFC-12D-FR¦ MIXER¦ COMBINER¦ D4¦ HFC-12D-FR¦ OF-SM-1Core¦ HFC-12D-FR¦ 제2,3이동통신사업자기계실¦ 열차무선장치 (기지국,TRS)¦ OF-SM-1Core¦ c¦ To: 정거장¦ To: 904정거장¦ OF-SM-1Core¦ From: 902정거장¦ D2¦ 광전변환기¦ 광전송장치¦ 광커플러¦ DMB¦ 중계장치2¦ OF-SM-1Core¦ To: 904정거장¦ OF-SM-1Core¦ RRU¦ A¦ B¦ 철거¦ 신설¦ FM¦ 중계장치1¦ 2D¦ DMB¦ 중계장치1¦ MIXER¦ COMBINER¦ IP MPLS¦ OF-SM-2Core¦ D3¦ LTE-R¦ 원안¦ 교체¦ 4¦ D¦ 1¦ D¦ 2¦ D¦ 3¦ 철거 후 직결¦ 철거 후 직결¦ 2D¦ 2D¦ 2D¦ 3D¦ 대합실¦ 대합실¦ 대합실¦ 본선환기실¦ 전기실¦ 변전실¦ 본선환기실¦ 2D¦ 2D¦ 2D¦ 2D¦ 대합실¦ 2D¦ 2D¦ 공조기계실-1¦ 본선환기실-1¦ 공조기계실-1¦ 공조기계실-2¦ 공조기계실-2¦ 2D¦ 본선환기실-2¦ 2D¦ 계단실¦ MCC실¦ 2D¦ 물탱크실¦ MCC¦ 2D¦ MCC¦ 903정거장 종합무선중계, 열차무선설비 DIAGRAM¦ NONE¦ T¦ 1¦ 0¦ 0¦ 1¦ 0¦ 2¦ 6¦ 0¦ 0¦ 6¦ 2D¦ 2D¦ 기설역사내 종합무선 공중선¦
| 1단계_정거장 - 복사본 | 1단계_정거장 - 복사본 | 040. T7003034-009 902정거장 방송설비 지하3층신설평면도(3-3).dwg | ~¦ ES.DN¦ ES.UP¦ ES.UP¦ ES.DN¦ ES.DN¦ ES.UP¦ ES.UP¦ ES.DN¦ DN¦ DN¦ UP¦ UP¦ UP¦ PS¦ PS¦ 도심방향¦ PS¦ PS¦ EPS¦ PS¦ PS¦ DN¦ UP¦ ST¦ ST¦ ST¦ ST¦ 14¦ X¦ X¦ 15¦ X¦ 14¦ 26¦ X¦ 25¦ X¦ 24¦ X¦ 23¦ X¦ 22¦ X¦ 21¦ X¦ 20¦ X¦ 19¦ X¦ 18¦ X¦ 17¦ X¦ 16¦ X¦ 창고-3¦ 발매기실/매표소-2¦ 발매기실/매표소-1¦ 대 합 실¦ 7500¦ 7500¦ 7500¦ 7500¦ 7500¦ 7500¦ 7500¦ 7500¦ 7500¦ 7500¦ 7500¦ 7500¦ P¦ M¦ G¦ M¦ PB(200X200X100)¦ P¦ P¦ PB(100X100X100)¦ PB(100X100X100)¦ (22)CV 3.5 /2C(TDI POW)¦ (16)UTP CAT.5 4P(TDI POW)¦ P¦ G¦ A¦ PB(500X500X300)¦ P¦ PB(500X500X300)¦ P¦ PB(500X500X300)¦ P¦ P¦ C¦ AMP¦ DOWN TO B4¦ C¦ E¦ E¦ G ¦ PB(500X500X300)¦ C¦ PB(500X500X300)¦ I¦ C¦ C¦ B¦ D¦ P¦ P¦ PB(400X400X300)¦ PB(400X400X300)¦ F ¦ P¦ P¦ PB(400X400X300)¦ PB(500X500X300)¦ C¦ (36)CV 3.5 /2CX2(C.POW)¦ (16)5C-2V(CCTV)¦ H¦ P¦ PB(500X500X300)¦ (16)IV 1.2X4(CL)¦ AMP¦ DOWN TO B2¦ K¦ 25P¦ 25P¦ C¦ (36)CV 3.5 /3CX2(C.POW)¦ (16)5C-2V(CCTV)¦ DOWN TO B4¦ J¦ (16)HIV1.2X2¦ (16)HIV1.2X4¦ (16)HIV1.2X6¦ C¦ F ¦ (16)IV1.2X4¦ OFSM 4COREx2¦ F-GV 14 x2¦ F-CV 2.0 /2Cx2¦ 광복합케이블2조(통신TRAY):해외지급분¦ 승강장하부 TRAY이용(해외시공)¦ OFSM 4COREx2¦ F-GV 14 x2¦ F-CV 2.0 /2Cx2¦ 승강장하부 TRAY이용(해외시공)¦ C/R¦ DOWN TO B4F 발매기실¦ UTP CAT.5 4Px2조¦ UTP CAT.5 4Px4조¦ C/R¦ C¦ P¦ 승강장1¦ 승강장2¦ 승강장3¦ 게이트1¦ 매표소2¦ E/S-3¦ (16)IV1.2X2(CL)¦ (16)HIV1.2X7(SP)¦ (22)5C-2VX2(MONITOR)¦ (22)CPEV 5P/.65(M.CON)¦ (22)CV 3.5 /2C(M.POW)¦ (22)CPEV 5P/.65(KP)¦ (22)VCT 2.0 /2C(KP POW)¦ A¦ (16)IV1.2X2(CL)¦ (16)HIV1.2X3(SP)¦ (22)CPEV 5P/.65(KP)¦ (22)VCT 2.0 /2C(KP POW)¦ B¦ (16)IV1.2X2(CL)¦ (16)HIV1.2X7(SP)¦ (22)5C-2VX2(MONITOR)¦ (22)CPEV 5P/.65(M.CON)¦ (22)CV 3.5 /2C(M.POW)¦ (22)CPEV 5P/.65(KP)¦ (22)VCT 2.0 /2C(KP POW)¦ C¦ (16)IV1.2X2(CL)¦ (16)HIV1.2X3(SP)¦ (22)CPEV 5P/.65(KP)¦ (22)VCT 2.0 /2C(KP POW)¦ D¦ (16)IV1.2X2(CL)¦ (16)HIV1.2X7(SP)¦ (22)5C-2VX2(MONITOR)¦ (22)CPEV 5P/.65(M.CON)¦ (22)CV 3.5 /2C(M.POW)¦ (22)CPEV 5P/.65(KP)¦ (22)VCT 2.0 /2C(KP POW)¦ E¦ (16)IV1.2X2(CL)¦ (16)HIV1.2X3(SP)¦ (22)CPEV 5P/.65(KP)¦ (22)VCT 2.0 /2C(KP POW)¦ F¦ (16)IV1.2X2(CL)¦ (16)HIV1.2X7(SP)¦ (22)5C-2VX2(MONITOR)¦ (22)CPEV 5P/.65(M.CON)¦ (22)CV 3.5 /2C(M.POW)¦ (22)CPEV 5P/.65(KP)¦ (22)VCT 2.0 /2CX2(KP POW)¦ G¦ (16)IV1.2X2(CL)¦ (16)HIV1.2X3(SP)¦ (22)5C-2VX2(MONITOR)¦ (22)CPEV 5P/.65(KP)¦ (22)VCT 2.0 /2CX2(KP POW)¦ (22)CPEV 5P/.65(M CON)¦ (22)CV 3.5 /2C(M.POW)¦ H¦ HIV1.2X7(SP)¦ DOWN TO B4¦ 5C-2VX2(MONITOR)¦ CPEV 5P/.65(M.CON)¦ CV 3.5 /2C(M.POW)¦ IV1.2X2(CL)¦ CPEV 5P/.65(KP)¦ VCT 2.0 /2C(KP POW)¦ I¦ DUCT(450X100)¦ HIV1.2X7(SP)¦ 5C-2VX2(MONITOR)¦ CPEV 5P/.65(M.CON)¦ CV 3.5 /2C(M.POW)¦ IV1.2X2(CL)¦ CPEV 5P/.65(KP)¦ VCT 2.0 /2C(KP POW)¦ J¦ DOWN TO B4¦ DUCT(450X100)¦ HIV1.2X14(SP)¦ 5C-2VX4(MONITOR)¦ CPEV 5P/.65(M.CON)¦ CV 3.5 /2CX2(M.POW)¦ IV1.2X2(CL)¦ CPEV 5P/.65X2(KP)¦ VCT 2.0 /2CX2(KP POW)¦ K¦ UP TO B2¦ DUCT(600X100)¦ 지하철 902정거장¦ 김포공항¦ 공항시장¦ 1/400¦ 902정거장 방송설비 지하3층 신설평면도(3/3)¦ S = 1/400¦ 902정거장 방송설비 지하3층 신설평면도(3/3)¦ 개화¦ (기설활용)¦ T¦ 7¦ 0¦ 0¦ 3¦ 0¦ 3¦ 4¦ 0¦ 0¦ 9¦
| 1단계_정거장 - 복사본 | 1단계_정거장 - 복사본 | 055. T7001034-016 주공장 구내통신설비 지상1층 신설평면도 (1_2).dwg | T¦ \A1;10,000¦ \A1;20,000¦ \A1;20,000¦ \A1;20,000¦ \A1;20,000¦ \A1;20,000¦ \A1;30,000¦ \A1;30,000¦ \A1;4,000¦ \A1;110,000¦ \A1;64,000¦ \A1;174,000¦ \A1;10,000¦ \A1;10,000¦ \A1;18,000¦ \A1;10,000¦ \A1;10,000¦ \A1;10,000¦ \A1;10,000¦ \A1;10,000¦ \A1;50,000¦ \A1;18,000¦ \A1;20,000¦ \A1;88,000¦ \A1;9,500¦ \A1;500¦ \A1;5,000¦ \A1;8,000¦ \A1;5,000¦ \A1;28,700¦ \A1;1,300¦ \A1;5,150¦ \A1;5,150¦ KT¦ IP¦ \A1;7,500¦ Y00¦ Y01¦ Y02¦ Y03¦ Y04¦ Y05¦ Y06¦ Y07¦ Y08¦ X00¦ X01¦ X02¦ X03¦ X04¦ X05¦ X06¦ X07¦ X08¦ MATCH LINE DWG No. "S1-TA-D02-DB-003-0"¦ x2¦ x2¦ x2¦ [TB NO.2)]¦ IDF 50P¦ (P1:300x300x200)¦ x2¦ (16) UTP Cat.5E 4Px2조 (입출장사무실)¦ (16) 5C-HFBTx1조 (TV)¦ (16) HIV 1.5㎟x2조 (CLOCK)¦ (22) UTP Cat.5E 4Px4조 (용역사무실, 입출장사무실)¦ (16) 5C-HFBTx1조 (TV)¦ (P3:300x300x200)¦ (16) F-GV 4.0㎟x1조 (TB접지)¦ (54) UTP Cat.5E 25Px4조 (주회로 및 제어회로실)¦ (16) HIV 1.5㎟x2조 (CLOCK)¦ UP TO 지상2층¦ (16) UTP Cat.5E 4Px2조 (냉난방기수선장)¦ (P2:200x200x100)¦ x2¦ (16) HIV 1.5㎟x2조 (CLOCK)¦ R¦ UTP 25P¦ HIV 1.5㎟x2조 (CLOCK)¦ UTP Cat.5E 25Px1조 (용역대기실)¦ 5C-HFBTx1조 (TV)¦ F-GV 4.0㎟x1조 (GND)¦ UP TO 지상 2층¦ (16) HIV 1.5㎟x2조 (CLOCK)¦ (28) UTP Cat.5E 25Px1조 (용역대기실)¦ (16) 5C-HFBTx1조 (TV)¦ (16) F-GV 4.0㎟x1조 (GND)¦ (16) UTP Cat.5E 4Px2조 (출입문/판토수선장)¦ x2 ¦ x2¦ (16) UTP Cat.5E 4Px2조 (입출장대기실)¦ UP TO 지상2층¦ x2¦ (16) UTP Cat.5E 4Px2조 (전기부품수선장)¦ UP TO 지상2층¦ x2¦ (16) UTP Cat.5E 4Px2조 (출입문/판토수선장)¦ UP TO 지상2층¦ (16) UTP Cat.5E 4Px2조 (냉난방기수선장)¦ UP TO 지상2층¦ x2¦ (36) UTP Cat.5E 4Px2조x6 (전기부품수선장, 출입문/판토수선장¦ , 베어링수선장, 초음파탐상실 ,냉난방기수선장¦ , 공기압축기실/회전기/시험실)¦ 램 프¦ 입출장사무실¦ 용역사무실¦ 용역대기실¦ 계 단 실1¦ UP¦ UP¦ 운반차보관장¦ DN¦ 입출장대기실¦ UP¦ SLOPE¦ DN¦ UP¦ 입출검사장¦ 입장선¦ 입장선¦ 출장선¦ UP¦ 출장선¦ SLOPE¦ UP¦ 주회로 및 제어회로실¦ 전기부품 수선장¦ SLOPE¦ SLOPE¦ 출입문/판토 수선장¦ SLOPE¦ 냉난방기 수선장¦ 배기덕트¦ SLOPE¦ SLOPE¦ 사워실1¦ 탈의실1¦ 화장실1¦ 화장실1¦ 사워실1¦ 남자¦ 여자¦ 남자 탈의실1¦ 남자¦ 여자¦ 여자¦ 계 단 실2¦ UP¦ UP¦ DN¦ DN¦ 남자화장실4¦ 여자화장실4¦ (어프로치구간)¦ (300x300x200)¦ (300x300x200)¦ (100x100x100)¦ (16) UTP Cat.5E 4Px2조 (입출장사무실)¦ 5.6¦ 3.4¦ 1.2¦ 13.14¦ 9.10¦ 7.8¦ 5.6¦ 11.12¦ 주공장 구내통신설비 지상1층 신설평면도 (1/2)¦ 주공장 구내통신설비 지상1층 신설평면도¦ S = 1/600¦ 차량기지¦ 차량기지¦ 1/600¦ (1/2)¦ T¦ 7¦ 0¦ 0¦ 1¦ 0¦ 3¦ 4¦ 0¦ 1¦ 6¦ P¦
| 1단계_정거장 - 복사본 | 1단계_정거장 - 복사본 | 023. T7001034-006 911정거장 전화설비 지하1,2층 철거평면도 (2_2).dwg | INT¦ \A1;14,000¦ \A1;6,500¦ \A1;7,500¦ \A1;7,500¦ \A1;28,000¦ \A1;14,000¦ \A1;6,500¦ \A1;5,630¦ \A1;8,370¦ \A1;5,630¦ \A1;28,000¦ \A1;8,370¦ \A1;3,750¦ \A1;7,500¦ \A1;7,500¦ \A1;5,000¦ \A1;5,000¦ \A1;5,000¦ \A1;5,000¦ \A1;5,000¦ \A1;5,000¦ \A1;5,000¦ \A1;5,000¦ \A1;5,000¦ \A1;7,500¦ \A1;7,500¦ \A1;30,000¦ \A1;20,000¦ \A1;7,330¦ \A1;7,330¦ \A1;500¦ \A1;3,880¦ \A1;7,830¦ \A1;3,880¦ \A1;7,830¦ \A1;23,420¦ \A1;500¦ MATCH LINE DWG No. "S1-TA-S11-DB-009-0"¦ (16) 인터폰선 0.6x2Px4조 (INT)¦ (16) UTP Cat.5E 4Px2조 (용역원대기실)¦ (16) UTP Cat.5E 4Px2조 (이동통신기계실)¦ A¦ UTP Cat.5E 4Px3조 (대합실 공중전화)¦ TRAY (300x100)¦ UTP Cat.5E 4Px2조 (공조기계실2)¦ UTP Cat.5E 4Px3조 (편의점)¦ B¦ (22) UTP Cat.5E 4Px3조 (대합실 공중전화)¦ 1. 음향유도기 전원은 전기콘센트를 이용한다.¦ NOTE¦ 2. 증폭기전원은 전기콘센트를 이용한다.¦ 3. 통신기계실 및 안전관리실 MAIN 분전반은 전기에서 설치한다.¦ (22) UTP Cat.5E 4Px3조 (대합실 공중전화)¦ (16) 인터폰선 0.6x2Px4조 (INT)¦ KEY PLAN¦ X12¦ X13¦ X14¦ X15¦ X16¦ Y-08¦ Y-07¦ Y-06¦ Y-05¦ Y-04¦ Y-03¦ OPEN¦ DN¦ 내부계단¦ 홀¦ 외부엘리베이터1¦ Y00¦ Y01¦ Y03¦ Y05¦ Y06¦ 28,750¦ 78,750¦ X15¦ X16¦ X17¦ X18¦ X19¦ X20¦ X21¦ X22¦ X23¦ X24¦ X25¦ X26¦ X27¦ X28¦ UP¦ DN¦ DN¦ 물탱크실¦ 공조기계실2¦ 편의점¦ 대 합 실¦ 이동통신기계실¦ 용역원대기실¦ 발매기실¦ 외부출입구2¦ UP¦ 방범셔터¦ 지상E/L¦ x2¦ x2 ¦ x2¦ x2 ¦ x2 ¦ (P11:200x200x100)¦ (P12:200x200x100)¦ UTP 25P¦ [TB No.4]¦ (16) UTP Cat.5E 4Px2조 (공조기계실2)¦ UTP Cat.5E 4Px2조 (공조기계실2)¦ TRAY (300x100)¦ (16) UTP Cat.5E 4Px3조 (편의점)¦ (16) UTP Cat.5E 4Px2조 (임대상가)¦ (16) 인터폰선 0.6x2Px4조 (INT)¦ DOWN TO CP PANEL¦ (16) UTP Cat.5E 4Px2조 (용역원대기실)¦ A¦ 공중전화¦ B¦ 지하1층 평면도¦ C¦ C¦ (16) 인터폰선 0.6x2Px4조 (INT)¦ (기계분야 인터폰 모장치)¦ (P13:300x300x200)¦ (36) UTP Cat.5E 25Px2조 (임대상가)¦ DOWN TO 지하2층¦ (16) 인터폰선 0.6x2Px5조 (INT)¦ DOWN TO CP PANEL¦ UTP 25P¦ [TB No.6]¦ UTP 25P¦ [TB No.5]¦ (P14:300x300x200)¦ (P15:300x300x200)¦ (P16:200x200x100)¦ (28) UTP Cat.5E 25Px1조 (임대상가)¦ x2¦ x2¦ (16) UTP Cat.5E 4Px2조 (임대상가)¦ (36) UTP Cat.5E 25Px2조 (임대상가)¦ (16) UTP Cat.5E 4Px2조 (임대상가)¦ (16) UTP Cat.5E 4Px2조 (임대상가)¦ 인터폰선 0.6x2Px9조 (INT)¦ UTP Cat.5E 4Px2조 (용역원대기실)¦ UTP Cat.5E 4Px2조 (이동통신기계실)¦ 지상E/L¦ (16) 인터폰선 0.6x2Px4조 (INT)¦ 4-21~24¦ 4-25~28¦ 4-41~44¦ 4-45~48¦ 5-1~4¦ 5-5~8¦ 4-31~34¦ 4-35~38¦ 4-1~4¦ 4-5~8¦ V1.2¦ V1.2¦ D¦ D¦ 외부출입구3¦ 임대상가1¦ 임대상가3¦ (철거)¦ 지하철 911정거장¦ 염창¦ 신목동¦ 선유도¦ 1/400¦ 911정거장 전화설비 지하1,2층 철거평면도(2/2)¦ S = 1/400¦ 911정거장 전화설비 지하1,2층 철거평면도(2/2)¦ T¦ 7¦ 0¦ 0¦ 1¦ 0¦ 3¦ 4¦ 0¦ 0¦ 6¦ (기설활용)¦ P¦
| 1단계_정거장 - 복사본 | 1단계_정거장 - 복사본 | 037. T7005034-002 914정거장 CCTV,TDI,시계설비 지하2층 신설평면도 (2_2).dwg | CONSOLE¦ ACU¦ CCTV¦ P¦ \A1;27,000¦ \A1;7,500¦ \A1;7,500¦ \A1;7,500¦ \A1;7,500¦ \A1;7,500¦ \A1;7,500¦ \A1;8,130¦ \A1;7,500¦ \A1;7,500¦ \A1;7,500¦ \A1;7,500¦ \A1;7,500¦ \A1;7,500¦ \A1;2,000¦ \A1;10,000¦ \A1;20,980¦ \A1;5490¦ \A1;5490¦ L¦ L1¦ TRAY (300x100)¦ UTP CAT.5E 25Px1조 (CONSOLE)¦ UTP CAT.5E 4Px4조 (CONSOLE)¦ FR-CV 3C/6.0㎟x1조 (LSE POWER)¦ UTP Cat.5E 4Px2조 (CL POWER)(신설)¦ F-CV 3C/2.5㎟x1조 (공간화상)(기존활용)¦ OF- SM-4Cx1조 (공간화상)(기존활용)¦ UTP Cat.5E4Px15조 (CAMERA)(신설)¦ OF-SM-8C(난연)x10조(신설) ¦ FR-CV 3C/4.0㎟x10조(신설) ¦ OF-SM-8C(난연)x2조(승강장모니터)(신설) ¦ FR-CV 3C/4.0㎟x2조(승강장모니터)(신설) ¦ C/R¦ E¦ 지상E/L¦ J¦ K¦ I¦ MATCH LINE DWG No. "S1-TA-S14-DB-021-0"¦ A¦ B¦ TRAY (300x100)¦ C¦ ELE-2¦ L¦ KEY PLAN¦ X09¦ X10¦ X11¦ X12¦ X13¦ X14¦ X15¦ X16¦ X17¦ X18¦ X19¦ X20¦ X21¦ X22¦ Y00¦ Y01¦ Y02¦ Y03¦ 100,130¦ UP¦ DN¦ UP¦ UP¦ 비품창고¦ 비상전원실¦ 복도¦ 본선환기실¦ 승차권창고¦ 용역창고¦ 용역대기실¦ 대합실¦ 통신기계실¦ 안전관리실¦ 이동통신기계실¦ 비품창고¦ CO2 실¦ 전기실¦ 발매기실¦ 편의점¦ 화장실-2¦ 외부엘리베이터2¦ 내부계단2¦ 외부출입구4¦ 외부엘리베이터2¦ 외부출입구3¦ 내부계단4¦ 내부계단3¦ 외부출입구통로3¦ 내부엘리베이터¦ 914 정거장¦ STA.16km294.519¦ DOWN TO 지하 2층 E/L¦ ELE-1¦ 지상E/L¦ UP TO 지상 E/L¦ A¦ E¦ F¦ G¦ H¦ I¦ J¦ K¦ (P12:300x300x200)¦ (P13:200x200x100)¦ (P14:200x200x100)¦ ES-4(1)¦ (P22:200x200x100)¦ ES-8¦ (P37:200x200x100)¦ ELE-5¦ AGM-4¦ ATVM-2¦ (P24:200x200x100)¦ ES-9¦ (P:200x200x100)¦ (P25:200x200x100)¦ COMM-1¦ ELE-4¦ (P15:200x200x100)¦ C-2¦ ES-6(1)¦ (P21:200x200x100)¦ (P20:200x200x100)¦ (P19:300x300x200)¦ ELE-3¦ D¦ C¦ B¦ (P17:200x200x100)¦ AGM-3¦ (P18:200x200x100)¦ (P16:200x200x100)¦ M¦ F¦ G¦ M¦ T-2¦ (P23:200x200x100)¦ ES-4(2)¦ ES-6(2)¦ NOTE¦ 1. 광케이블, 전원/접지케이블 (OF-SM-4Core, CV 3C/2.5㎟)¦ 3. 승강장 ANT설치위치: 열차 진행방향 정거장 시종점부에 설치¦ 2. 광케이블, 전원/접지케이블 (OF-SM-8Core, CV 3C/2.5㎟)¦ vmh¦ vmh¦ vmh¦ vmh¦ vmh¦ vmh¦ vmh¦ vmh¦ VMT¦ vmh¦ vmh¦ vmh¦ vmh¦ vmh¦ vmh¦ vmh¦ D¦ D¦ D¦ D¦ ELEC-1¦ vmh¦ L¦ D¦ D¦ D¦ (P26:200x200x100)¦ D¦ 임대상가2¦ TRAY (300x100)¦ UTP Cat.5E 4Px4조 (CONSOLE)¦ UTP Cat.5E 25Px1조 (CONSOLE)¦ TRAY (300x100)¦ UTP Cat.5E 4Px4조 (CONSOLE)¦ UTP Cat.5E 25Px1조 (CONSOLE)¦ DOWN TO 통신기계실 ACCESS FLOOR¦ TRAY (600x150)¦ TRAY (300x100)¦ UTP Cat.5E 4Px4조 (CONSOLE)¦ UTP Cat.5E 25Px1조 (CONSOLE)¦ (16) UTP Cat.5E4Px1조 (CAMERA)¦ UP TO 지상 E/L¦ (36) UTP Cat.5E4Px6조 (CAMERA)¦ TRAY (300x100)¦ UTP Cat.5E 4Px4조 (CONSOLE)¦ TRAY (600x150)¦ DOWN TO 안전관리실 ACCESS FLOOR¦ TRAY (300x100)¦ UTP Cat.5E 4Px4조 (CONSOLE)¦ UTP Cat.5E 25Px1조 (CONSOLE)¦ DOWN TO 지하 2층 E/L¦ (16) UTP Cat.5E4Px1조 (CAMERA)¦ TRAY (300x100)¦ UTP Cat.5E 25Px1조 (CONSOLE)¦ TRAY (300x100)¦ TRAY (300x100)¦ DOWN TO 지하 3층¦ TRAY (900x150)¦ FR-CV 3C/6.0㎟x1조 (LSE POWER)¦ FR-CV 3C/6.0㎟x1조 (LSE POWER)¦ FR-CV 3C/6.0㎟x1조 (LSE POWER)¦ FR-CV 3C/6.0㎟x1조 (LSE POWER)¦ FR-CV 3C/6.0㎟x1조 (LSE POWER)¦ N¦ OF-SM-8Core(난연)x4조(대합실게시기)(신설)¦ FR-CV 3C/4.0㎟x1조 (대합실게시기 POWER)(기존활용)¦ N¦ OF-SM-8Core(난연)x2조(대합실게시기)(신설)¦ FR-CV 3C/4.0㎟x1조 (대합실게시기 POWER)(기존활용)¦ OF-SM-8Core(난연)x4조(대합실게시기)(신설)¦ FR-CV 3C/4.0㎟x1조 (대합실게시기 POWER)(기존활용)¦ OF-SM-8Core(난연)x4조(대합실게시기)(신설)¦ FR-CV 3C/4.0㎟x1조 (대합실게시기 POWER)(기존활용)¦ OF-SM-8Core(난연)x4조(대합실게시기)(신설)¦ FR-CV 3C/4.0㎟x1조 (대합실게시기 POWER)(기존활용)¦ OF-SM-8Core(난연)x2조(대합실게시기)(신설)¦ FR-CV 3C/4.0㎟x1조 (대합실게시기 POWER)(기존활용)¦ OF-SM-8Core(난연)x2조(대합실게시기)(신설)¦ FR-CV 3C/4.0㎟x1조 (대합실게시기 POWER)(기존활용)¦ OF-SM-8Core(난연)x2조(대합실게시기)(신설)¦ FR-CV 3C/4.0㎟x1조 (대합실게시기 POWER)(기존활용)¦ OF-SM-8Core(난연)x4조(대합실게시기)(신설)¦ FR-CV 3C/4.0㎟x1조 (대합실게시기 POWER)(기존활용)¦ (16) OF-SM-8C(난연)x1조(CAMERA) ¦ (16) FR-CV 3C/4.0㎟x1조(CAMERA) ¦ (28) OF-SM-8C(난연)x2조(CAMERA) ¦ (28) FR-CV 3C/4.0㎟x2조(CAMERA) ¦ (36) OF-SM-8C(난연)x6조(CAMERA) ¦ (36) FR-CV 3C/4.0㎟x6조(CAMERA) ¦ 스피드돔¦ UTP Cat.5E4Px4조 (CAMERA)¦ OF-SM-8C(난연)x1조 (CAMERA) ¦ FR-CV 3C/4.0㎟x1조 (CAMERA) ¦ UTP Cat.5E4Px4조 (CAMERA)¦ (28) OF-SM-8C(난연)x2조(CAMERA) ¦ (28) FR-CV 3C/4.0㎟x2조(CAMERA) ¦ (16) OF-SM-8C(난연)x1조(CAMERA) ¦ (16) FR-CV 3C/4.0㎟x1조(CAMERA) ¦ (28) OF-SM-8C(난연)x2조(CAMERA) ¦ (28) FR-CV 3C/4.0㎟x2조(CAMERA) ¦ 스피드돔¦ 스피드돔¦ (28) OF-SM-8C(난연)x2조(CAMERA) ¦ (28) FR-CV 3C/4.0㎟x2조(CAMERA) ¦ UTP Cat.5E4Px4조 (CAMERA)¦ OF-SM-8C(난연)x18조(CAMERA) ¦ FR-CV 3C/4.0㎟x18조(CAMERA) ¦ UTP Cat.5E4Px11조 (CAMERA)¦ OF-SM-8C(난연)x18조(CAMERA) ¦ FR-CV 3C/4.0㎟x18조(CAMERA) ¦ UTP Cat.5E4Px12조 (CAMERA)¦ OF-SM-8C(난연)x18조(CAMERA) ¦ FR-CV 3C/4.0㎟x18조(CAMERA) ¦ UTP Cat.5E4Px19조 (CAMERA)¦ OF-SM-8C(난연)x20조(CAMERA) ¦ FR-CV 3C/4.0㎟x20조(CAMERA) ¦ UTP Cat.5E4Px12조 (CAMERA)¦ OF-SM-8C(난연)x18조(CAMERA) ¦ FR-CV 3C/4.0㎟x18조(CAMERA) ¦ UTP Cat.5E4Px5조 (CAMERA)¦ OF-SM-8C(난연)x2조(CAMERA) ¦ FR-CV 3C/4.0㎟x2조(CAMERA) ¦ UTP Cat.5E4Px12조 (CAMERA)¦ OF-SM-8C(난연)x18조(CAMERA) ¦ FR-CV 3C/4.0㎟x18조(CAMERA) ¦ VMT¦ vmh¦ OF-SM-8Core(난연)x1조 (모니터)(신설)¦ FR-CV 3C/4.0㎟x1조 (모니터POWER)(신설) ¦ H¦ DOWN TO 지하 3층¦ TRAY (900x150)¦ OF-MM-12Core(난연)x4조 (TDI)(기존활용)¦ UL 2919-AMESB 24AWG 4Px4조 (TDI)(기존활용)¦ FR-CV 3C/4.0㎟x4조 (TDI POWER)(기존활용)¦ UTP Cat.5E 4Px8조 (TDI)(기존활용)¦ OF-MM-12Core(난연)x4조 (TDI)(기존활용)¦ UL 2919-AMESB 24AWG 4Px4조 (TDI)(기존활용)¦ FR-CV 3C/4.0㎟x4조 (TDI POWER)(기존활용)¦ UTP Cat.5E 4Px8조 (TDI)(기존활용)¦ OF-MM-12Core(난연)x4조 (TDI)(기존활용)¦ UL 2919-AMESB 24AWG 4Px4조 (TDI)(기존활용)¦ FR-CV 3C/4.0㎟x4조 (TDI POWER)(기존활용)¦ UTP Cat.5E 4Px8조 (TDI)(기존활용)¦ (16) OF-SM-8C(난연)x1조(CAMERA) ¦ (16) FR-CV 3C/4.0㎟x1조(CAMERA) ¦ (16) OF-SM-8C(난연)x1조(CAMERA) ¦ (16) FR-CV 3C/4.0㎟x1조(CAMERA) ¦ OF-SM-8C(난연)x4조 (CAMERA) ¦ FR-CV 3C/4.0㎟x4조 (CAMERA) ¦ (16) OF-SM-8C(난연)x1조(CAMERA) ¦ (16) FR-CV 3C/4.0㎟x1조(CAMERA) ¦ (16) OF-SM-8C(난연)x1조(CAMERA) ¦ (16) FR-CV 3C/4.0㎟x1조(CAMERA) ¦ (16) OF-SM-8C(난연)x1조(CAMERA) ¦ (16) FR-CV 3C/4.0㎟x1조(CAMERA) ¦ OF-SM-8C(난연)x2조(CAMERA) ¦ FR-CV 3C/4.0㎟x2조(CAMERA) ¦ D¦ (16) OF-SM-8C(난연)x1조(CAMERA) ¦ (16) FR-CV 3C/4.0㎟x1조(CAMERA) ¦ OF-SM-8C(난연)x3조(CAMERA) ¦ FR-CV 3C/4.0㎟x3조(CAMERA) ¦ 지하철 914정거장¦ 당산¦ 국회의사당¦ 여의도¦ 1/400¦ S = 1 / 400¦ 914정거장 CCTV,TDI,시계설비 지하2층 신설평면도(2/2)¦ 914정거장 CCTV,TDI,시계설비 지하2층¦ 신설평면도(2/2)¦ T¦ 7¦ 0¦ 0¦ 5¦ 0¦ 3¦ 4¦ 0¦ 0¦ 2¦ CCTV(기존동축활용)¦ P¦
| 1단계_정거장 - 복사본 | 1단계_정거장 - 복사본 | 018. T1001026-014 902정거장 AFC CABLE WIRING DIAGRAM (2_2) (환승구간) (철거).dwg | D/I MUX (ROUTER)¦ (통신기계실)¦ 분전반 (전기시설분)¦ (안전관리실)¦ AFC 접지단자함¦ (안전관리실)¦ DPC BOX¦ 인터콤 모장치¦ SMS (S/W HUB)¦ (안전관리실)¦ EM GATE¦ CONTROL BOX¦ AGM 11형 (No.1)¦ AGM 12/6형 (No.2)¦ AGM 8형 (No.3)¦ AGM 10형 (No.8)¦ AAM (No.1)¦ AAM (No.2)¦ F-GV 4.0㎟x1조¦ FR-CV 2C/4.0㎟x1조¦ EM. GATE (No.1) (개폐장치)¦ STP Cat.5E 4Px1조¦ FR-CVVS 4C/2.5㎟x1조 (DPC)¦ 접지단자함 (신호시공분)¦ FR-CV 3C/6.0㎟x1조¦ FR-CV 3C/6.0㎟x1조¦ STP Cat.5E 4Px1조¦ FR-CV 3C/6.0㎟x1조¦ (안전관리실)¦ (안전관리실)¦ CROSS AISLE CABLE¦ CROSS AISLE CABLE¦ CROSS AISLE CABLE¦ (공통접지단자함)¦ FR-CVVS 4C/2.5㎟x1조 (DPC)¦ CPEV 0.65/5Px1조 (INT)¦ CPEV 0.65/5Px1조 (INT)¦ CPEV 0.65/5Px1조 (INT)¦ CPEV 0.65/5Px1조 (INT)¦ UTP Cat.5E 4Px1조¦ AGM 10형 (No.4) (HUB)¦ STP Cat.5E 4Px1조¦ FR-CV 3C/6.0㎟x1조¦ STP Cat.5E 4Px1조¦ STP Cat.5E 4Px1조¦ STP Cat.5E 4Px1조¦ STP Cat.5E 4Px1조¦ FR-CV 2C/4.0㎟x1조¦ UTP Cat.5E 4Px1조¦ AGM 6형 (No.15)¦ AGM 8형 (No.16)¦ AGM 8형 (No.17)¦ AGM 10/11형 (No.19)¦ AGM 12형 (No.20) (HUB)¦ CROSS AISLE CABLE¦ CROSS AISLE CABLE¦ CROSS AISLE CABLE¦ AGM 8형 (No.18)¦ STP Cat.5E 4Px1조¦ STP Cat.5E 4Px1조¦ STP Cat.5E 4Px1조¦ STP Cat.5E 4Px1조¦ STP Cat.5E 4Px1조¦ AAM (No.5)¦ AAM (No.6)¦ STP Cat.5E 4Px1조¦ STP Cat.5E 4Px1조¦ EM. GATE (No.3) (개폐장치)¦ FR-CV 3C/6.0㎟x1조¦ FR-CV 3C/6.0㎟x1조¦ FR-CV 3C/6.0㎟x1조¦ FR-CV 3C/6.0㎟x1조¦ FR-CV 3C/6.0㎟x1조¦ FR-CV 3C/6.0㎟x1조¦ CROSS AISLE CABLE¦ CROSS AISLE CABLE¦ 광S/W HUB¦ 환승게이트¦ OF-MM-8Corex1조¦ F-GV 4.0㎟x1조¦ CROSS AISLE CABLE¦ FR-CV 3C/6.0㎟x1조¦ FR-CV 3C/6.0㎟x1조¦ STP Cat.5E 4Px1조¦ AGM 8형 (No.6)¦ AGM 6형 (No.5)¦ AGM 8형 (No.7)¦ STP Cat.5E 4Px1조¦ STP Cat.5E 4Px1조¦ STP Cat.5E 4Px1조¦ AGM 8형 (No.10)¦ AGM 11형 (No.13)¦ AGM 12형 (No.14)¦ AGM 8형 (No.11)¦ STP Cat.5E 4Px1조¦ STP Cat.5E 4Px1조¦ STP Cat.5E 4Px1조¦ AAM (No.3)¦ AAM (No.4)¦ AGM 6형 (No.9)¦ STP Cat.5E 4Px1조¦ STP Cat.5E 4Px1조¦ F-GV 4.0㎟x1조¦ EM. GATE (No.2) (개폐장치)¦ FR-CV 2C/4.0㎟x1조¦ CPEV 0.65/5Px1조 (INT)¦ CPEV 0.65/5Px1조 (INT)¦ UTP Cat.5E 4Px1조¦ FR-CVVS 4C/2.5㎟x1조 (DPC)¦ CROSS AISLE CABLE¦ CROSS AISLE CABLE¦ CROSS AISLE CABLE¦ FR-CV 3C/6.0㎟x1조¦ FR-CV 3C/6.0㎟x1조¦ FR-CV 3C/6.0㎟x1조¦ FR-CV 3C/6.0㎟x1조¦ FR-CV 3C/6.0㎟x1조¦ FR-CV 3C/6.0㎟x1조¦ AGM 10형 (No.12) (HUB)¦ CROSS AISLE CABLE¦ CROSS AISLE CABLE¦ CROSS AISLE CABLE¦ CROSS AISLE CABLE¦ CROSS AISLE CABLE¦ STP Cat.5E 4Px1조¦ STP Cat.5E 4Px1조¦ STP Cat.5E 4Px1조¦ OF-MM-8Corex1조¦ STP Cat.5E 4Px1조¦ 광S/W HUB¦ 환승게이트¦ STP Cat.5E 4Px1조¦ FR-CV 3C/6.0㎟x1조¦ FR-CV 3C/6.0㎟x1조¦ 902정거장 AFC CABLE WIRING DIAGRAM (2/2) (환승구간) (철거)¦ 902정거장 AFC CABLE WIRING DIAGRAM (2/2) (환승구간) (철거)¦ S = NONE¦ NONE¦ 지하철 902정거장¦ 개화¦ 김포공항¦ 공항시장¦ T¦ 1¦ 0¦ 0¦ 1¦ 0¦ 2¦ 6¦ 4¦ 0¦ 1¦
| 1단계_정거장 - 복사본 | 1단계_정거장 - 복사본 | 008. T1001026-004 911정거장 방송설비 CABLE WIRING DIAGRAM.dwg | -¦ T¦ 7¦ 0¦ 0¦ 3¦ 0¦ 3¦ 4¦ 0¦ 1¦ 6¦ 통신기계실¦ 공조기계실1¦ 기능실복도¦ 화장실 (남,여)¦ 장애자용 화장실¦ 공조기계실2¦ 임대상가¦ 대합실¦ 전기실¦ 용역원대기실¦ 승강장상선¦ 승강장하선¦ HIV 1.5㎟x2조¦ HIV 1.5㎟x3조¦ HIV 1.5㎟x4조¦ HIV 1.5㎟x4조¦ x2¦ x5¦ x2¦ x4¦ x29¦ x21¦ x21¦ 지하2층¦ 지하3층¦ 이동통신기계실¦ 발매기실¦ 통신기계실¦ 안전관리실¦ x2¦ x2¦ x2¦ PSD실 (상선)¦ PSD실 (하선)¦ 창고¦ 편의점¦ 비상전원실¦ x2¦ 임대상가¦ 지하1층¦ HIV 1.5㎟x2조¦ x8¦ .¦ P¦ A¦ A¦ M¦ P¦ R¦ A¦ C¦ K¦ 911정거장 방송설비 CABLE WIRING DIAGRAM¦ 911정거장 방송설비 CABLE WIRING DIAGRAM¦ S = NONE¦ NONE¦ 지하철 911정거장¦ 염창¦ 신목동¦ 선유도¦ T¦ 1¦ 0¦ 0¦ 1¦ 0¦ 2¦ 6¦ 0¦ 0¦ 4¦
| 1단계_정거장 - 복사본 | 1단계_정거장 - 복사본 | 058. T4009934-001 903정거장 종합무선중계설비 지하1층 평면도.dwg | H¦ C¦ 2D¦ 3D¦ -¦ T¦ 0¦ 0¦ 0¦ 0¦ 0¦ 0¦ 0¦ 0¦ 0¦ 0¦ \A1;4350¦ \A1;4350¦ \A1;7450¦ \A1;23600¦ \A1;7450¦ \A1;7,500¦ \A1;7,500¦ \A1;7,500¦ \A1;7,500¦ \A1;7,500¦ \A1;7,500¦ \A1;5,000 ¦ \A1;5,000 ¦ \A1;5,000 ¦ \A1;7,500¦ \A1;7,500¦ \A1;7,500¦ \A1;7,500¦ \A1;7,500¦ \A1;7,500¦ \A1;7,500¦ \A1;7,500¦ 김포공항¦ 공항시장¦ 신방화¦ -¦ T¦ 0¦ 0¦ 0¦ 0¦ 0¦ 0¦ 0¦ 0¦ 0¦ 0¦ HFC-12D-FR (신설)¦ HFC-12D-FR (신설)¦ HFC-12D-FR (신설)¦ HFC-12D-FR (신설)¦ 2D¦ HFC-12D-FR (신설)¦ HFC-12D-FR (신설)¦ 2D¦ 임대상가¦ 임대상가¦ 임대상가¦ 임대상가¦ GPS안테나¦ 수공¦ H¦ (54) HFC-22D-FRx2조 (GPS 안테나)¦ (54) HFC-22D-FRx2조 (GPS 안테나)¦ (54) HFC-22D-FRx2조 (GPS 안테나)¦ (28) HFC-12D-FR (무선통신)¦ 무선통신단자함¦ TO: 환기구¦ HFC-22D-FRx2조 (GPS 안테나)¦ (54) HFC-22D-FRx2조 (GPS 안테나)¦ (54) HFC-22D-FRx2조 (GPS 안테나)¦ HI-PVC 54mmx4조¦ UTP 4Px1조 (라디오송수신제어)¦ (16) UTP 4Px1조(라디오송수신제어)¦ (16) UTP 4Px1조(라디오송수신제어)¦ (16) UTP 4Px1조(라디오송수신제어)¦ UTP 4Px1조(라디오송수신제어)¦ TRAY (900x150)¦ DOWN TO 지하4층¦ UTP Cat.5E 4Px2조 (라디오송수신제어)¦ UTP Cat.5E 4Px1조 (라디오송수신제어)¦ (28) HFC-12D-FR (콘솔내접속단자)¦ 16,5000¦ Y03¦ Y04¦ Y02¦ Y01¦ Y00¦ X00¦ X01¦ X02¦ X03¦ X04¦ X05¦ X06¦ X07¦ X08¦ X09¦ X10¦ X11¦ X13¦ X12¦ X14¦ X15¦ X16¦ X17¦ X18¦ X19¦ X20¦ X21¦ X22¦ X23¦ X24¦ X25¦ X26¦ DN¦ DN¦ DN¦ E/V¦ E/V¦ UP¦ UP¦ UP¦ UP¦ UP¦ UP¦ 화 장 실¦ 대 합 실¦ 비품창고¦ 편 의 점¦ 발매기실¦ 발매기실 창고¦ 안전관리실¦ 통신기계실¦ 용역원대기실¦ 용역창고¦ 이동통신¦ 기계실¦ 복 도¦ P¦ 3D¦ 2D¦ (P4:100x100x100)¦ (P7:100x100x100)¦ (P6:400x400x200)¦ (P3:400x400x200)¦ (P1:100x100x100)¦ P¦ P¦ P¦ P¦ S = 1 / 600¦ 903정거장 열차무선설비 지하1층 평면도¦ C¦ (P5:100x100x100)¦ (P11:400x400x200)¦ (P10:400x400x200)¦ (P9:400x400x200)¦ (P8:400x400x200)¦ (P2:400x400x200)¦ TRAY (900x150)¦ DOWN TO 지하4층¦ HFC-22D-FR (승강장 복합통신)¦ HFC-22D-FR (승강장 복합통신)¦ (54)x4 SPARE (이동통신기계실)¦ HFC-12D-FR (콘솔내접속단자)¦ HFC-12D-FR (대합실 복합통신)¦ TRAY (600x150)¦ DOWN TO 통신기계실 ACCESS FLOOR¦ HFC-12D-FR (무선통신)¦ HFC-12D-FR¦ (28) HFC-12D-FR (무선통신)¦ (54) SPARE (경찰통신)¦ (28) HFC-12D-FR (대합실 복합통신)¦ (28) HFC-12D-FR (지하2,3층 복합통신)¦ (28) HFC-12D-FR (콘솔내 접속단자)¦ (54)x2 SPARE (이동통신기계실)¦ P¦ (28) HFC-12D-FR (대합실 복합통신)¦ (28) HFC-12D-FR (지하2,3층 복합통신)¦ (54)x2 SPARE (이동통신기계실)¦ (54) SPARE (경찰통신)¦ (28) HFC-12D-FR (콘솔내 접속단자)¦ (54)x2 SPARE (이동통신기계실)¦ (54) SPARE (경찰통신)¦ P¦ 종합무선중계장치¦ P¦ P¦ (28) HFC-12D-FR (콘솔내접속단자)¦ (54)x2 SPARE (이동통신기계실)¦ (54) SPARE (경찰통신)¦ (54) SPARE (경찰통신)¦ (54)x2 SPARE (이동통신기계실)¦ (28) HFC-12D-FR (대합실 복합통신)¦ (28) HFC-12D-FR (대합실 복합통신)¦ HFC-22D-FRx2조 (GPS 안테나)¦ H¦ P¦ (28) HFC-12D-FR (지하2,3층 복합통신)¦ TO:콘솔내접속단자 ¦ P¦ HFC-12D-FR (지하2,3층 복합통신)¦ DOWN TO 지하2층¦ TRAY (600x150)¦ 3D¦ 903정거장 열차무선설비 지하1층 평면도¦ 1 / 600¦ T¦ 4¦ 0¦ 0¦ 9¦ 9¦ 3¦ 4¦ 0¦ 0¦ 1¦ P¦
| 1단계_정거장 - 복사본 | 1단계_정거장 - 복사본 | 033. T7005034-004 917정거장 CCTV,TDI,시계설비 지하2층 신설평면도 (2_2).dwg | P¦ \A1;1,450¦ \A1;7,500¦ \A1;7,500¦ \A1;7,500¦ \A1;7,500¦ \A1;7,500¦ \A1;7,500¦ \A1;7,500¦ \A1;7,500¦ \A1;7,500¦ \A1;7,500¦ \A1;7,500¦ \A1;83,950¦ \A1;37,500¦ \A1;3,770¦ \A1;9,160¦ \A1;9,160¦ \A1;3,300¦ \A1;28,690¦ \A1; 3,300¦ TRAY (300x100)¦ UTP CAT.5E 25Px1조 (CONSOLE)¦ UTP CAT.5E 4Px4조 (CONSOLE)¦ FR-CV 3C/6.0㎟x1조 (LSE POWER)¦ UTP Cat.5E 4Px2조 (CL POWER)(신설)¦ F-CV 3C/2.5㎟x1조 (공간화상)(기존활용)¦ OF- SM-4Cx1조 (공간화상)(기존활용)¦ UTP Cat.5E4Px15조 (CAMERA)(신설)¦ OF-SM-8C(난연)x10조(신설) ¦ FR-CV 3C/4.0㎟x10조(신설) ¦ OF-SM-8C(난연)x2조(승강장모니터)(신설) ¦ FR-CV 3C/4.0㎟x2조(승강장모니터)(신설) ¦ MATCH LINE DWG No. "S1-TA-S17-DB-021-0"¦ KEY PLAN¦ Y04¦ Y02¦ Y00¦ Y01¦ Y03¦ X11¦ X12¦ X13¦ X14¦ X15¦ X16¦ X17¦ X18¦ X19¦ X20¦ X21¦ X22¦ X27¦ PSD기계실 2¦ PSD기계실 1¦ 정 화 조¦ UP¦ UP¦ 내부계단 2¦ 내부계단 3¦ UP¦ UP¦ 내부엘리베이터 1¦ 내부엘리베이터 2¦ 917 정거장 ¦ STA.18km960.000¦ ELE-7¦ ELE-8¦ P-4¦ P-2¦ (P29:300x300x200)¦ (P28:300x300x200)¦ NOTE¦ 1. 광케이블, 전원/접지케이블 (OF-SM-4Core, CV 3C/2.5㎟)¦ 2. 승강장 ANT설치위치: 열차 진행방향 정거장 시종점부에 설치¦ 2. 광케이블, 전원/접지케이블 (OF-SM-8Core, CV 3C/2.5㎟)¦ vmh¦ vmh¦ vmh¦ vmh¦ (16) UTP Cat.5E4Px1조 (CAMERA)¦ (16) UTP Cat.5E4Px1조 (CAMERA)¦ (16) OF-SM-8C(난연)x1조(CAMERA) ¦ (16) FR-CV 3C/4.0㎟x1조(CAMERA) ¦ (16) OF-SM-8C(난연)x1조(CAMERA) ¦ (16) FR-CV 3C/4.0㎟x1조(CAMERA) ¦ 모니터¦ 하행 승강장¦ (16) OF-SM-8Core(난연)x1조 (모니터)(신설)¦ (28) FR-CV 3C/4.0㎟x1조 (모니터POWER)(신설) ¦ (16) OF-SM-8Core(난연)x1조 (모니터)(신설)¦ (28) FR-CV 3C/4.0㎟x1조 (모니터POWER)(신설) ¦ (16) OF-SM-8Core(난연)x1조 (모니터)(신설)¦ (28) FR-CV 3C/4.0㎟x1조 (모니터POWER)(신설) ¦ (16) UL 2919-AMESB 24AWG 4Px1조 (TDI)(기존활용)¦ (28) FR-CV 3C/4.0㎟x1조 (TDI POWER)(기존활용)¦ (16) UTP Cat.5E 4Px2조 (TDI)(기존활용)¦ (16) UL 2919-AMESB 24AWG 4Px1조 (TDI)(기존활용)¦ (28) FR-CV 3C/4.0㎟x1조 (TDI POWER)(기존활용)¦ (16) UTP Cat.5E 4Px2조 (TDI)(기존활용)¦ UL 2919-AMESB 24AWG 4Px2조 (TDI)(기존활용)¦ FR-CV 3C/4.0㎟x2조 (TDI POWER)(기존활용)¦ UTP Cat.5E 4Px4조 (TDI)(기존활용)¦ TRAY (600x150)¦ UP TO 지하 1층¦ (16) UL 2919-AMESB 24AWG 4Px1조 (TDI)(기존활용)¦ (28) FR-CV 3C/4.0㎟x1조 (TDI POWER)(기존활용)¦ (16) UTP Cat.5E 4Px2조 (TDI)(기존활용)¦ (28) UL 2919-AMESB 24AWG 4Px2조 (TDI)(기존활용)¦ (36) FR-CV 3C/4.0㎟x2조 (TDI POWER)(기존활용)¦ (22) UTP Cat.5E 4Px4조 (TDI)(기존활용)¦ (28) UL 2919-AMESB 24AWG 4Px2조 (TDI)(기존활용)¦ (28) FR-CV 3C/4.0㎟x2조 (TDI POWER)(기존활용)¦ (22) UTP Cat.5E 4Px4조 (TDI)(기존활용)¦ (28) UL 2919-AMESB 24AWG 4Px2조 (TDI)(기존활용)¦ (36) FR-CV 3C/4.0㎟x2조 (TDI POWER)(기존활용)¦ (22) UTP Cat.5E 4Px4조 (TDI)(기존활용)¦ UL 2919-AMESB 24AWG 4Px2조 (TDI)(기존활용)¦ FR-CV 3C/4.0㎟x2조 (TDI POWER)(기존활용)¦ OF-MM-12Core(난연)x2조 (TDI)(기존활용)¦ TRAY (600x150)¦ UP TO 지하 1층¦ (28) FR-CV 3C/4.0㎟x1조 (TDI POWER)(기존활용)¦ (16) UL 2919-AMESB 24AWG 4Px1조 (TDI)(기존활용)¦ (16) UTP Cat.5E 4Px2조 (TDI)(기존활용)¦ (28) FR-CV 3C/4.0㎟x1조 (TDI POWER)(기존활용)¦ (16) UL 2919-AMESB 24AWG 4Px1조 (TDI)(기존활용)¦ (16) UTP Cat.5E 4Px2조 (TDI)(기존활용)¦ (28) OF-MM-12Core(난연)x1조 (TDI)(기존활용)¦ (28) OF-MM-12Core(난연)x1조 (TDI)(기존활용)¦ (28)x2 OF-MM-12Core(난연)x1조x2 (TDI)(기존활용)¦ UTP Cat.5E 4Px4조 (TDI)(기존활용)¦ (28)x2 OF-MM-12Core(난연)x1조x2 (TDI)(기존활용)¦ (28) OF-MM-12Core(난연)x1조 (TDI)(기존활용)¦ (28) OF-MM-12Core(난연)x1조 (TDI)(기존활용)¦ OF-MM-12Core(난연)x2조 (TDI)(기존활용)¦ (28)x2 OF-MM-12Core(난연)x1조x2 (TDI)(기존활용)¦ (28) OF-MM-12Core(난연)x1조 (TDI)(기존활용)¦ (16) OF-SM-8C(난연)x1조(CAMERA) ¦ (16) FR-CV 3C/4.0㎟x1조(CAMERA) ¦ (16) OF-SM-8C(난연)x1조(CAMERA) ¦ (16) FR-CV 3C/4.0㎟x1조(CAMERA) ¦ 지하철 917정거장¦ 샛강¦ 노량진¦ 노들¦ 1/400¦ S = 1 / 400¦ 917정거장 CCTV,TDI,시계설비 지하2층 신설평면도(2/2)¦ 917정거장 CCTV,TDI,시계설비 지하2층¦ 신설평면도(2/2)¦ T¦ 7¦ 0¦ 0¦ 5¦ 0¦ 3¦ 4¦ 0¦ 0¦ 4¦ CCTV(기존동축활용)¦ P¦ G¦
| 1단계_정거장 - 복사본 | 1단계_정거장 - 복사본 | 042. T7005034-001 903정거장 CCTV,TDI,시계설비 지하1층 신설평면도-1.dwg | KEY PLAN¦ \A1;5,000¦ \A1;5,000¦ \A1;5,000¦ \A1;5,000¦ \A1;5,000¦ \A1;5,000¦ \A1;4350¦ \A1;4350¦ \A1;7450¦ \A1;23600¦ \A1;7450¦ \A1;7,500¦ \A1;7,500¦ \A1;7,500¦ \A1;7,500¦ \A1;7,500¦ \A1;7,500¦ \A1;7,500¦ L¦ {\C7; 통신\P기계실}¦ 6K250¦ 기지방향)¦ 8C¦ 6K665¦ (급행강남방향)¦ 8C¦ 6K665¦ (강남방향)¦ 4C¦ 6K250¦ (차량기지방향)¦ 4C¦ (급행차량¦ {\C7; *대열차공간화상 구성}¦ S = 1 / 400¦ 925정거장 CCTV,TDI,시계설비 지하2층 신설평면도(1/2)¦ 925정거장 CCTV,TDI,시계설비 지하2층¦ 신설평면도(1/2)¦ C/R¦ CCTV¦ ACU¦ P¦ T-1¦ (P1:200x200x100)¦ ES-1¦ (P4:200x200x100)¦ ELE-2¦ DOWN TO 지하 1층 E/L¦ ES-3¦ ELE-1¦ MATCH LINE DWG No. "S1-TA-S03-DB-026-1.dwg"¦ (P3:200x200x100)¦ Y03¦ Y04¦ Y02¦ Y01¦ Y00¦ X00¦ X01¦ X02¦ X03¦ X04¦ X05¦ X06¦ X07¦ X08¦ X09¦ X10¦ X11¦ X13¦ X12¦ E/V¦ UP¦ UP¦ UP¦ UP¦ 화 장 실¦ 대 합 실¦ (P2:300x300x200)¦ C-1¦ TRAY (300x100)¦ vmh¦ vmh¦ vmh¦ vmh¦ vmh¦ NOTE¦ 1. 광케이블, 전원/접지케이블 (OF-SM-4Core, CV 3C/2.5㎟)¦ 2. 승강장 ANT설치위치: 열차 진행방향 정거장 시종점부에 설치¦ 2. 광케이블, 전원/접지케이블 (OF-SM-8Core, CV 3C/2.5㎟)¦ 임대상가¦ 임대상가¦ TRAY (300x100)¦ (28) FR-CV 3C/4.0㎟x1조 [CA POWER]¦ 스피드돔¦ (16) OF-SM-8C(난연)x1조(CAMERA) ¦ (16) FR-CV 3C/4.0㎟x1조(CAMERA) ¦ (16) OF-SM-8C(난연)x1조(CAMERA) ¦ (16) FR-CV 3C/4.0㎟x1조(CAMERA) ¦ (16) OF-SM-8C(난연)x1조(CAMERA) ¦ (16) FR-CV 3C/4.0㎟x1조(CAMERA) ¦ OF-SM-8C(난연)x1조(CAMERA) ¦ FR-CV 3C/4.0㎟x1조(CAMERA) ¦ (16) OF-SM-8C(난연)x1조(CAMERA) ¦ (16) FR-CV 3C/4.0㎟x1조(CAMERA) ¦ (16) OF-SM-8C(난연)x1조(CAMERA) ¦ (16) FR-CV 3C/4.0㎟x1조(CAMERA) ¦ OF-SM-8C(난연)x3조(CAMERA) ¦ FR-CV 3C/4.0㎟x3조(CAMERA) ¦ 지하철 903정거장¦ 김포공항¦ 공항시장¦ 신방화¦ 1/400¦ S = 1 / 400¦ 903정거장 CCTV,TDI,시계설비 지하1층 신설평면도(1/2)¦ 903정거장 CCTV,TDI,시계설비 지하1층¦ 신설평면도(1/2)¦ T¦ 7¦ 0¦ 0¦ 5¦ 0¦ 3¦ 4¦ 0¦ 1¦ CCTV(기존동축활용)¦ 0¦ P¦
| 1단계_정거장 - 복사본 | 1단계_정거장 - 복사본 | 016. T1001026-012 910정거장 출입통제설비 CABLE WIRING DIAGRAM (철거).dwg | 통신기계실¦ ELE-4 (지상층)¦ ELE-3 (대합실)¦ ELE-2 (지상층)¦ ELE-1 (대합실)¦ ELE-5 (대합실)¦ ELE-6 (대합실)¦ ES-1 (외부계단출입구)¦ ES-2 (외부계단출입구)¦ ES-3 (외부계단출입구)¦ ES-4 (외부계단출입구)¦ ES-5 (대합실)¦ ES-6 (대합실)¦ ES-7 (대합실)¦ T-1 (화장실.여)¦ P-1 (승강장)¦ P-2 (승강장)¦ P-4 (승강장)¦ P-5 (승강장)¦ AGM-1 (대합실)¦ ATVM-1 (대합실)¦ C-1 ( (대합실)¦ COMM-1 (통신기계실)¦ 안전관리실¦ 대합실¦ ELEC-1 (전기실)¦ ES-8 (대합실)¦ ELE-7 (승강장)¦ ELE-8 (승강장)¦ P-3 (승강장)¦ P-6 (승강장)¦ 발매기실¦ 출입¦ 통제¦ 시스템¦ (ACU)¦ UTP Cat.5E 4Px8조 (출입통제)¦ 용역원대기실¦ C/R¦ C/R¦ C/R¦ C/R¦ AGM-2 (대합실)¦ 910정거장 출입통제설비 CABLE WIRING DIAGRAM (철거)¦ 910정거장 출입통제설비 CABLE WIRING DIAGRAM (철거)¦ S = NONE¦ NONE¦ 지하철 910정거장¦ 등촌¦ 염창¦ 신목동¦ T¦ 1¦ 0¦ 0¦ 1¦ 0¦ 2¦ 6¦ 2¦ 0¦ 1¦
| 1단계_정거장 - 복사본 | 1단계_정거장 - 복사본 | 071. T9103038-024 행선안내 표시기 현장 설치도.dwg | \A1;478¦ \A1;340¦ \A1;660¦ \A1;660¦ \A1;2,120¦ -¦ T¦ 0¦ 0¦ 0¦ 0¦ 0¦ 0¦ 0¦ 0¦ 0¦ 0¦ 공통¦ FRONT VIEW¦ SIDE VIEW¦ 1. 도장 색상 : Dark Gray¦ 2. 표시기 Weight : 약 200 Kg¦ NOTE¦ \A1;200¦ \A1;500¦ 3.2¦ t¦ 84 X ¦ \A1;500¦ t5¦ M10(W3/8) 전장:80Cm¦ %%c¦ 나사길이:40Cm¦ 인장강도:2,160Kg¦ 적합드릴:14.4¦ 40" LCD¦ 행선안내 표시기 현장 설치도¦ 행선안내 표시기 현장 설치도¦ S = NONE¦ NONE¦ 공통¦ T¦ 9¦ 1¦ 0¦ 3¦ 0¦ 3¦ 8¦ 0¦ 2¦ 4¦ \A1;3,000¦
| 1단계_정거장 - 복사본 | 1단계_정거장 - 복사본 | 008. T1001026-004 917정거장 방송설비 CABLE WIRING DIAGRAM.dwg | -¦ T¦ 7¦ 0¦ 0¦ 3¦ 0¦ 3¦ 4¦ 0¦ 1¦ 6¦ 통신기계실¦ HIV 1.5㎟x2조¦ HIV 1.5㎟x3조¦ HIV 1.5㎟x4조¦ HIV 1.5㎟x4조¦ 공조기계실-1¦ 전기실¦ 비상전원실¦ 이동통신기계실¦ 기능실복도¦ 용역원대기실¦ 대합실¦ 119 구조대¦ 편의점¦ 승강장상선¦ 승강장하선¦ 지하1층¦ 지하2층¦ 안전관리실¦ 공조기계실-2¦ 장애자화장실¦ 화장실 (남,여)-1,2,3¦ PSD실 (상선)¦ PSD실 (하선)¦ 통신기계실¦ 발매기실-1,2¦ x54¦ x6¦ x6¦ x2¦ x2¦ x2¦ x21¦ x21¦ x5¦ x2¦ x2¦ 119 구조대 창고¦ 119 구조대 침실x3¦ 임대상가 1¦ 용역창고¦ x2¦ x3¦ .¦ P¦ A¦ A¦ M¦ P¦ R¦ A¦ C¦ K¦ 917정거장 방송설비 CABLE WIRING DIAGRAM¦ 917정거장 방송설비 CABLE WIRING DIAGRAM¦ S = NONE¦ NONE¦ 지하철 917정거장¦ 샛강¦ 노량진¦ 노들¦ T¦ 1¦ 0¦ 0¦ 1¦ 0¦ 2¦ 6¦ 0¦ 0¦ 4¦
| 1단계_정거장 - 복사본 | 1단계_정거장 - 복사본 | 055. T9103066-002 916정거장 안전관리실 기기배치도 및 바닥 TRAY 설치도.dwg | \A1;7,500¦ \A1;2,131¦ \A1;17,131¦ \A1;4,125¦ \A1;800¦ \A1;800¦ \A1;1,241¦ \A1;814¦ \A1;549¦ \A1;800¦ \A1;1,000¦ \A1;2,131¦ \A1;7,500¦ \A1;7,500¦ \A1;17,131¦ \A1;4,125¦ \A1;4,101¦ \A1;1,181¦ TRAY 설치도¦ 906정거장 안전관리실 기기배치도 및 바닥¦ -¦ T¦ 0¦ 0¦ 0¦ 0¦ 0¦ 0¦ 0¦ 0¦ 0¦ 0¦ X00¦ X-00¦ X-01¦ Y03¦ 안전관리실¦ 행선안내¦ 행선안내¦ SMS¦ PRINTER¦ PSD 제어반¦ 설비자동제어반¦ 화재탐지반¦ 조명제어반¦ CCTV 및 통신종합집중관리반¦ 종합집중관리¦ 설비 콘솔1¦ 종합집중관리¦ 설비 콘솔2¦ TRAY (W300xH100)¦ \pi17.324;{\C0;AFC GATE용}¦ \pi127.93;{\C0;L-AFC}¦ \pi24.66;{\C0;접지단자함}¦ \pi81.498;{\C0;UTP 25P}¦ \pi96.128;{\C0;IDF 25P}¦ (28)x6¦ (28)x3¦ (28)x3¦ X00¦ X-00¦ X-01¦ Y03¦ 안전관리실¦ 행선안내¦ 행선안내¦ SMS¦ PSD 제어반¦ 설비자동제어반¦ 화재탐지반¦ 조명제어반¦ CCTV 및 통신¦ 종합집중관리¦ 설비 콘솔1¦ 종합집중관리¦ 설비 콘솔2¦ \A1;900¦ \A1;2,500¦ \A1;814¦ \A1;400¦ TRAY (W300xH100)¦ \pi34.647;{\C0;AFC GATE용}¦ \pi255.87;{\C0;L-AFC}¦ \pi49.321;{\C0;접지단자함}¦ \pi163;{\C0;UTP 25P}¦ \pi192.26;{\C0;IDF 25P}¦ (28)x6¦ (28)x3¦ (28)x3¦ \A1;800¦ Equipment Schedule¦ 1¦ 번 호¦ 장 비 명¦ 규 격 (W x D x H)¦ 행선안내¦ 1200x750x1000¦ 설비자동제어반¦ 화재탐지반¦ 조명제어반¦ CCTV 및 통신종합집중관리반¦ PSD 제어반¦ SMS¦ PRINTER¦ 종합집중관리 설비 콘솔1¦ 종합집중관리 설비 콘솔2¦ 1000x600x1600¦ 1800x600x1800¦ 864x600x2304¦ 1768x600x1600¦ 800x800x2000¦ 650x800x1000¦ 700x800x750¦ 600x600x1600¦ 600x600x1600¦ 6¦ 5¦ 4¦ 3¦ 2¦ 10¦ 9¦ 8¦ 7¦ 종합집중관리반¦ 축척 - 2배확대¦ (LSE 2)¦ (LSE 1)¦ 916정거장 안전관리실 기기배치도 및 바닥 TRAY 설치도¦ S = 1/50¦ 1/50¦ 지하철 916정거장¦ 여의도¦ 샛강¦ 노량진¦ TRAY 설치도¦ 916정거장 안전관리실 기기배치도 및 바닥¦ 9¦ 1¦ 0¦ 3¦ 0¦ 6¦ 6¦ 0¦ 0¦ 2¦ T¦ \A1;7,500¦
| 1단계_정거장 - 복사본 | 1단계_정거장 - 복사본 | 039. T7003034-008 902정거장 방송설비 지하3층신설평면도(2-3).dwg | ~¦ 8150¦ 3550¦ 8240¦ 9020¦ 8840¦ 26100¦ 11700¦ ES.DN¦ ES.UP¦ ES.UP¦ ES.DN¦ ES.DN¦ ES.UP¦ ES.UP¦ ES.DN¦ ES.DN¦ ES.UP¦ ES.UP¦ ES.DN¦ ES.DN¦ ES.UP¦ ES.UP¦ ES.DN¦ DN¦ DN¦ UP¦ UP¦ UP¦ UP¦ DN¦ DN¦ UP¦ ES.UP¦ ES.DN¦ 창고-1¦ 승강장¦ 창고-2¦ 승강장¦ 00¦ Y¦ 01¦ Y¦ 02¦ Y¦ 03¦ Y¦ Y¦ 04¦ X¦ 01¦ X¦ 02¦ X¦ 03¦ X¦ 04¦ 05¦ X¦ 06¦ X¦ 07¦ X¦ 08¦ X¦ 09¦ X¦ 10¦ X¦ 11¦ X¦ 12¦ X¦ 13¦ X¦ 14¦ X¦ X¦ 14¦ 7500¦ 7500¦ 7500¦ 7500¦ 7500¦ 7500¦ 7500¦ 7500¦ 7500¦ 7500¦ 7500¦ 7500¦ 7500¦ P¦ P¦ PB(400X400X200)¦ UP TO B2¦ A¦ PB(400X400X200)¦ C¦ (22)CPEV 5P/.65(M.CON)¦ (22)CV 3.5 /2C(M.POW)¦ (22)CPEV 5P/.65(KP)¦ (22)VCT 2.0 /2C(KP POW)¦ P¦ PB(300X300X200)¦ G¦ (22)CPEV 5P/.65(KP)¦ (22)VCT 2.0 /2C(KP POW)¦ (22)CPEV 5P/.65(KP)¦ (22)VCT 2.0 /2C(KP POW)¦ P¦ P¦ PB(500X500X300)¦ 25P¦ C¦ INT¦ UP TO B2¦ K¦ B¦ D¦ P¦ C¦ (36)CV 3.5 /2CX2(C.POW)¦ (16)5C-2V(C.POW)¦ P¦ P¦ PB(200X200X100)¦ PB(500X500X300)¦ PB(500X500X300)¦ G¦ F¦ H¦ J¦ C¦ (22)CPEV 5P/.65(KP)¦ (22)VCT 2.0 /2C(KP POW)¦ C¦ P¦ C¦ P¦ E¦ G¦ P¦ PB(300X300X200)¦ G¦ (22)CPEV 5P/.65(KP)¦ (22)VCT 2.0 /2C(KP POW)¦ PB(400X400X300)¦ (36)CV 3.5 /2CX2(C.POW)¦ (16)5C-2V(C.POW)¦ (22)5C-2VX2(MONITOR)¦ 25P¦ I¦ PB(300X300X200)¦ (16)HIV1.2X4¦ 광복합케이블2조(통신TRAY):해외지급분¦ 여장:30M¦ OFSM 4COREx2¦ F-GV 14 x2¦ F-CV 2.0 /2Cx2¦ 승강장하부 TRAY이용(해외시공)¦ OFSM 4COREx2¦ F-GV 14 x2¦ F-CV 2.0 /2Cx2¦ 승강장하부 TRAY이용(해외시공)¦ UP TO 지하1층 통신기계실(9호선)¦ UP TO B1F 통신기계실(9호선)¦ P¦ (22)CV 3.5 /2C(C.POW)¦ (16)5C-2V(C.POW)¦ E/V-3¦ E/V-4¦ E/S-1¦ 게이트3¦ E/S-2¦ HIV1.2X4(SP)¦ DOWN TO B2¦ DUCT(300X100)¦ UTP CAT.5 4PX2(INT)¦ A¦ (16)IV1.2X2(CL)¦ (16)HIV1.2X5(SP)¦ B¦ (16)IV1.2X2(CL)¦ (16)HIV1.2X3(SP)¦ C¦ (16)IV1.2X2(CL)¦ (16)HIV1.2X7(SP)¦ D¦ (16)IV1.2X2(CL)¦ (16)HIV1.2X3(SP)¦ E¦ (16)IV1.2X2(CL)¦ (16)HIV1.2X7(SP)¦ F¦ (16)IV1.2X2(CL)¦ (16)HIV1.2X3(SP)¦ G¦ (16)IV1.2X2(CL)¦ (16)HIV1.2X7(SP)¦ H¦ (16)IV1.2X2(CL)¦ (16)HIV1.2X3(SP)¦ (22)CPEV 5P/.65(KP)¦ (22)VCT 2.0 /2C(KP POW)¦ I¦ (16)IV1.2X2(CL)¦ (16)HIV1.2X7(SP)¦ J¦ HIV1.2X16(SP)¦ 5C-HFBT¦ IV1.2X4(CL)¦ K¦ UP TO B2¦ DUCT(600X100)¦ 지하철 902정거장¦ 김포공항¦ 공항시장¦ 1/400¦ 902정거장 방송설비 지하3층 신설평면도(2/3)¦ S = 1/400¦ 902정거장 방송설비 지하3층 신설평면도(2/3)¦ 개화¦ (기설활용)¦ T¦ 7¦ 0¦ 0¦ 3¦ 0¦ 3¦ 4¦ 0¦ 0¦ 8¦
| 1단계_정거장 - 복사본 | 1단계_정거장 - 복사본 | 066. T7009934-005 903정거장 출입통제설비 지하1층 철거 평면도-1.dwg | KEY PLAN¦ \A1;5,000¦ \A1;5,000¦ \A1;5,000¦ \A1;5,000¦ \A1;5,000¦ \A1;5,000¦ \A1;4350¦ \A1;4350¦ \A1;7450¦ \A1;23600¦ \A1;7450¦ \A1;7,500¦ \A1;7,500¦ \A1;7,500¦ \A1;7,500¦ \A1;7,500¦ \A1;7,500¦ \A1;7,500¦ L¦ MATCH LINE DWG No. "S1-TA-S03-DB-026-1.dwg"¦ 903정거장 출입통제설비 지하1층 철거 평면도 (1/2)¦ S = 1 / 400¦ Y03¦ Y04¦ Y02¦ Y01¦ Y00¦ X00¦ X01¦ X02¦ X03¦ X04¦ X05¦ X06¦ X07¦ X08¦ X09¦ X10¦ X11¦ X13¦ X12¦ E/V¦ UP¦ UP¦ UP¦ UP¦ 화 장 실¦ 대 합 실¦ (28) ECX 5C-2Vx3조 (CAMERA)¦ (28) ECX 5C-2Vx3조 (CAMERA)¦ 임대상가¦ 임대상가¦ 903정거장 출입통제설비 지하1층 철거 평면도 (1/2)¦ 1 / 400¦ 지하철 903정거장¦ 김포공항¦ 공항시장¦ 신방화¦ T¦ 7¦ 0¦ 0¦ 9¦ 9¦ 3¦ 4¦ 5¦ 0¦ 0¦ P¦
| 1단계_정거장 - 복사본 | 1단계_정거장 - 복사본 | 053. T9103075-001 912정거장 역사 L3스위치 인터페이스 구성도.dwg | NONE¦ 912(선유도)정거장 역사 L3 스위치 인터페이스 구성도¦ S = NONE¦ NMS¦ 시리얼 통신장치¦ 역사 L3 스위치-A¦ 역사 L3 스위치-B¦ B¦ A¦ B¦ PDP분배반¦ 전원 A¦ 전원 B¦ 10G 라인카드¦ 10G 라인카드¦ 10/ 100/ 1000Base-T¦ PDP분배반¦ 전원 A¦ 전원 B¦ 10G 라인카드¦ 10G 라인카드¦ 10/ 100/ 1000Base-T¦ 기계설비¦ CTC-1¦ VTS(대열차)¦ UPS¦ 사령전화¦ 방송설비¦ 중앙집중¦ CCTV¦ NTP¦ 교환기¦ 종합무선¦ AFC#1¦ PSD용 신호회선¦ SCADA MMI¦ 열차무선¦ 출입통제¦ PSD¦ 행선안내¦ AFC#3¦ CTC-2¦ AFC#2¦ A¦ 역사백본¦ 전송설비 과업¦ 타시스템 과업¦ 역사백본¦ -철 거-¦ 912정거장 역사 L3스위치 인터페이스 구성도¦ NONE¦ T¦ 9¦ 1¦ 0¦ 3¦ 0¦ 7¦ 5¦ 0¦ 0¦ 1¦ 912¦ 913¦ 911¦ 903¦ 902¦ 904¦
| 1단계_정거장 - 복사본 | 1단계_정거장 - 복사본 | 017. T1001026-013 917정거장 신호통신기계실 & 안전관리실 CABLE WIRING DIAGRAM.dwg | 공통접지 단자함¦ FR-CVVSB 4P/1.5㎟ (연선전화)¦ FR-CVVSB 4P/1.5㎟ (연선전화)¦ 발매기실 접지단자함 (AFC)¦ F-GV 50㎟x1조¦ F/S(J.F) 0.65x25P (50%%%차폐) 직통전화¦ F/S(J.F) 0.65x25P (50%%%차폐) 직통전화¦ From: 916 ¦ To: 918 ¦ From: 916 ¦ To: 918 ¦ From: 916 ¦ To: 918 ¦ From: 916 ¦ To: 918 ¦ OF-SM 46Core (상선)¦ OF-SM 46Core (상선)¦ OF-SM 46Core (하선)¦ OF-SM 46Core (하선)¦ F-GV 6.0㎟x9조¦ OFD¦ 배선반¦ ADM¦ CCTV MATRIX RACK¦ 부모시계¦ 열차무선 장치¦ 종합무선 중계장치¦ UPS¦ 분전반¦ 종합집중관리 콘솔¦ 화재수신반¦ 광점퍼코드 (FC-PC)x4조¦ 광점퍼코드 (FC-PC)x4조¦ UTP Cat.5E 25Px10조¦ UTP Cat.5E 4Px1조 (DATA)¦ UL 2464-AMESB 24AWGx16Cx3조(방송)¦ P.A AMP RACK¦ FR-CV 4C/25㎟x2조¦ FR-CV 3C/4.0㎟¦ FR-CV 3C/4.0㎟¦ FR-CV 3C/6.0㎟¦ FR-CV 3C/4.0㎟¦ FR-CV 3C/6.0㎟¦ F-GV 6.0㎟x1조¦ F-GV 6.0㎟x2조¦ F-GV 6.0㎟x4조¦ F-GV 6.0㎟x5조¦ F-GV 6.0㎟x7조¦ F-GV 6.0㎟x8조¦ 통신기계실¦ UTP Cat.5E 4Px4조 (영상)¦ UTP Cat.5E 25Px2조 (CONSOLE)¦ FR-CV 3C/4.0㎟¦ 접지단자함 (AFC)¦ F-GV 50㎟x1조¦ 접지단자함 (통신)¦ UTP Cat.5E 25Px1조 (CCTV)¦ F-GV 6㎟x1조¦ F-GV 50㎟x1조¦ F-GV 50㎟x1조¦ 분전반¦ 출입통제 (ACU)¦ UTP Cat.5E 4Px1조 (DATA)¦ FR-CV 3C/4.0㎟¦ F-GV 6.0㎟x6조¦ 행선안내게시기 (LSE)¦ 안전관리실¦ UTP Cat.5E 25Px1조 (LSE)¦ FR-CV 3C/6.0㎟¦ UTP Cat.5E 4Px1조 (화재탐지용)¦ UL 2464-AMESB 24AWG 16Cx2조 (방송), CPEV 0.9 5Px1조, UL 2464-AMESB 24AWG 4Cx1조¦ UTP Cat.5E 4Px1조 (자동방송)¦ 사령전화 역장치¦ 종합집중관리 장치¦ CCTV 콘솔¦ 방송원격조정기¦ UTP Cat.5E 4Px1조¦ UTP Cat.5E 4Px1조¦ UTP Cat.5E 4Px1조¦ CPEV 0.9 5Px1조¦ UTP Cat.5E 4Px1조¦ UTP Cat.5E 4Px1조¦ HFC-12Dx1조¦ F-GV 16㎟x1조¦ 광점퍼코드 (FC-PC)x2조¦ F-GV 6.0㎟x2조¦ F-GV 6.0㎟x1조¦ FR-CV 3C/6.0㎟¦ UTP Cat.5E 4Px1조 (UPS NMS)¦ F-GV 6㎟x1조¦ 역단위 전산기 (SMS)¦ L-M 분전반¦ FR-CV 3C/2.5㎟¦ FR-CV 3C/4㎟¦ UTP Cat.5E 25Px1조¦ UTP Cat.5E 25Px1조¦ UTP Cat.5E 4Px1조¦ FR-CV 3C/4.0㎟¦ OF-SM 48Core (상선)¦ From: 916정거장 ¦ OF-SM 48Core (하선)¦ OF-SM 48Core (상선)¦ OF-SM 48Core (하선)¦ To: 918정거장 ¦ *전송(IP-MPLS) 및 열차무선(LTE-R)의 전원 및 신호계통은 별도 도면 참조¦ *점선( ) : 철거, 실선( ) : 신설¦ UTP Cat.5E 25Px2조¦ 단자함, OFD¦ OF-SM-24CORE X1조¦ From: 916정거장 ¦ 917정거장 신호통신기계실 & 안전관리실 CABLE WIRING DIAGRAM¦ 917정거장 신호통신기계실 & 안전관리실 CABLE WIRING DIAGRAM¦ S = NONE¦ NONE¦ 샛강¦ 노량진¦ 노들¦ T¦ 1¦ 0¦ 0¦ 1¦ 0¦ 2¦ 6¦ 0¦ 1¦ 3¦ T¦ 0¦ 0¦ 0¦ 0¦ 0¦ 0¦ 0¦ 0¦ 0¦ 0¦ OFD¦ 배선반¦ 전송설비¦ CCTV MATRIX RACK¦ 사령전화(역장치)¦ 열차무선 중계장치(SOR)¦ UPS¦ 분전반¦ 종합집중관리 콘솔¦ 화재수신반¦ 광점퍼코드x4¦ 광점퍼코드x2¦ UTP Cat.5E 25Px10¦ UL 2464-AMESB 24AWGx16Cx3(방송) , CPEV 0.65/5Px1 (Rail Condition)¦ CPEV 0.65/5Px1(Rail Condition)¦ P.A AMP RACK¦ F-CV 4C/25㎟¦ F-CV 3C/4.0㎟¦ F-CV 3C/4.0㎟¦ F-CV 3C/4.0㎟¦ F-CV 3C/4.0㎟¦ 전기공통접지 단자함¦ UTP Cat.5E 4Px1 (화재수신)¦ UL 2464-AMESB 24AWG 16Cx1 (방송)¦ F-GV 6.0㎟x1¦ F-GV 6.0㎟x2¦ F-GV 6.0㎟x4¦ F-GV 6.0㎟x5¦ F-GV 6.0㎟x7¦ F-GV 6.0㎟x8¦ 통신기계실¦ UTP Cat.5E 4Px4 (영상), UTP Cat.5E 25Px1 (제어)¦ UTP Cat.5E 25Px1 (CONSOLE)¦ F-CV 3C/4.0㎟¦ 접지단자함 (AFC)¦ F-GV 50㎟x1¦ 접지단자함 (통신)¦ UTP Cat.5E 25Px1 (CCTV)¦ F-GV 50㎟x1¦ 분전반((AFC)¦ OF-SM 72Core (상선)¦ Fom: 930정거장 ¦ OF-SM 72Core (하선)¦ To: 932정거장 ¦ 출입통제 (ACU)¦ UTP Cat.5E 4Px1 (DATA)¦ F-CV 3C/4.0㎟¦ F-GV 6.0㎟x6¦ F-GV 6.0㎟x3¦ 행선안내게시기 (LSE)¦ 역무관리실¦ UTP Cat.5E 25Px1 (LSE)¦ Fom: 930정거장 ¦ To: 932정거장 ¦ F-CV 2C/10㎟¦ UTP Cat.5E 4Px1 (화재수신)¦ UTP Cat.5E 4Px1 (화재수신)¦ 지하재방송(역장치)¦ 광점퍼코드x4(FM, TV, 예비)¦ M I S(역장치)¦ 광점퍼코드x12(상위망, 하위망)¦ F-CV 3C/4.0㎟¦ F-CV 3C/4.0㎟¦ F-GV 6.0㎟x9¦ F-GV 6.0㎟x10¦ F-GV 6.0㎟x11¦ 광점퍼코드x2¦ CPEV-S 0.9x10Px2조 직통전화, 연선전화¦ CPEV-S 0.9x10Px2조 직통전화, 연선전화¦ F-GV 6.0㎟x1¦ F-GV 6.0㎟x2¦ *전송(IP-MPLS) 및 열차무선(LTE-R)의 전원 및 신호계통은 별도 도면 참조¦ *점선( ) : 철거, 실선( ) : 신설¦ OF-SM 48Core (상선)¦ From: 930정거장 ¦ OF-SM 48Core (하선)¦ OF-SM 48Core (상선)¦ OF-SM 48Core (하선)¦ To: 932정거장 ¦
| 1단계_정거장 - 복사본 | 1단계_정거장 - 복사본 | 041. T7003034-005 913정거장 방송설비 지하2층 신설평면도 (3_3).dwg | CONSOLE¦ P¦ \A1;21,370¦ \A1;6,750¦ \A1;7,800¦ \A1;6,820¦ \A1;88,750¦ \A1;88,750¦ \A1;3,750¦ \A1;7,500¦ \A1;7,500¦ \A1;7,500¦ \A1;7,500¦ \A1;7,500¦ \A1;7,500¦ \A1;7,500¦ \A1;7,500¦ \A1;7,500¦ \A1;7,500¦ \A1;5,000¦ \A1;5,000¦ S = 1 / 400¦ 903정거장 방송설비 지하1층 신설평면도(2/2)¦ 1/400¦ 904정거장 방송설비 지하1층 신설평면도 (1/2)¦ 0¦ 0¦ 0¦ -¦ 0¦ 0¦ 0¦ 0¦ (기설활용)¦ -¦ T¦ 7¦ 0¦ 0¦ 3¦ 0¦ 3¦ 4¦ 0¦ 1¦ 6¦ KEY PLAN¦ : (16) HIV 1.5㎟x2조¦ NOTE¦ : (16) HIV 1.5㎟x5조¦ : (16) HIV 1.5㎟x6조¦ : (22) HIV 1.5㎟x7조¦ : (22) HIV 1.5㎟x8조¦ : (22) HIV 1.5㎟x10조¦ : (16) HIV 1.5㎟x4조¦ : (16) HIV 1.5㎟x3조¦ MATCH LINE DWG No. "S1-TA-S13-DB-019-0"¦ X31¦ X32¦ X33¦ X34¦ X35¦ X36¦ X37¦ X38¦ X39¦ X40¦ X41¦ X42¦ X43¦ Y00¦ Y02¦ Y05¦ Y07¦ Y01¦ Y03¦ Y06¦ Y04¦ DN¦ OPEN¦ 공조기계실¦ 안전관리실¦ 발매기실¦ 대합실¦ 외부출입구3¦ 외부출입구4¦ 내부계단4¦ 913 정거장¦ STA.14km831.097¦ (P11:200x200x100)¦ (P10:200x200x100)¦ B¦ A¦ A¦ A¦ (P12:200x200x100)¦ TRAY (600x150)¦ B¦ DOWN TO 안전관리실 ACCESS FLOOR¦ (16) UTP Cat.5E 4Px1조 (화재탐지용)¦ (22) UL 2464-AMESB 24AWG 16Cx1조 (PA)¦ (16) UL 2464-AMESB 24AWG 4Cx1조 (PA)¦ (16) UTP Cat.5E 4Px1조 (자동방송, 근접화재)¦ A¦ (16) CPEV 0.9/5Px1조 (PA)¦ UTP Cat.5E 4Px1조 (화재탐지용)¦ UL 2464 AMESB 24AWG 16Cx1조 (PA)¦ UL 2464 AMESB 24AWG 4Cx1조 (PA)¦ CPEV 0.9/5Px1조 (PA)¦ UTP Cat.5E 4Px1조 (자동방송, 근접화재)¦ 벽부형 스피커 이동¦ 벽부형 3W : 2 EA¦ 천정형 3W : 20 EA¦ 지하철 913정거장¦ 선유도¦ 당산¦ 국회의사당¦ S = 1 / 400¦ 913정거장 방송설비 지하2층 신설평면도(3/3)¦ 1/400¦ 913정거장 방송설비 지하2층 신설평면도 (3/3)¦ (기설활용)¦ T¦ 7¦ 0¦ 0¦ 3¦ 0¦ 3¦ 4¦ 0¦ 0¦ 5¦
| 1단계_정거장 - 복사본 | 1단계_정거장 - 복사본 | 042. T7005034-010 912정거장 CCTV,TDI,시계설비 지하3층 철거평면도 (2_2).dwg | G¦ P¦ \A1;2,400¦ \A1;30,700¦ \A1;12,950¦ \A1;30,000¦ \A1;7,500¦ \A1;7,500¦ \A1;7,500¦ \A1;86,250¦ \A1;7,500¦ \A1;7,500¦ \A1;7,500¦ \A1;7,500¦ \A1;7,500¦ \A1;7,500¦ \A1;3,750¦ \A1;7,500¦ \A1;7,500¦ \A1;21,750¦ \A1;34,500¦ \A1;2,400¦ \A1;12,950¦ MATCH LINE DWG No. "S1-TA-S12-DB-022-0"¦ C¦ (22) ECX 5C-2Vx2조 (CAMERA)(기존활용)¦ (22) ECX 5C-2Vx2조 (CAMERA)(기존활용)¦ D¦ (28) FR-CV 3C/4.0㎟x1조 (TDI POWER)¦ (16) UL 2919-AMESB 24AWG 4Px1조 (TDI)¦ (22) ECX 5C-2Vx2조 (CAMERA)(기존활용)¦ B¦ (28) FR-CV 3C/4.0㎟x1조 (TDI POWER)¦ (16) UL 2919-AMESB 24AWG 4Px1조 (TDI)¦ UP TO 지하2층¦ (16) ECX 5C-2Vx1조 (CAMERA)(기존활용)¦ A¦ (28) FR-CV 3C/4.0㎟x1조 (TDI POWER)¦ (16) UL 2919-AMESB 24AWG 4Px1조 (TDI)¦ (36) FR-CV 3C/4.0㎟x2조 (TDI POWER)¦ (28) UL 2919-AMESB 24AWG 4Px2조 (TDI)¦ KEY PLAN¦ X25¦ X26¦ X27¦ X28¦ X29¦ X30¦ X31¦ X32¦ X33¦ X34¦ X35¦ X36¦ Y00¦ Y02¦ Y03¦ Y06¦ Y04¦ UP¦ UP¦ PSD 기계실¦ 승강장¦ PSD 기계실¦ 승강장¦ 912 정거장¦ STA.13km796.097¦ (28) FR-CV 3C/4.0㎟x1조 (TDI POWER)¦ (16) UL 2919-AMESB 24AWG 4Px1조 (TDI)¦ (16) ECX 5C-2Vx1조 (CAMERA)(기존활용)¦ A¦ C¦ P-2¦ (P23:300x300x200)¦ FR-CV 3C/4.0㎟x2조 (TDI POWER)¦ UL 2919-AMESB 24AWG 4Px2조 (TDI)¦ ECX 5C-2Vx2조 (CAMERA)(기존활용)¦ TRAY (900x150)¦ (16) ECX 5C-2Vx1조 (CAMERA)(기존활용)¦ A¦ D¦ FR-CV 3C/4.0㎟x2조 (TDI POWER)¦ UL 2919-AMESB 24AWG 4Px2조 (TDI)¦ ECX 5C-2Vx2조 (CAMERA)(기존활용)¦ TRAY (900x150)¦ UP TO 지하2층¦ (P20:100x100x100)¦ TRAY (600x150)¦ UP TO 지하2층¦ C¦ (P22:300x300x200)¦ ELE-9¦ ELE-10¦ (P21:100x100x100)¦ TRAY (600x150)¦ UP TO 지하2층¦ P-4¦ ECX 5C-2Vx1조 (CAMERA)(기존활용)¦ (16) ECX 5C-2Vx1조 (CAMERA)(기존활용)¦ ECX 5C-2Vx1조 (CAMERA)(기존활용)¦ (16) ECX 5C-2Vx1조 (CAMERA)(기존활용)¦ B¦ (16) UTP Cat.5E 4Px2조 (TDI)¦ (28) OF-MM-12Core(난연)x1조 (TDI)¦ (16) UTP Cat.5E 4Px2조 (TDI)¦ (28) OF-MM-12Core(난연)x1조 (TDI)¦ (22) UTP Cat.5E 4Px4조 (TDI)¦ (28)x2 OF-MM-12Core(난연)x1조x2 (TDI)¦ (16) UTP Cat.5E 4Px2조 (TDI)¦ (28) OF-MM-12Core(난연)x1조 (TDI)¦ UTP Cat.5E 4Px4조 (TDI)¦ OF-MM-12Core(난연)x2조 (TDI)¦ (16) UTP Cat.5E 4Px2조 (TDI)¦ (28) OF-MM-12Core(난연)x1조 (TDI)¦ UTP Cat.5E 4Px4조 (TDI)¦ OF-MM-12Core(난연)x2조 (TDI)¦ NOTE¦ 1. 광케이블, 전원/접지케이블 (OF-SM-4Core, CV 3C/2.5㎟)¦ 3. 승강장 ANT설치위치: 열차 진행방향 정거장 시종점부에 설치¦ 2. 광케이블, 전원/접지케이블 (OF-SM-8Core, CV 3C/2.5㎟)¦ 본선 TRAY 이용¦ OF-SM-4Cx1조 [공간화상)(철거)¦ F-CV 3C/2.5㎟x1조 (공간화상)(철거)¦ 본선 TRAY 이용¦ OF-SM-4Cx1조 [공간화상)(철거)¦ F-CV 3C/2.5㎟x1조 (공간화상)(철거)¦ OF-SM-4Cx1조 [공간화상)(철거)¦ F-CV 3C/2.5㎟x1조 (공간화상)(철거)¦ 본선 TRAY 이용¦ OF-SM-4Cx1조 [공간화상)(철거)¦ F-CV 3C/2.5㎟x1조 (공간화상)(철거)¦ 본선 TRAY 이용¦ OF-SM-4Cx1조 [공간화상)(철거)¦ F-CV 3C/2.5㎟x1조 (공간화상)(철거)¦ 본선 TRAY 이용¦ OF-SM-4Cx1조 [공간화상)(철거)¦ F-CV 3C/2.5㎟x1조 (공간화상)(철거)¦ OF-SM-4Cx1조 [공간화상)(철거)¦ F-CV 3C/2.5㎟x1조 (공간화상)(철거)¦ (28) FR-CV 3C/4.0㎟x1조 (TDI POWER)¦ (16) UL 2919-AMESB 24AWG 4Px1조 (TDI)¦ (16) UTP Cat.5E 4Px2조 (TDI)¦ (28) OF-MM-12Core(난연)x1조 (TDI)¦ vmh¦ vmh¦ vmh¦ vmh¦ (철거)¦ 지하철 912정거장¦ 신목동¦ 선유도¦ 당산¦ 1/400¦ S = 1 / 400¦ 912정거장 CCTV,TDI,시계설비 지하3층 철거평면도(2/2)¦ 912정거장 CCTV,TDI,시계설비 지하3층¦ 철거평면도(2/2)¦ T¦ 7¦ 0¦ 0¦ 5¦ 0¦ 3¦ 4¦ 0¦ 1¦ 0¦ CCTV(기존동축활용)¦ P¦
| 1단계_정거장 - 복사본 | 1단계_정거장 - 복사본 | 062. T7009934-001 903정거장 출입통제설비 지하1층 평면도-1.dwg | KEY PLAN¦ \A1;5,000¦ \A1;5,000¦ \A1;5,000¦ \A1;5,000¦ \A1;5,000¦ \A1;5,000¦ \A1;4350¦ \A1;4350¦ \A1;7450¦ \A1;23600¦ \A1;7450¦ \A1;7,500¦ \A1;7,500¦ \A1;7,500¦ \A1;7,500¦ \A1;7,500¦ \A1;7,500¦ \A1;7,500¦ L¦ MATCH LINE DWG No. "S1-TA-S03-DB-026-1.dwg"¦ Y03¦ Y04¦ Y02¦ Y01¦ Y00¦ X00¦ X01¦ X02¦ X03¦ X04¦ X05¦ X06¦ X07¦ X08¦ X09¦ X10¦ X11¦ X13¦ X12¦ E/V¦ UP¦ UP¦ UP¦ UP¦ 화 장 실¦ 대 합 실¦ (28) ECX 5C-2Vx3조 (CAMERA)¦ (28) ECX 5C-2Vx3조 (CAMERA)¦ 임대상가¦ 임대상가¦ 903정거장 출입통제설비 지하1층 평면도 (1/2)¦ 1 / 400¦ 지하철 903정거장¦ 김포공항¦ 공항시장¦ 신방화¦ 903정거장 출입통제설비 지하1층 평면도 (1/2)¦ S = 1/400¦ T¦ 7¦ 0¦ 0¦ 9¦ 9¦ 3¦ 4¦ 0¦ 0¦ 1¦ P¦
| 1단계_정거장 - 복사본 | 1단계_정거장 - 복사본 | 044. T7009934-002 909정거장 출입통제설비 지하1층 평면도 (2_2).dwg | \A1;7,900¦ \A1;28,000¦ \A1;7,600¦ \A1;7,900¦ \A1;6,100¦ \A1;6,100¦ \A1;5,000¦ \A1;5,000¦ \A1;5,000¦ \A1;5,000¦ \A1;5,000¦ \A1;5,000¦ \A1;5,000¦ \A1;7,500¦ \A1;7,500¦ \A1;7,500¦ \A1;7,500¦ \A1;7,500¦ \A1;7,500¦ \A1;7,500¦ \A1;7,500¦ \A1;2,537¦ \A1;5,000¦ \A1;5,000¦ \A1;5,000¦ \A1;5,000¦ \A1;5,000¦ \A1;5,000¦ \A1;77,538¦ \A1;30,000¦ \A1;137,537¦ \A1;107,537¦ \A1;30,000¦ \A1;5,000¦ \A1;5,000¦ UP¦ 운영원대기실¦ CO2실¦ 내부계단 3¦ 비상전원실¦ 안전관리실¦ 발매기실 2¦ 변전실¦ 전 기 실¦ 창 고¦ 내부계단 4¦ 909 정거장¦ STA.10km845.167¦ 외부계단 3¦ 공조기계실(PIT)¦ CO2실¦ (16) UTP Cat.5E 4Px2조 (출입통제)¦ UTP Cat.5E 4Px4조 (출입통제)¦ MATCH LINE¦ MATCH LINE¦ KEY PLAN¦ Y04¦ Y03¦ Y02¦ Y01¦ Y00¦ X10¦ X12¦ X14¦ X16¦ X18¦ X20¦ X22¦ X24¦ X26¦ X27¦ X28¦ X29¦ X30¦ X31¦ X32¦ X33¦ MATCH LINE¦ MATCH LINE DWG No. "S1-TA-S09-DB-017-0"¦ (P25:200x200x100)¦ MATCH LINE¦ UTP Cat.5E 4Px8조 (출입통제)¦ UTP Cat.5E 4Px2조 (출입통제)¦ (16) UTP Cat.5E 4Px2조 (출입통제)¦ UTP Cat.5E 4Px6조 (출입통제)¦ (16) UTP Cat.5E 4Px2조 (출입통제)¦ (16) UTP Cat.5E 4Px2조 (출입통제)¦ UTP Cat.5E 4Px2조 (출입통제)¦ 909정거장 출입통제설비 지하1층 평면도 (2/2)¦ 909정거장 출입통제설비 지하1층 평면도 (2/2)¦ S = 1 / 400¦ 1/400¦ 지하철 909정거장¦ 가양¦ 등촌¦ 염창¦ T¦ 7¦ 0¦ 0¦ 9¦ 9¦ 3¦ 4¦ 0¦ 0¦ 2¦ P¦ C/R¦
| 1단계_정거장 - 복사본 | 1단계_정거장 - 복사본 | 022. T7001034-005 918정거장 전화설비 지하1층 철거평면도 (1_2).dwg | IP¦ INT¦ AMP¦ 배선반¦ KT¦ H¦ M¦ CONSOLE¦ \A1;7,500¦ \A1;90,000¦ \A1;7,500¦ \A1;7,500¦ \A1;7,500¦ \A1;7,500¦ \A1;7,500¦ \A1;7,500¦ \A1;7,500¦ \A1;7,500¦ \A1;7,500¦ \A1;7,500¦ \A1;7,500¦ \A1;3,700¦ \A1;7,500¦ \A1;7,500¦ \A1;5,500¦ \A1;6,500¦ \A1;6,500¦ \A1;6,500¦ \A1;5,000¦ \A1;30,150¦ \A1;11,300¦ \A1;7,550¦ \A1;11,300¦ \A1;9,600¦ \A1;3,550¦ \A1;4,000¦ \A1;30,000¦ \A1;100¦ \A1;18,700¦ L¦ MATCH LINE DWG No. "S1-TA-D18-DB-008-0"¦ E/V¦ E/V¦ DOWN TO 통신기계실 ACCESS FLOOR¦ TRAY (600x150)¦ UTP Cat.5E 25Px3조 (안전관리실)¦ UTP Cat.5E 4Px4조 (임대상가)¦ UTP Cat.5E 4Px2조 (공조기계실-1)¦ UTP Cat.5E 4Px2조 (편의점)¦ UTP Cat.5E 4Px2조 (이동통신기계실)¦ A¦ UTP Cat.5E 25Px1조 (전기실)¦ UTP Cat.5E 25Px1조 (운영원대기실)¦ UTP Cat.5E 4Px2조 (공조기계실-2)¦ UTP Cat.5E 4Px2조 (용역원대기실)¦ UTP Cat.5E 25Px2조 (CONSOLE CONTROL, LSE)¦ UTP Cat.5E 25Px3조 (안전관리실)¦ UTP Cat.5E 4Px4조 (임대상가)¦ UTP Cat.5E 4Px2조 (편의점)¦ B¦ UTP Cat.5E 4Px2조 (공조기계실-2)¦ UTP Cat.5E 25Px2조 (CONSOLE CONTROL, LSE)¦ TRAY (300x100)¦ G¦ (54)x2 SPARE (KT LINE)¦ UTP Cat.5E 4Px3조 (승강장 공중전화)¦ C¦ UTP Cat.5E 4Px3조 (승강장 INT)¦ TRAY (300x100)¦ UTP Cat.5E 4Px3조 (승강장 공중전화)¦ D¦ UTP Cat.5E 4Px3조 (승강장 INT)¦ TRAY (900x150)¦ TRAY (300x100)¦ UTP Cat.5E 25Px3조 (안전관리실)¦ UTP Cat.5E 4Px4조 (임대상가)¦ UTP Cat.5E 4Px2조 (편의점)¦ E¦ UTP Cat.5E 25Px1조 (전기실)¦ UTP Cat.5E 25Px1조 (운영원대기실)¦ UTP Cat.5E 4Px2조 (공조기계실-2)¦ UTP Cat.5E 4Px3조 (승강장 INT)¦ UTP Cat.5E 25Px2조 (CONSOLE CONTROL, LSE)¦ TRAY (300x100)¦ UTP Cat.5E 25Px3조 (안전관리실)¦ UTP Cat.5E 4Px4조 (임대상가)¦ UTP Cat.5E 4Px2조 (편의점)¦ F¦ UTP Cat.5E 4Px2조 (공조기계실-2)¦ UTP Cat.5E 25Px2조 (CONSOLE CONTROL, LSE)¦ UTP Cat.5E 4Px3조 (승강장 공중전화)¦ H¦ UTP Cat.5E 4Px3조 (승강장 INT)¦ TRAY (900x150)¦ UTP Cat.5E 4Px3조 (승강장 공중전화)¦ I¦ UTP Cat.5E 4Px3조 (승강장 INT)¦ TRAY (300x100)¦ TRAY (300x100)¦ UTP Cat.5E 25Px3조 (안전관리실)¦ UTP Cat.5E 4Px4조 (임대상가)¦ UTP Cat.5E 4Px2조 (편의점)¦ J¦ UTP Cat.5E 4Px2조 (공조기계실-2)¦ UTP Cat.5E 25Px2조 (CONSOLE CONTROL, LSE)¦ TRAY (300x100)¦ UTP Cat.5E 25Px3조 (안전관리실)¦ UTP Cat.5E 4Px4조 (임대상가)¦ UTP Cat.5E 4Px2조 (편의점)¦ K¦ UTP Cat.5E 4Px2조 (공조기계실-2)¦ UTP Cat.5E 25Px2조 (CONSOLE CONTROL, LSE)¦ 인터폰선 0.6x2Px8조 (INT)¦ TRAY (600x150)¦ UTP Cat.5E 25Px3조 (안전관리실)¦ UTP Cat.5E 25Px2조 (CONSOLE CONTROL, LSE)¦ M¦ 인터폰선 0.6x2Px18조 (INT)¦ TRAY (300x100)¦ UTP Cat.5E 4Px3조 (편의점)¦ UTP Cat.5E 4Px2조 (공조기계실-2)¦ N¦ UTP Cat.5E 4Px4조 (임대상가)¦ 인터폰선 0.6x2Px19조 (INT)¦ TRAY (300x100)¦ UTP Cat.5E 25Px1조 (전기실)¦ UTP Cat.5E 4Px3조 (편의점)¦ UTP Cat.5E 4Px2조 (공조기계실-2)¦ Q¦ UTP Cat.5E 25Px1조 (운영원대기실)¦ UTP Cat.5E 4Px4조 (임대상가)¦ 인터폰선 0.6x2Px11조 (INT)¦ TRAY (300x100)¦ UTP Cat.5E 25Px3조 (안전관리실)¦ UTP Cat.5E 25Px2조 (CONSOLE CONTROL, LSE)¦ L¦ 인터폰선 0.6x2Px18조 (INT)¦ DOWN TO 지하2층¦ TRAY (300x100)¦ UTP Cat.5E 25Px1조 (전기실)¦ UTP Cat.5E 4Px2조 (공조기계실-2)¦ UTP Cat.5E 25Px1조 (운영원대기실)¦ UTP Cat.5E 4Px4조 (임대상가)¦ OF-MM-4Corex1조 (전기실)¦ UTP Cat.5E 4Px6조 (승강장 공중전화)¦ UTP Cat.5E 4Px3조 (대합실 공중전화)¦ OF-MM-4Corex1조 (전기실)¦ UTP Cat.5E 25Px1조 (전기실)¦ UTP Cat.5E 25Px1조 (운영원대기실)¦ UTP Cat.5E 4Px6조 (승강장 공중전화)¦ UTP Cat.5E 4Px3조 (대합실 공중전화)¦ OF-MM-4Corex1조 (전기실)¦ OF-MM-4Corex1조 (전기실)¦ UTP Cat.5E 4Px3조 (승강장 공중전화)¦ UTP Cat.5E 4Px3조 (대합실 공중전화)¦ UTP Cat.5E 25Px1조 (전기실)¦ UTP Cat.5E 25Px1조 (운영원대기실)¦ UTP Cat.5E 4Px3조 (승강장 공중전화)¦ UTP Cat.5E 4Px3조 (대합실 공중전화)¦ UTP Cat.5E 4Px3조 (승강장 INT)¦ OF-MM-4Corex1조 (전기실)¦ UTP Cat.5E 25Px1조 (전기실)¦ UTP Cat.5E 25Px1조 (운영원대기실)¦ OF-MM-4Corex1조 (전기실)¦ UTP Cat.5E 25Px1조 (전기실)¦ UTP Cat.5E 25Px1조 (운영원대기실)¦ OF-MM-4Corex1조 (전기실)¦ UTP Cat.5E 25Px1조 (전기실)¦ UTP Cat.5E 25Px1조 (운영원대기실)¦ OF-MM-4Corex1조 (전기실)¦ OF-MM-4Corex1조 (전기실)¦ 1. 음향유도기 전원은 전기콘센트를 이용한다.¦ NOTE¦ 2. 증폭기전원은 전기콘센트를 이용한다.¦ 3. 통신기계실 및 안전관리실 MAIN 분전반은 전기에서 설치한다.¦ 인터폰선 0.6x2Px4조 (INT)¦ 인터폰선 0.6x2Px4조 (INT)¦ TRAY (300x100)¦ UTP Cat.5E 4Px3조 (편의점)¦ UTP Cat.5E 4Px2조 (공조기계실-2)¦ P¦ UTP Cat.5E 4Px4조 (임대상가)¦ UTP Cat.5E 25Px1조 (전기실)¦ UTP Cat.5E 25Px1조 (운영원대기실)¦ OF-MM-4Corex1조 (전기실)¦ DOWN TO 안전관리실 ACCESS FLOOR¦ R¦ (28) UTP Cat.5E 25Px1조 (콜폰)¦ 인터폰선 0.6x2Px14조 (INT)¦ DOWN TO 지하2층¦ UTP Cat.5E 4Px3조 (대합실 공중전화)¦ UTP Cat.5E 4Px3조 (대합실 공중전화)¦ TRAY (300x100)¦ UTP Cat.5E 4Px3조 (편의점)¦ UTP Cat.5E 4Px2조 (공조기계실-2)¦ O¦ UTP Cat.5E 4Px4조 (임대상가)¦ 인터폰선 0.6x2Px17조 (INT)¦ UTP Cat.5E 25Px1조 (전기실)¦ UTP Cat.5E 25Px1조 (운영원대기실)¦ OF-MM-4Corex1조 (전기실)¦ UTP Cat.5E 4Px3조 (대합실 공중전화)¦ UTP Cat.5E 4Px6조 (승강장 INT)¦ UTP Cat.5E 4Px6조 (승강장 INT)¦ KEY PLAN¦ X-05¦ X-04¦ X-03¦ X-02¦ X-01¦ X00¦ X01¦ X02¦ X03¦ X04¦ X05¦ X06¦ X07¦ X08¦ X09¦ X10¦ X11¦ X12¦ X13¦ X14¦ Y00¦ Y01¦ Y02¦ Y-01¦ Y03¦ Y03-1¦ 공조기계실-1¦ DN¦ UP¦ UP¦ 용역원대기실¦ 이동통신기계실¦ 용역창고¦ 통신기계실¦ 안전관리실¦ 발매기실-1¦ 대합실¦ 화 장 실¦ 편 의 점¦ 내부계단1¦ 내부계단2¦ 내부계단3¦ 내부계단4¦ 외부출입구1¦ 복도-1¦ 외부출입구3¦ 발매기실-2¦ DN¦ DN¦ DN¦ OPEN¦ OPEN¦ OPEN¦ OPEN¦ 상부OPEN¦ 외부엘리베이터 1¦ 외부엘리베이터 3¦ 내부엘리베이터 1¦ UP¦ 정거장 중심¦ Sta.20K 200.000¦ 지상E/L¦ UTP 50P¦ [TB No.2]¦ UTP 25P¦ [TB No.3]¦ UTP 25P¦ [TB No.1]¦ KT. MANHOLE ¦ x2¦ x4¦ x2¦ x4¦ x2¦ x2¦ 지상E/L¦ (22) UTP Cat.5E 4Px4조 (임대상가)¦ (16) UTP Cat.5E 4Px3조 (편의점)¦ (16) 인터폰선 0.6x2Px4조 (INT)¦ (16) 인터폰선 0.6x2Px4조 (INT)¦ DOWN TO CP PANEL¦ (36) 인터폰선 0.6x2Px13조 (INT)¦ (P3:200x200x100)¦ (16) UTP Cat.5E 4Px2조 (용역원대기실)¦ (16) UTP Cat.5E 4Px2조 (용역원대기실)¦ (16) UTP Cat.5E 4Px2조 (이동통신기계실)¦ (22) FR-CV 2C/2.0㎟x1조 (증폭기전원)¦ (36)x2 SPARE (CATV)¦ (54)x2 SPARE (KT LINE)¦ Q¦ N¦ K¦ J¦ L¦ G¦ C¦ E¦ F¦ D¦ B¦ A¦ I¦ H¦ M¦ 인터폰선 0.6x2Px8조 (INT)¦ (16) 인터폰선 0.6x2Px4조 (INT)¦ (16) 인터폰선 0.6x2Px4조 (INT)¦ 공중전화¦ (P5:200x200x100)¦ (16) 인터폰선 0.6x2Px4조 (INT)¦ 수공¦ (P6:100x100x100)¦ x2¦ x2¦ (P7:200x200x100)¦ (P1:200x200x100)¦ (P2:200x200x100)¦ (400x500x150)¦ (700x400x100)¦ P¦ DOWN TO WB¦ R¦ TRAY (300x100)¦ 국전 19-3 직5¦ O¦ (16) 인터폰선 0.6x2Px각1조 (콜폰)¦ (P4:200x200x100)¦ (16) 인터폰선 0.6x2Px4조 (INT)¦ (16) UTP Cat.5E 4Px2조 (공조기계실-1)¦ (22) UTP Cat.5E 4Px3조 (대합실 공중전화)¦ S¦ (22) 인터폰선 0.6x2Px6조 (INT)¦ S¦ 인터폰선 0.6x2Px6조 (INT)¦ (기계분야 인터폰모장치)¦ (28) UTP Cat.5E 25Px1조 (콜폰)¦ UTP Cat.5E 25Px1조 (콜폰)¦ UTP Cat.5E 25Px1조 (콜폰)¦ UTP Cat.5E 25Px1조 (콜폰)¦ UTP Cat.5E 25Px1조 (콜폰)¦ UTP Cat.5E 25Px1조 (콜폰)¦ UTP Cat.5E 25Px1조 (콜폰)¦ UTP Cat.5E 25Px1조 (콜폰)¦ (600x600x300)¦ UTP Cat.5E 4Px1조 (편의점)¦ UTP Cat.5E 4Px1조 (편의점)¦ (16) 인터폰선 0.6x2Px4조 (INT)¦ DOWN TO CP PANEL¦ (16) 인터폰선 0.6x2Px4조 (INT)¦ DOWN TO CP PANEL¦ (16) 인터폰선 0.6x2Px4조 (INT)¦ DOWN TO CP PANEL¦ 천정형UTP25P¦ 4-11~14¦ 4-15~18¦ 3-21~24¦ 3-25~28¦ 3-1~4¦ 3-5~8¦ V1,2,3,4¦ T¦ R¦ 3-31~34¦ 3-35~38¦ 4-1~4¦ 4-5~8¦ 3-41~44¦ 3-45~48¦ 8¦ 7¦ 6¦ 5¦ 4¦ 3¦ 2¦ 1¦ 9¦ 10¦ 11¦ 13¦ 12¦ 임대상가¦ (철거)¦ (철거)¦ (철거)¦ 지하철 918정거장¦ 노량진¦ 노들¦ 중앙대입구¦ 1/400¦ 918정거장 전화설비 지하1층 철거평면도(1/2)¦ S = 1/400¦ 918정거장 전화설비 지하1층 철거평면도(1/2)¦ T¦ 7¦ 0¦ 0¦ 1¦ 0¦ 3¦ 4¦ 0¦ 0¦ 5¦ (기설활용)¦ P¦
| 1단계_정거장 - 복사본 | 1단계_정거장 - 복사본 | metro9_Form.dwg | 감 ¦ 설 ¦ 도면번호¦ -¦ 축 척¦ 도 면 명 :¦ 계¦ 리¦ (주)안세기술¦ 내 용¦ 작 성 자¦ 검 토 자¦ 확 인 자¦ 실시설계¦ 설\P계¦ 시\P공¦ 감\P리¦ 설 계 명¦ 날 짜¦ 서울시메트로9호선(주) 대체투자(신호 및 통신설비) ¦ 타당성조사 기본 및 실시설계 용역 (통신분야)¦ 2019. 03¦ 시 공¦ 감 리¦ 김 인 환¦ 김 용 수 ¦ 전 덕 재¦ 박 원 근 ¦ 전 용 준¦ 서 울 시 메 트 로 9 호 선 주 식 회 사¦ SEOUL METRO LINE9 Corporation¦
| 1단계_정거장 - 복사본 | 1단계_정거장 - 복사본 | 033. T7005034-004 906정거장 CCTV,TDI,시계설비 지하2층 신설평면도(2_2).dwg | KEY PLAN¦ \A1;7500¦ \A1;7500¦ \A1;7500¦ \A1;7500¦ \A1;7500¦ \A1;7500¦ \A1;7500¦ \A1;7500¦ \A1;82500¦ \A1;7500¦ \A1;7500¦ \A1;7500¦ \A1;9750¦ \A1;9750¦ \A1;19500¦ \A1;6850¦ \A1;2900¦ \A1;6850¦ \A1;2900¦ vmh¦ P-2¦ P-4¦ MATCH LINE DWG No. "S1-TA-S06-DB-019-1.dwg"¦ (P18:100x100x100)¦ E/S¦ 승강장¦ E/S¦ 승강장¦ PSD¦ PSD¦ 승강장¦ 승강장¦ DN¦ E/S¦ DN¦ E/S¦ X16¦ X17¦ X18¦ X19¦ X20¦ X21¦ X22¦ X11¦ X12¦ X13¦ X14¦ X15¦ Y00¦ Y02¦ Y03¦ Y06¦ Y04¦ (P17:200x200x100)¦ NOTE¦ 1. 광케이블, 전원/접지케이블 (OF-SM-4Core, CV 3C/2.5㎟)¦ 3. 승강장 ANT설치위치: 열차 진행방향 정거장 시종점부에 설치¦ 2. 광케이블, 전원/접지케이블 (OF-SM-8Core, CV 3C/2.5㎟)¦ (28) UTP Cat.5E4Px1조 (CAMERA)¦ UP TO 지하1층¦ TRAY (600x150)¦ UP TO 지하1층¦ TRAY (600x150)¦ TRAY (200x100)¦ 모니터¦ 하행 승강장¦ OF-SM-8Core(난연)x1조 (모니터)(신설)¦ FR-CV 3C/4.0㎟x1조 (모니터POWER) ¦ OF-SM-8Core(난연)x1조 (모니터)(신설)¦ FR-CV 3C/4.0㎟x1조 (모니터POWER) ¦ (16) OF-SM-8Core(난연)x1조 (모니터)(신설)¦ (28) FR-CV 3C/4.0㎟x1조 (모니터POWER) ¦ OF-SM-8Core(난연)x1조 (모니터)(신설)¦ FR-CV 3C/4.0㎟x1조 (모니터POWER) ¦ (28) UL 2919-AMESB 24AWG 4Px2조 (TDI)(기존활용)¦ (36) FR-CV 3C/4.0㎟x2조 (TDI POWER)(기존활용)¦ UL 2919-AMESB 24AWG 4Px2조 (TDI)(기존활용)¦ FR-CV 3C/4.0㎟x2조 (TDI POWER)(기존활용)¦ UL 2919-AMESB 24AWG 4Px2조 (TDI)(기존활용)¦ FR-CV 3C/4.0㎟x2조 (TDI POWER)(기존활용)¦ (16) UL 2919-AMESB 24AWG 4Px1조 (TDI)(기존활용)¦ (28) FR-CV 3C/4.0㎟x1조 (TDI POWER)(기존활용)¦ FR-CV 3C/4.0㎟x1조 (TDI POWER)(기존활용)¦ UL 2919-AMESB 24AWG 4Px1조 (TDI)(기존활용)¦ OF-MM-12Core (난연)x2조 (TDI)(기존활용)¦ UTP Cat.5E 4Px4조 (TDI)(기존활용)¦ (28)x2 OF-MM-12Core (난연)x1조x2 (TDI)(기존활용)¦ (22) UTP Cat.5E 4Px4조 (TDI)(기존활용)¦ (28) OF-MM-12Core (난연)x1조 (TDI)(기존활용)¦ (16) UTP Cat.5E 4Px2조 (TDI)(기존활용)¦ OF-MM-12Core (난연)x1조 (TDI)(기존활용)¦ UTP Cat.5E 4Px2조 (TDI)(기존활용)¦ OF-MM-12Core (난연)x2조 (TDI)(기존활용)¦ UTP Cat.5E 4Px4조 (TDI)(기존활용)¦ (16) UL 2919-AMESB 24AWG 4Px1조 (TDI)(기존활용)¦ (28) FR-CV 3C/4.0㎟x1조 (TDI POWER)(기존활용)¦ (28) OF-MM-12Core (난연)x1조 (TDI)(기존활용)¦ (16) UTP Cat.5E 4Px2조 (TDI)(기존활용)¦ (16) OF-SM-8C(난연)x1조(CAMERA) ¦ (16) FR-CV 3C/4.0㎟x1조(CAMERA) ¦ (16) OF-SM-8C(난연)x1조(CAMERA) ¦ (16) FR-CV 3C/4.0㎟x1조(CAMERA) ¦ OF-SM-8C(난연)x3조(CAMERA) ¦ FR-CV 3C/4.0㎟x3조(CAMERA) ¦ OF-SM-8C(난연)x3조(CAMERA) ¦ FR-CV 3C/4.0㎟x3조(CAMERA) ¦ 지하철 906정거장¦ 마곡나루¦ 양천향교¦ 가양¦ 1/400¦ S = 1 / 400¦ 906정거장 CCTV,TDI,시계설비 지하2층 신설평면도(2/2)¦ 906정거장 CCTV,TDI,시계설비 지하2층¦ 신설평면도(2/2)¦ T¦ 7¦ 0¦ 0¦ 5¦ 0¦ 3¦ 4¦ 0¦ 0¦ 4¦ CCTV(기존동축활용)¦ P¦ G¦ P¦
| 1단계_정거장 - 복사본 | 1단계_정거장 - 복사본 | 018. T7001034-001 911정거장 전화설비 지하1,2층 신설평면도 (1_2).dwg | IP¦ KT¦ INT¦ CONSOLE¦ 배선반¦ AMP¦ H¦ \A1;7,777¦ \A1;7,500¦ \A1;7,500¦ \A1;7,500¦ \A1;3,750¦ \A1;30,000¦ \A1;5,000¦ \A1;5,000¦ \A1;5,000¦ \A1;5,000¦ \A1;5,000¦ \A1;5,000¦ \A1;5,000¦ \A1;5,000¦ \A1;7,330¦ \A1;7,330¦ \A1;500¦ \A1;3,880¦ \A1;7,830¦ \A1;3,880¦ \A1;7,830¦ \A1;23,420¦ \A1;500¦ DN¦ OPEN¦ OPEN¦ 상부OPEN¦ 1. 일반교환기에 수용된 전화기는 IP전화기로 교체한다.¦ NOTE¦ 2. 콜폰, E/L폰, 승강장 비상통화장치도 교체한다.¦ 3. 전화 및 인터폰 구간의 배선배관은 기존활용한다.¦ 1. 음향유도기 전원은 전기콘센트를 이용한다.¦ NOTE¦ 2. 증폭기전원은 전기콘센트를 이용한다.¦ 3. 통신기계실 및 안전관리실 MAIN 분전반은 전기에서 설치한다.¦ TRAY (900x150)¦ UTP Cat.5E 4Px3조 (승강장 공중전화)¦ G¦ DOWN TO 지하3층¦ UTP Cat.5E 4Px3조 (승강장 INT)¦ TRAY (300x100)¦ M¦ UTP Cat.5E 25Px2조 (임대상가)¦ (28) UTP Cat.5E 4Px6조 (임대상가)¦ UTP Cat.5E 4Px3조 (대합실 공중전화)¦ UTP Cat.5E 4Px2조 (용역원대기실)¦ UTP Cat.5E 4Px2조 (이동통신기계실)¦ UTP Cat.5E 4Px3조 (편의점)¦ UTP Cat.5E 4Px2조 (공조기계실2)¦ 인터폰선 0.6x2Px9조 (INT)¦ C¦ TRAY (300x100)¦ UTP Cat.5E 25Px2조 (임대상가)¦ UTP Cat.5E 4Px6조 (임대상가)¦ UTP Cat.5E 4Px2조 (용역원대기실)¦ UTP Cat.5E 4Px2조 (이동통신기계실)¦ UTP Cat.5E 4Px3조 (편의점)¦ UTP Cat.5E 4Px2조 (공조기계실2)¦ UTP Cat.5E 4Px3조 (승강장 공중전화)¦ UTP Cat.5E 4Px3조 (승강장 INT)¦ A¦ TRAY (300x100)¦ UTP Cat.5E 25Px2조 (임대상가)¦ UTP Cat.5E 4Px6조 (임대상가)¦ UTP Cat.5E 4Px2조 (용역원대기실)¦ UTP Cat.5E 4Px2조 (이동통신기계실)¦ UTP Cat.5E 4Px2조 (편의점)¦ UTP Cat.5E 4Px2조 (공조기계실2)¦ UTP Cat.5E 4Px3조 (승강장 공중전화)¦ E¦ TRAY (300x100)¦ UTP Cat.5E 25Px2조 (임대상가)¦ UTP Cat.5E 4Px6조 (임대상가)¦ UTP Cat.5E 4Px2조 (용역원대기실)¦ UTP Cat.5E 4Px2조 (이동통신기계실)¦ UTP Cat.5E 4Px2조 (편의점)¦ UTP Cat.5E 4Px2조 (공조기계실2)¦ UTP Cat.5E 4Px3조 (승강장 공중전화)¦ UTP Cat.5E 25Px1조 (전기실)¦ UTP Cat.5E 4Px2조 (공조기계실1)¦ H¦ TRAY (600x150)¦ DOWN TO 통신기계실 ACCESS FLOOR¦ UTP Cat.5E 25Px2조 (임대상가)¦ UTP Cat.5E 4Px6조 (임대상가)¦ UTP Cat.5E 4Px2조 (용역원대기실)¦ UTP Cat.5E 4Px2조 (이동통신기계실)¦ UTP Cat.5E 4Px2조 (편의점)¦ UTP Cat.5E 4Px2조 (공조기계실2)¦ UTP Cat.5E 25Px1조 (전기실)¦ UTP Cat.5E 4Px2조 (공조기계실1)¦ D¦ TRAY (300x100)¦ UTP Cat.5E 25Px2조 (CONSOLE CONTROL, LSE)¦ F¦ (36) UTP Cat.5E 25Px3조 (안전관리실)¦ TRAY (900x150)¦ UTP Cat.5E 4Px3조 (승강장 공중전화)¦ J¦ DOWN TO 지하3층¦ UTP Cat.5E 4Px3조 (승강장 INT)¦ TRAY (300x100)¦ K¦ UTP Cat.5E 4Px3조 (승강장 공중전화)¦ 인터폰선 0.6x2Px4조 (INT)¦ UTP Cat.5E 4Px3조 (승강장 INT)¦ L¦ DOWN TO CP PANEL¦ (16) 인터폰선 0.6x2Px4조 (INT)¦ N¦ (16) 인터폰선 0.6x2Px4조 (INT)¦ O¦ DOWN TO CP PANEL¦ (16) 인터폰선 0.6x2Px4조 (INT)¦ Q¦ (16) UTP Cat.5E 4Px2조 (임대상가)¦ UTP Cat.5E 4Px3조 (대합실 공중전화)¦ UTP Cat.5E 4Px3조 (대합실 공중전화)¦ UTP Cat.5E 4Px3조 (대합실 공중전화)¦ P¦ (54)x2 SPARE (KT LINE)¦ (28) UTP Cat.5E 4Px6조 (임대상가)¦ (22) 7C-HFBTx1조 (TV)¦ (36) UTP Cat.5E 25Px2조 (임대상가)¦ (22) 5C-HFBTx2조 (TV)¦ (16) 인터폰선 0.6x2Px5조 (INT)¦ (16) F-GV 4.0㎟x1조 (GND)¦ UTP Cat.5E 4Px3조 (승강장 INT)¦ UTP Cat.5E 4Px3조 (승강장 INT)¦ UTP Cat.5E 4Px6조 (승강장 INT)¦ KEY PLAN¦ 22,777¦ 33,750¦ 7,500¦ 86,527¦ X10¦ X11¦ X12¦ X13¦ X14¦ X09¦ X08¦ X07¦ X06¦ X05¦ X04¦ X01¦ X02¦ X00¦ X03¦ Y00¦ Y01¦ Y03¦ Y05¦ Y06¦ DN¦ DN¦ 공조기계실1¦ 비상전원실¦ CO2실¦ 전기실¦ 창 고¦ 통신기계실¦ 안전관리실¦ 복 도¦ 화장실¦ 외부출입구1¦ 방범셔터¦ 외부엘리베이터1¦ 911 정거장¦ STA.12km615.167¦ (16) 인터폰선 0.6x2Px4조 (INT)¦ (16) 인터폰선 0.6x2Px5조 (INT)¦ (16) UTP Cat.5E 4Px2조 (임대상가)¦ I¦ DOWN TO 안전관리실 ACCESS FLOOR¦ 인터폰선 0.6x2Px13조 (INT)¦ TRAY (600x150)¦ MATCH LINE DWG No. "S1-TA-S11-DB-010-0"¦ x4 ¦ x2¦ UTP 50P¦ [TB No.2]¦ x2¦ x2 ¦ x2¦ G¦ H¦ E¦ A¦ D¦ C¦ J¦ K¦ L¦ M¦ O¦ Q¦ (P3:100x100x100)¦ UTP 25P¦ [TB No.1]¦ (P9:300x300x200)¦ (P10:300x300x200)¦ (42) 인터폰선 0.6x2Px13조 (INT)¦ DOWN TO CP PANEL¦ (36) UTP Cat.5E 25Px2조 (임대상가)¦ (16) 인터폰선 0.6x2Px5조 (INT)¦ (22) UTP Cat.5E 4Px4조 (임대상가)¦ (16) 인터폰선 0.6x2Px5조 (INT)¦ (36) UTP Cat.5E 25Px2조 (임대상가)¦ (16) UTP Cat.5E 4Px2조 (임대상가)¦ x2¦ x2¦ (P2:200x200x100)¦ (16) UTP Cat.5E 4Px2조 (공조기계실1)¦ F¦ (28) UTP Cat.5E 25Px1조 (전기실)¦ (36) SPARE (전기실)¦ UTP 25P¦ [TB No.3]¦ (P6:400x400x200)¦ P¦ 수공¦ KT. MANHOLE ¦ (김포좌6 직6)¦ M¦ (700x400x100)¦ (54)x2 SPARE (KT LINE)¦ (P7:300x300x200)¦ (54)x2 SPARE (KT LINE)¦ I¦ N¦ (16) 인터폰선 0.6x2Px각1조 (콜폰)¦ (16) 인터폰선 0.6x2Px1조 (콜폰)¦ (28) UTP Cat.5E 25Px1조 (콜폰)¦ (700x400x100)¦ (600x600x300)¦ UTP Cat.5E 4Px1조 (편의점)¦ R¦ (36) UTP Cat.5E 25Px2조 (임대상가)¦ UP TO 지하1층¦ R¦ UTP Cat.5E 25Px1조 (INT)¦ UTP Cat.5E 25Px1조 (콜폰)¦ UTP Cat.5E 25Px3조 (안전관리실)¦ UTP Cat.5E 25Px3조 (안전관리실)¦ UTP Cat.5E 4Px3조 (대합실 공중전화)¦ UTP Cat.5E 4Px6조 (승강장 공중전화)¦ 인터폰선 0.6x2Px13조 (INT)¦ UTP Cat.5E 25Px1조 (콜폰)¦ 4-11~14¦ 4-15~18¦ 3-31~34¦ 3-35~38¦ 3-41~44¦ 3-45~48¦ 천정형UTP25P¦ V1.2.3.4¦ V1.2¦ 5¦ 4¦ 3¦ 2¦ 1¦ 7¦ 8¦ 9¦ 10¦ 11¦ 12¦ 6¦ 13¦ 임대상가4¦ 임대상가2¦ S¦ Q¦ UTP Cat.5E 25Px2조 (안전관리실)(신설)¦ OF-SM-24Core(난연)x1조 (안전관리실)(신설)¦ 1. 일반교환기에 수용된 전화기는 안전관리실만 IP전화기로 교체한다.¦ NOTE¦ 2. 콜폰, E/L폰, 승강장 비상통화장치도 교체한다.¦ 3. 전화 및 인터폰 구간의 배선배관은 기존활용한다.¦ 지하철 911정거장¦ 염창¦ 신목동¦ 선유도¦ 1/400¦ 911정거장 전화설비 지하1,2층 신설평면도(1/2)¦ S = 1/400¦ 911정거장 전화설비 지하1,2층 신설평면도(1/2)¦ T¦ 7¦ 0¦ 0¦ 0¦ 0¦ 2¦ 6¦ 0¦ 0¦ 1¦ (기설활용)¦ P¦
| 1단계_정거장 - 복사본 | 1단계_정거장 - 복사본 | 032. T7005034-003 917정거장 CCTV,TDI,시계설비 지하2층 신설평면도 (1_2).dwg | G¦ P¦ \A1;7,500¦ \A1;7,500¦ \A1;7,500¦ \A1;7,500¦ \A1;7,500¦ \A1;7,500¦ \A1;7,500¦ \A1;7,500¦ \A1;7,500¦ \A1;7,500¦ \A1;6,050¦ \A1;45,000¦ \A1;81,050¦ \A1;3,770¦ \A1;9,160¦ \A1;9,160¦ \A1;3,300¦ \A1;28,690¦ \A1; 3,300¦ TRAY (300x100)¦ UTP CAT.5E 25Px1조 (CONSOLE)¦ UTP CAT.5E 4Px4조 (CONSOLE)¦ FR-CV 3C/6.0㎟x1조 (LSE POWER)¦ UTP Cat.5E 4Px2조 (CL POWER)(신설)¦ F-CV 3C/2.5㎟x1조 (공간화상)(기존활용)¦ OF- SM-4Cx1조 (공간화상)(기존활용)¦ UTP Cat.5E4Px15조 (CAMERA)(신설)¦ OF-SM-8C(난연)x10조(신설) ¦ FR-CV 3C/4.0㎟x10조(신설) ¦ OF-SM-8C(난연)x2조(승강장모니터)(신설) ¦ FR-CV 3C/4.0㎟x2조(승강장모니터)(신설) ¦ MATCH LINE DWG No. "S1-TA-S17-DB-022-0"¦ KEY PLAN¦ Y04¦ Y02¦ Y00¦ Y01¦ Y03¦ X00¦ X01¦ X02¦ X03¦ X04¦ X05¦ X06¦ X07¦ X08¦ X09¦ X10¦ X-06¦ 배수펌프실¦ 승 강 장¦ 창고 1¦ 창고 2¦ 정 화 조¦ 승 강 장¦ UP¦ UP¦ 내부계단 1¦ 내부계단 4¦ UP¦ UP¦ P-1¦ A¦ P-3¦ NOTE¦ 1. 광케이블, 전원/접지케이블 (OF-SM-4Core, CV 3C/2.5㎟)¦ 2. 승강장 ANT설치위치: 열차 진행방향 정거장 시종점부에 설치¦ 2. 광케이블, 전원/접지케이블 (OF-SM-8Core, CV 3C/2.5㎟)¦ vmh¦ vmh¦ A¦ (28) UTP Cat.5E4Px3조 (CAMERA)¦ (16) UTP Cat.5E4Px1조 (CAMERA)¦ (16) UTP Cat.5E4Px1조 (CAMERA)¦ (22) UTP Cat.5E4Px2조 (CAMERA)¦ (28) UTP Cat.5E4Px3조 (CAMERA)¦ (28) UTP Cat.5E4Px3조 (CAMERA)¦ (16) UTP Cat.5E4Px1조 (CAMERA)¦ TRAY (900x150)¦ UP TO 지하 1층¦ UTP Cat.5E4Px3조 (CAMERA)¦ TRAY (900x150)¦ UP TO 통신기계실¦ OF-SM-8C(난연)x3조(CAMERA) ¦ FR-CV 3C/4.0㎟x3조(CAMERA) ¦ (28) OF-SM-8C(난연)x3조(CAMERA) ¦ (28) FR-CV 3C/4.0㎟x3조(CAMERA) ¦ (28) OF-SM-8C(난연)x2조(CAMERA) ¦ (28) FR-CV 3C/4.0㎟x2조(CAMERA) ¦ (16) OF-SM-8C(난연)x1조(CAMERA) ¦ (16) FR-CV 3C/4.0㎟x1조(CAMERA) ¦ 모니터¦ 상행 승강장¦ (16) OF-SM-8Core(난연)x1조 (모니터)(신설)¦ (28) FR-CV 3C/4.0㎟x1조 (모니터POWER)(신설) ¦ OF-SM-8Core(난연)x1조 (모니터)(신설)¦ FR-CV 3C/4.0㎟x1조 (모니터POWER)(신설) ¦ (16) OF-SM-8Core(난연)x1조 (모니터)(신설)¦ (28) FR-CV 3C/4.0㎟x1조 (모니터POWER)(신설) ¦ (16) OF-SM-8Core(난연)x1조 (모니터)(신설)¦ (28) FR-CV 3C/4.0㎟x1조 (모니터POWER)(신설) ¦ (16) OF-SM-8Core(난연)x1조 (모니터)(신설)¦ (28) FR-CV 3C/4.0㎟x1조 (모니터POWER)(신설) ¦ OF-SM-8Core(난연)x1조 (모니터)(신설)¦ FR-CV 3C/4.0㎟x1조 (모니터POWER)(신설) ¦ (16) UL 2919-AMESB 24AWG 4Px1조 (TDI)(기존활용)¦ (28) FR-CV 3C/4.0㎟x1조 (TDI POWER)(기존활용)¦ (16) UTP Cat.5E 4Px2조 (TDI)(기존활용)¦ (16) UL 2919-AMESB 24AWG 4Px1조 (TDI)(기존활용)¦ (28) FR-CV 3C/4.0㎟x1조 (TDI POWER)(기존활용)¦ (16) UTP Cat.5E 4Px2조 (TDI)(기존활용)¦ (16) UL 2919-AMESB 24AWG 4Px1조 (TDI)(기존활용)¦ (28) FR-CV 3C/4.0㎟x1조 (TDI POWER)(기존활용)¦ (16) UTP Cat.5E 4Px2조 (TDI)(기존활용)¦ (16) UL 2919-AMESB 24AWG 4Px1조 (TDI)(기존활용)¦ (28) FR-CV 3C/4.0㎟x1조 (TDI POWER)(기존활용)¦ (16) UTP Cat.5E 4Px2조 (TDI)(기존활용)¦ (28) OF-MM-12Core(난연)x1조 (TDI)(기존활용)¦ (28) OF-MM-12Core(난연)x1조 (TDI)(기존활용)¦ (28) OF-MM-12Core(난연)x1조 (TDI)(기존활용)¦ (28) OF-MM-12Core(난연)x1조 (TDI)(기존활용)¦ 지하철 917정거장¦ 샛강¦ 노량진¦ 노들¦ 1/400¦ S = 1 / 400¦ 917정거장 CCTV,TDI,시계설비 지하2층 신설평면도(1/2)¦ 917정거장 CCTV,TDI,시계설비 지하2층¦ 신설평면도(1/2)¦ T¦ 7¦ 0¦ 0¦ 5¦ 0¦ 3¦ 4¦ 0¦ 0¦ 3¦ CCTV(기존동축활용)¦
| 1단계_정거장 - 복사본 | 1단계_정거장 - 복사본 | 062. T7001034-023 주공장 구내통신설비 지하2층 철거평면도 (1_2).dwg | T¦ C/R¦ 광HUB¦ IDF¦ GND¦ KT¦ IP¦ 3D¦ \A1;10,000¦ \A1;20,000¦ \A1;20,000¦ \A1;20,000¦ \A1;20,000¦ \A1;20,000¦ \A1;30,000¦ \A1;30,000¦ \A1;4,000¦ \A1;110,000¦ \A1;64,000¦ \A1;174,000¦ \A1;10,000¦ \A1;10,000¦ \A1;10,000¦ \A1;10,000¦ \A1;10,000¦ \A1;10,000¦ \A1;10,000¦ \A1;50,000¦ \A1;18,000¦ \A1;20,000¦ \A1;88,000¦ \A1;8,000¦ \A1;2,000¦ \A1;2,150¦ \A1;2,150¦ \A1;2,650¦ Y00¦ Y01¦ Y02¦ Y03¦ Y04¦ Y05¦ Y06¦ Y07¦ Y08¦ X00¦ X01¦ X02¦ X03¦ X04¦ X05¦ X06¦ X07¦ X08¦ 계 단 실1¦ UP¦ UP¦ UP¦ UP¦ 옥상작업대¦ 추락방지대¦ 옥상작업대¦ 추락방지대¦ 남자화장실¦ 복 도¦ 자 료 실¦ 사 무 실¦ 교 육 실¦ DN¦ 여자화장실¦ 계단실2¦ DN¦ 통신¦ UP¦ UP¦ UP¦ UP¦ CRANE 20/5+20TON ¦ x2¦ [TB NO.5]¦ x2¦ x2¦ (P10:300x300x200)¦ (16) F-GV 4.0㎟x1조 (GND)¦ (54) UTP Cat.5E 25Px4조 (주회로 및 제어회로실)¦ (16) HIV 1.5㎟x2조 (CLOCK)¦ DOWN TO 주회로 및 제어회로실¦ (16) F-GV 4.0㎟x1조 (GND)¦ (54) UTP Cat.5E 25Px4조 (주회로 및 제어회로실)¦ (16) HIV 1.5㎟x2조 (CLOCK)¦ R¦ CABLE TRAY (W:300)¦ DOWN TO 통신기계실¦ FR-CVVSB 2C/2.5㎟x1조 (주공장 CLOCK)¦ UTP Cat.5E 25Px5조 (사무실, 주회로 및 제어회로실)¦ UTP Cat.5E 25Px2조 (제동실, 용역대기실)¦ F/S(J.F) 0.65x100P(50%차폐)x1조 (주공장)¦ 10C-HFBTx1조 (주공장TV)¦ UTP Cat.5E 25Px1조 (전기실)¦ UTP Cat.5E 4Px4조 (출입통제)¦ 5C-HFBTx2조 (TV)¦ OF-SM-8Corex1조 (주공장 광S/W HUB)¦ SPIRAL SLEEVE(난연)28㎜x1조¦ UTP Cat.5E 4Px2조 (교육실)¦ HIV 1.5㎟x6조 (CLOCK)¦ F-GV 4.0㎟x1조 (GND)¦ (P20:200x200x100)¦ (28) FR-CV 3C/6.0㎟x1조 (CA POWER)¦ (28) OF-MM-4Corex1조 (CAMERA)¦ UTP Cat.5E 25Px5조 (사무실, 주회로 및 제어회로실)¦ FR-CV 3C/6.0㎟x2조 (CA POWER)¦ UTP Cat.5E 4Px2조 (교육실)¦ OF-MM-4Corex2조 (CAMERA)¦ 5C-HFBTx2조 (TV)¦ HIV 1.5㎟x6조 (CLOCK)¦ F-GV 4.0㎟x1조 (GND)¦ UTP Cat.5E 25Px5조 (사무실, 주회로 및 제어회로실)¦ FR-CV 3C/6.0㎟x1조 (CA POWER)¦ OF-MM-4Corex1조 (CAMERA)¦ 5C-HFBTx2조 (TV)¦ HIV 1.5㎟x6조 (CLOCK)¦ F-GV 4.0㎟x1조 (GND)¦ (16) UTP Cat.5E 4Px2조 (사무실)¦ (16) F-GV 4.0㎟x1조 (GND)¦ (28) UTP Cat.5E 25Px1조 (사무실)¦ (16) 5C-HFBTx1조 (TV)¦ (16) HIV 1.5㎟x2조 (CLOCK)¦ F-GV 4.0㎟x1조 (GND)¦ UTP Cat.5E 25Px1조 (사무실)¦ 5C-HFBTx1조 (TV)¦ HIV 1.5㎟x2조 (CLOCK)¦ (P14:200x200x100)¦ (P13:200x200x100)¦ (P11:300x300x200)¦ F-GV 4.0㎟x1조 (GND)¦ UTP Cat.5E 25Px4조 (주회로 및 제어회로실)¦ HIV 1.5㎟x2조 (CLOCK)¦ (28) OF-MM-4Corex1조 (CAMERA)¦ (28) FR-CV 3C/6.0㎟x1조 (CA POWER)¦ CABEL TRAY (W:300)¦ UTP 25P¦ CABEL TRAY (W:300)¦ UTP Cat.5E 25Px1조 (용역대기실)¦ UTP Cat.5E 25Px2조 (제동실, 용역대기실)¦ UTP Cat.5E 25Px1조 (전기실)¦ UTP Cat.5E 4Px4조 (출입통제)¦ UTP Cat.5E 4Px2조 (교육실)¦ CABEL TRAY (W:300)¦ SPIRAL SLEEVE(난연)28㎜x2조¦ FR-CVVSB 2C/2.5㎟x1조 (주공장 CLOCK)¦ F/S(J.F) 0.65x100P(50%차폐)x1조 (주공장)¦ 10C-HFBTx1조 (주공장TV)¦ OF-SM-8Corex1조 (주공장 광S/W HUB)¦ (16) UTP Cat.5E 4Px2조 (출입통제)¦ (16) HIV 1.5㎟x4조 (CLOCK)¦ (22) 5C-HFBTx2조 (TV)¦ (16) UTP Cat.5E 4Px2조 (교육실)¦ F-GV 4.0㎟x1조 (GND)¦ HIV 1.5㎟x2조 (CLOCK)¦ 5C-HFBTx1조 (TV)¦ UTP Cat.5E 25Px1조 (용역대기실)¦ DOWN TO 지상 1층¦ COMM-1¦ [광24Port]¦ [IDF 100P/250P]¦ (P19:100x100x100)¦ 입장선-1¦ 출장선-1¦ MATCH LINE DWG No. "S1-TA-D02-DB-005-0"¦ x2¦ x10¦ x10 ¦ (OUTLET)¦ (OUTLET)¦ (OUTLET)¦ (OUTLET)¦ (OUTLET)¦ (16) UTP Cat.5E 4Px2조 (입출장대기실)¦ (16) UTP Cat.5E 4Px2조 (입출장대기실)¦ (16) UTP Cat.5E 4Px2조 (입출장대기실)¦ (16) UTP Cat.5E 4Px2조 (입출장대기실)¦ (16) UTP Cat.5E 4Px2조 (입출장대기실)¦ (OUTLET)¦ (16) UTP Cat.5E 4Px2조 (입출장대기실)¦ DOWN TO 입출장대기실¦ (P9:100x100x200)¦ (16) UTP Cat.5E 4Px2조 (전기부품수선장)¦ DOWN TO 전기부품수선장¦ (P8:100x100x100)¦ (16) UTP Cat.5E 4Px2조 (출입문/판토수선장)¦ DOWN TO 출입문/판토수선장¦ (342 UTP Cat.5E 4Px2조x7 (전기부품수선장, 출입문/판토수선장¦ 냉난방기수선장, 공기압축기/회전기/시험실, 베어링수선장, 초음파 탐상실, 입출장대기실)¦ ¦ ¦ (36) UTP Cat.5E 4Px2조x6 (전기부품수선장, 출입문/판토수선장¦ 냉난방기수선장, 공기압축기/회전기/시험실, 베어링수선장, 초음파 탐상실)¦ ¦ (36) UTP Cat.5E 4Px2조x5 (출입문/판토수선장, 냉난방기수선장, ¦ 공기압축기/회전기/시험실, 베어링수선장, 초음파 탐상실)¦ (P7:100x100x100)¦ (16) UTP Cat.5E 4Px2조 (냉난방기수선장)¦ DOWN TO 냉난방기수선장¦ (36) UTP Cat.5E 4Px2조x4 (냉난방기수선장, 공기압축기/회전기/시험실,¦ 베어링수선장, 초음파 탐상실)¦ 베어링수선장, 초음파 탐상실)¦ (28) UTP Cat.5E 4Px2조x3 (공기압축기/회전기/시험실,¦ 베어링수선장, 초음파 탐상실)¦ (28) UTP Cat.5E 4Px2조x3 (공기압축기/회전기/시험실,¦ (P18:100x100x100)¦ (P21:100x100x100)¦ (28) OF-MM-4Corex1조 (CAMERA)¦ (28) FR-CV 3C/6.0㎟x1조 (CA POWER)¦ (16) UTP Cat.5E 4Px2조 (입출장대기실)¦ (P12:300x300x200)¦ 기계실¦ FR-CV 2C/4㎟x1조 (TV전원)¦ FR-CV 2C/4㎟x1조 (TV전원)¦ 1.2¦ 1.2¦ 3.4¦ 5.6¦ 주공장 구내통신설비 지상2층 철거평면도 (1/2)¦ S = 1/600¦ 1/600¦ 차량기지¦ 차량기지¦ 주공장 구내통신설비 지상2층 철거평면도¦ (1/2)¦ T¦ 7¦ 0¦ 0¦ 1¦ 0¦ 3¦ 4¦ 0¦ 2¦ 3¦ P¦
| 1단계_정거장 - 복사본 | 1단계_정거장 - 복사본 | 049. T9103066-004 917정거장 AFC설비 지하1층 장비배치도 (철거).dwg | \A1;800¦ \A1;600¦ \A1;7,500¦ \A1;7,500¦ \A1;7,500¦ \A1;7,500¦ \A1;7,500¦ \A1;7,500¦ \A1;7,500¦ \A1;7,500¦ \A1;7,500¦ \A1;7,500¦ \A1;7,500¦ \A1;7,500¦ \A1;7,500¦ \A1;7,500¦ \A1;7,500¦ \A1;7,500¦ \A1;7,500¦ \A1;7,500¦ \A1;7,500¦ \A1;7,500¦ \A1;7,500¦ \A1;7,500¦ \A1;45,000¦ \A1;7,500¦ \A1;7,500¦ \A1;7,500¦ \A1;7,500¦ \A1;7,500¦ \A1;7,500¦ \A1;165,000¦ \A1;7,500¦ \A1;7,070¦ \A1;9,160¦ \A1;9,160¦ \A1;3,300¦ \A1;28,690¦ \A1;800¦ \A1;800¦ \A1;600¦ \A1;1,000¦ \A1;4,132¦ \A1;4,000¦ \A1;1,200¦ \A1;200¦ \A1;200¦ \A1;200¦ \A1;200¦ \A1;200¦ \A1;200¦ \A1;200¦ \A1;900¦ \A1;1,325¦ \A1;600¦ \A1;600¦ \A1;600¦ \A1;600¦ \A1;600¦ \A1;2,135¦ \A1;1,800¦ \A1;500¦ \A1;1,000¦ \A1;800¦ \A1;200¦ \A1;900¦ \A1;200¦ \A1;1,000¦ \A1;1,200¦ \A1;1,060¦ \A1;200¦ \A1;200¦ \A1;200¦ \A1;200¦ \A1;200¦ \A1;200¦ \A1;600¦ \A1;600¦ \A1;600¦ \A1;600¦ \A1;200¦ \A1;200¦ \A1;900¦ \A1;1,200¦ \A1;400¦ \A1;500¦ \A1;1,200¦ \A1;410¦ \A1;200¦ \A1;1,000¦ \A1;800¦ \A1;3,800¦ \A1;1800¦ \A1;600¦ Detail "C"¦ Detail "A"¦ Detail "B"¦ Detail "D"¦ AAM ¦ Detail "D"¦ Detail "A"¦ Detail "B"¦ 발매기실¦ X00¦ X01¦ X02¦ X03¦ X04¦ X05¦ X06¦ X07¦ X08¦ X09¦ X10¦ X11¦ X12¦ X13¦ X14¦ X15¦ X16¦ X17¦ X18¦ X19¦ X20¦ X21¦ X22¦ X23¦ X-01¦ X-02¦ X-03¦ X-04¦ X-05¦ Y04¦ Y02¦ Y00¦ Y01¦ Y03¦ X-06¦ 전 기 실¦ 복 도¦ 119구조대 사무실¦ 용역원대기실¦ CO2실¦ 비상전원실¦ 대 합 실¦ 발매기실 1¦ 편 의 점¦ 공조기계실 1¦ 안전관리실¦ 발매기실 2¦ 화장실 2 (PAID)¦ 화장실 3 (FREE)¦ 물탱크실¦ 환승통로¦ 대 합 실¦ DN¦ DN¦ DN¦ DN¦ 화장실 1 (FREE)¦ 국철노량진역과환승¦ 대합실(PAID)¦ DN¦ DN¦ UP¦ UP¦ UP¦ UP¦ UP¦ UP¦ DN¦ UP¦ UP¦ 통신기계실¦ 방범셔터¦ 방범셔터¦ 방범셔터¦ DN¦ 외부출입구 4¦ 내부계단 4¦ 내부계단 3¦ 외부출입구 5¦ 외부출입구 3¦ 외부출입구 2¦ 외부출입구 1¦ 내부계단 1¦ 내부계단 2¦ 외부출입구 6¦ 외부엘리베이터 2¦ 용역창고¦ DN¦ DN¦ UP¦ UP¦ UP¦ UP¦ UP¦ UP¦ 외부엘리베이터 1¦ 내부엘리베이터 1¦ 내부엘리베이터 2¦ 119구조대 창고¦ 119구조대 복도¦ 119구조대¦ 119구조대¦ 119구조대 침실 3¦ 917 정거장 ¦ STA.18km111.750¦ 샤워실 2¦ 샤워실 3¦ 119구조대¦ 샤워실 1¦ 이동통신기계실¦ 119구조대 침실 2¦ 119구조대 침실 1¦ 발매기실 1¦ AAM ¦ AAM ¦ 6형¦ 8형¦ 8형¦ 대합실¦ FREE AREA¦ 대합실¦ PAID AREA¦ 11형¦ 12형¦ 10형¦ 8형¦ 8형¦ Detail "C"¦ 8형¦ 8형¦ 8형¦ 6형¦ 10형¦ 8형¦ 12형¦ 11형¦ 대합실¦ FREE AREA¦ 대합실¦ PAID AREA¦ AAM ¦ 917정거장 AFC설비 지하1층 장비배치도 (철거)¦ 917정거장 AFC설비 지하1층 장비배치도 (철거)¦ S = 1 / 600¦ 1/600¦ 지하철 917정거장¦ 샛강¦ 노량진¦ 노들¦ T¦ 9¦ 1¦ 0¦ 3¦ 0¦ 6¦ 6¦ 4¦ 0¦ 0¦ \A1;800¦ \A1;1,000¦ \A1;2,200¦
| 1단계_정거장 - 복사본 | 1단계_정거장 - 복사본 | 029. T7005034-001 909정거장 CCTV,TDI,시계설비 지하1층 신설평면도 (1_2).dwg | ACU¦ P¦ \A1;7,900¦ \A1;28,000¦ \A1;7,600¦ \A1;7,900¦ \A1;6,100¦ \A1;6,100¦ \A1;7,500¦ \A1;7,500¦ \A1;7,500¦ \A1;7,500¦ \A1;7,500¦ \A1;7,500¦ \A1;7,500¦ \A1;7,500¦ \A1;7,500¦ \A1;7,500¦ \A1;7,500¦ \A1;7,500¦ \A1;7,500¦ \A1;5,000¦ \A1;5,000¦ \A1;5,000¦ \A1;5,000¦ \A1;5,000¦ \A1;2,024¦ \A1;30,000¦ \A1;27,023¦ \A1;124,523¦ \A1;67,500¦ \A1;57,023¦ L¦ L1¦ TRAY (300x100)¦ UTP CAT.5E 25Px1조 (CONSOLE)¦ UTP CAT.5E 4Px4조 (CONSOLE)¦ FR-CV 3C/6.0㎟x1조 (LSE POWER)¦ UTP Cat.5E 4Px2조 (CL POWER)(신설)¦ F-CV 3C/2.5㎟x1조 (공간화상)(기존활용)¦ OF- SM-4Cx1조 (공간화상)(기존활용)¦ UTP Cat.5E4Px15조 (CAMERA)(신설)¦ OF-SM-8C(난연)x10조(신설) ¦ FR-CV 3C/4.0㎟x10조(신설) ¦ OF-SM-8C(난연)x2조(승강장모니터)(신설) ¦ FR-CV 3C/4.0㎟x2조(승강장모니터)(신설) ¦ C/R¦ A¦ B¦ C¦ H-1¦ J¦ M¦ Q¦ K¦ MATCH LINE DWG No. "S1-TA-S09-DB-018-0"¦ G¦ N¦ P¦ 지상E/L¦ L¦ X-09¦ X-07¦ X-05¦ X-03¦ X-01¦ X00¦ X01¦ X02¦ X03¦ X04¦ X06¦ X08¦ Y04¦ Y03¦ Y02¦ Y01¦ Y00¦ 발매기실 1¦ 편의점¦ 대합실¦ 용역창고¦ 용역원대기실¦ DN¦ DN¦ 통신기계실¦ 이동통신기계실¦ 복 도¦ 공조기계실¦ 물탱크실¦ 외부계단 1¦ 내부계단 1¦ 내부계단 2¦ 화장실¦ O¦ MATCH LINE DWG No. "S1-TA-S09-DB-019-0"¦ (P7:200x200x100)¦ (P8:200x200x100)¦ (P10:200x200x100)¦ (P12:200x200x100)¦ (P13:200x200x100)¦ (P15:200x200x100)¦ COMM-1¦ ES-8¦ ELE-3¦ ELE-4¦ ES-9¦ ATVM-1¦ T-1¦ C-1¦ ELE-1¦ ES-7¦ (P9:200x200x100)¦ A¦ B¦ C¦ E¦ F¦ G¦ H¦ J¦ K¦ M¦ N¦ O¦ Q¦ P¦ ELE-2¦ DOWN TO 지하 1층¦ K¦ K¦ K¦ AGM-1¦ (P11:200x200x100)¦ AGM-2¦ (P14:200x200x100)¦ K¦ L¦ K¦ NOTE¦ 1. 광케이블, 전원/접지케이블 (OF-SM-4Core, CV 3C/2.5㎟)¦ 3. 승강장 ANT설치위치: 열차 진행방향 정거장 시종점부에 설치¦ 2. 광케이블, 전원/접지케이블 (OF-SM-8Core, CV 3C/2.5㎟)¦ MATCH LINE DWG No. "S1-TA-S09-DB-019-0"¦ vmh¦ vmh¦ vmh¦ vmh¦ vmh¦ vmh¦ vmh¦ vmh¦ vmh¦ vmh¦ VMT¦ vmh¦ R¦ S¦ S¦ R¦ 임대상가¦ KEY PLAN¦ (16) UTP Cat.5E4Px1조 (CAMERA)¦ TRAY (300x100)¦ TRAY (300x100)¦ TRAY (300x100)¦ TRAY (300x100)¦ TRAY (300x100)¦ TRAY (300x100)¦ TRAY (300x100)¦ UTP Cat.5E 4Px4조 (CONSOLE)¦ UTP Cat.5E 25Px1조 (CONSOLE)¦ DOWN TO 통신기계실 ACCESS FLOOR¦ UTP Cat.5E 4Px4조 (CONSOLE)¦ UTP Cat.5E 25Px1조 (CONSOLE)¦ TRAY (300x100)¦ TRAY (300x100)¦ TRAY (300x100)¦ UTP Cat.5E4Px4조 (CAMERA)¦ DOWN TO 지하 2층¦ TRAY (900x150)¦ (16) UTP Cat.5E4Px1조 (CAMERA)¦ (16) UTP Cat.5E4Px2조 (CAMERA)¦ TRAY (600x150)¦ UTP Cat.5E 4Px4조 (CONSOLE)¦ UTP Cat.5E 25Px1조 (CONSOLE)¦ TRAY (300x100)¦ TRAY (300x100)¦ (16) UTP Cat.5E4Px1조 (CAMERA)¦ UP TO 지상층¦ (36) UTP Cat.5E4Px8조 (CAMERA)¦ TRAY (300x100)¦ (16) UTP Cat.5E4Px1조 (CAMERA)¦ TRAY (900x150)¦ DOWN TO 지하 2층¦ FR-CV 3C/6.0㎟x1조 (LSE POWER)¦ FR-CV 3C/6.0㎟x1조 (LSE POWER)¦ FR-CV 3C/6.0㎟x1조 (LSE POWER)¦ FR-CV 3C/4.0㎟x3조 (대합실게시기 POWER)(기존활용)¦ FR-CV 3C/4.0㎟x3조 (대합실게시기 POWER)(기존활용)¦ T¦ (28) FR-CV 3C/4.0㎟x1조 (대합실게시기 POWER)(기존활용)¦ (16) OF-SM-8Core(난연)x1조(대합실게시기)(신설))¦ T¦ E¦ F¦ H-1¦ H¦ TRAY (300x100)¦ UTP Cat.5E4Px1조 (CAMERA)¦ OF-SM-8C(난연)x11조(CAMERA) ¦ FR-CV 3C/4.0㎟x11조(CAMERA) ¦ UTP Cat.5E4Px1조 (CAMERA)¦ OF-SM-8C(난연)x11조(CAMERA) ¦ FR-CV 3C/4.0㎟x11조(CAMERA) ¦ (36) OF-SM-8C(난연)x8조(CAMERA) ¦ (36) FR-CV 3C/4.0㎟x8조(CAMERA) ¦ 스피드돔¦ 스피드돔¦ (28) OF-SM-8C(난연)x1조(CAMERA) ¦ (28) FR-CV 3C/4.0㎟x1조(CAMERA) ¦ OF-SM-8C(난연)x11조(CAMERA) ¦ FR-CV 3C/4.0㎟x11조(CAMERA) ¦ OF-SM-8C(난연)x4조(CAMERA) ¦ FR-CV 3C/4.0㎟x4조(CAMERA) ¦ OF-SM-8C(난연)x4조(CAMERA) ¦ FR-CV 3C/4.0㎟x4조(CAMERA) ¦ OF-SM-8C(난연)x10조(CAMERA) ¦ FR-CV 3C/4.0㎟x10조(CAMERA) ¦ UTP Cat.5E4Px1조 (CAMERA)¦ OF-SM-8C(난연)x11조(CAMERA) ¦ FR-CV 3C/4.0㎟x11조(CAMERA) ¦ UTP Cat.5E4Px1조 (CAMERA)¦ OF-SM-8C(난연)x11조(CAMERA) ¦ FR-CV 3C/4.0㎟x11조(CAMERA) ¦ UTP Cat.5E4Px2조 (CAMERA)¦ OF-SM-8C(난연)x11조(CAMERA) ¦ FR-CV 3C/4.0㎟x11조(CAMERA) ¦ UTP Cat.5E4Px6조 (CAMERA)¦ OF-SM-8C(난연)x11조(CAMERA) ¦ FR-CV 3C/4.0㎟x11조(CAMERA) ¦ UTP Cat.5E4Px6조 (CAMERA)¦ OF-SM-8C(난연)x11조(CAMERA) ¦ FR-CV 3C/4.0㎟x11조(CAMERA) ¦ UTP Cat.5E4Px4조 (CAMERA)¦ OF-SM-8C(난연)x11조(CAMERA) ¦ FR-CV 3C/4.0㎟x11조(CAMERA) ¦ UTP Cat.5E4Px7조 (CAMERA)¦ OF-SM-8C(난연)x11조(CAMERA) ¦ FR-CV 3C/4.0㎟x11조(CAMERA) ¦ UTP Cat.5E4Px9조 (CAMERA)¦ OF-SM-8C(난연)x11조(CAMERA) ¦ FR-CV 3C/4.0㎟x11조(CAMERA) ¦ UTP Cat.5E4Px9조 (CAMERA)¦ OF-SM-8C(난연)x25조(CAMERA) ¦ FR-CV 3C/4.0㎟x25조(CAMERA) ¦ UTP Cat.5E4Px16조 (CAMERA)¦ OF-SM-8C(난연)x25조(CAMERA) ¦ FR-CV 3C/4.0㎟x25조(CAMERA) ¦ (28) OF-SM-8C(난연)x2조(CAMERA) ¦ (28) FR-CV 3C/4.0㎟x2조(CAMERA) ¦ (36) OF-SM-8C(난연)x10조(CAMERA) ¦ (36) FR-CV 3C/4.0㎟x10조(CAMERA) ¦ VMT¦ OF-SM-8Core(난연)x1조 (모니터)(신설)¦ FR-CV 3C/4.0㎟x1조 (모니터POWER)(신설) ¦ OF-SM-8Core(난연)x1조 (모니터)(신설)¦ FR-CV 3C/4.0㎟x1조 (모니터POWER)(신설) ¦ OF-SM-8Core(난연)x1조 (모니터)(신설)¦ FR-CV 3C/4.0㎟x1조 (모니터POWER)(신설) ¦ OF-SM-8Core(난연)x1조 (모니터)(신설)¦ FR-CV 3C/4.0㎟x1조 (모니터POWER)(신설) ¦ (22) OF-SM-8C(난연)x2조(CAMERA) ¦ (22) FR-CV 3C/4.0㎟x2조(CAMERA) ¦ (16) OF-SM-8C(난연)x1조(CAMERA) ¦ (16) FR-CV 3C/4.0㎟x1조(CAMERA) ¦ OF-SM-8C(난연)x2조(CAMERA) ¦ FR-CV 3C/4.0㎟x2조(CAMERA) ¦ OF-SM-8C(난연)x2조(CAMERA) ¦ FR-CV 3C/4.0㎟x2조(CAMERA) ¦ OF-SM-8C(난연)x2조(CAMERA) ¦ FR-CV 3C/4.0㎟x2조(CAMERA) ¦ OF-SM-8C(난연)x2조(CAMERA) ¦ FR-CV 3C/4.0㎟x2조(CAMERA) ¦ OF-SM-8C(난연)x2조(CAMERA) ¦ FR-CV 3C/4.0㎟x2조(CAMERA) ¦ OF-SM-8C(난연)x2조(CAMERA) ¦ FR-CV 3C/4.0㎟x2조(CAMERA) ¦ OF-SM-8Core(난연)x1조(대합실게시기)(신설))(기존활용)¦ OF-SM-8Core(난연)x1조(대합실게시기)(신설))¦ OF-SM-8Core(난연)x1조(대합실게시기)(신설))¦ FR-CV 3C/4.0㎟x3조 (대합실게시기 POWER)(기존활용) ¦ OF-SM-8Core(난연)x1조(대합실게시기)(신설)¦ FR-CV 3C/4.0㎟x3조 (대합실게시기 POWER)(기존활용)¦ OF-SM-8Core(난연)x1조(대합실게시기)(신설)¦ FR-CV 3C/4.0㎟x3조 (대합실게시기 POWER)(기존활용) ¦ 지하철 909정거장¦ 가양¦ 등촌¦ 염창¦ 1/400¦ S = 1 / 400¦ 909정거장 CCTV,TDI,시계설비 지하1층 신설평면도(1/2)¦ 909정거장 CCTV,TDI,시계설비 지하1층¦ 신설평면도(1/2)¦ T¦ 7¦ 0¦ 0¦ 5¦ 0¦ 3¦ 4¦ 0¦ 0¦ 1¦ CCTV(기존동축활용)¦ P¦
| 1단계_정거장 - 복사본 | 1단계_정거장 - 복사본 | 037. T7005034-008 911정거장 CCTV,TDI,시계설비 지하3층 철거평면도 (2_2).dwg | P¦ \A1;7,330¦ \A1;7,330¦ \A1;500¦ \A1;3,880¦ \A1;7,830¦ \A1;3,880¦ \A1;7,830¦ \A1;23,420¦ \A1;500¦ \A1;3,750¦ \A1;7,500¦ \A1;7,500¦ \A1;5,000¦ \A1;5,000¦ \A1;5,000¦ \A1;5,000¦ \A1;5,000¦ \A1;5,000¦ \A1;5,000¦ \A1;5,000¦ \A1;5,000¦ \A1;7,500¦ \A1;7,500¦ \A1;30,000¦ \A1;20,000¦ MATCH LINE DWG No. "S1-TA-S11-DB-019-0"¦ KEY PLAN¦ Y00¦ Y01¦ Y03¦ Y05¦ Y06¦ 28,750¦ 78,750¦ X15¦ X16¦ X17¦ X18¦ X19¦ X20¦ X21¦ X22¦ X23¦ X24¦ X25¦ X26¦ X27¦ X28¦ UP¦ UP¦ PSD기계실1¦ PSD기계실2¦ 승강장¦ 레일부¦ 배수펌프실¦ P-5¦ (P22:200x200x100)¦ (P23:300x300x200)¦ (P24:200x200x100)¦ P-3¦ P-6¦ (16) UL 2919-AMESB 24AWG 4Px1조 (TDI)¦ (28) FR-CV 3C/4.0㎟x1조 (TDI POWER)¦ (16) ECX 5C 2Vx1조 (CAMERA)(기존활용)¦ (22) ECX 5C-2x2조 (CAMERA)(기존활용)¦ (16) UL 2919-AMESB 24AWG 4Px1조 (TDI)¦ (28) FR-CV 3C/4.0㎟x1조 (TDI POWER)¦ (16) UL 2919-AMESB 24AWG 4Px1조 (TDI)¦ (28) FR-CV 3C/4.0㎟x1조 (TDI POWER)¦ (16) ECX 5C-2Vx1조 (CAMERA)(기존활용)¦ (16) ECX 5C-2Vx1조 (CAMERA)(기존활용)¦ (16) ECX 5C-2Vx1조 (CAMERA)(기존활용)¦ (16) UTP Cat.5E 4Px2조 (TDI)¦ (28) OF-MM-12Core(난연)x1조 (TDI)¦ (16) UTP Cat.5E 4Px2조 (TDI)¦ (28) OF-MM-12Core(난연)x1조 (TDI)¦ (16) UTP Cat.5E 4Px2조 (TDI)¦ (28) OF-MM-12Core(난연)x1조 (TDI)¦ NOTE¦ 1. 광케이블, 전원/접지케이블 (OF-SM-4Core, CV 3C/2.5㎟)¦ 3. 승강장 ANT설치위치: 열차 진행방향 정거장 시종점부에 설치¦ 2. 광케이블, 전원/접지케이블 (OF-SM-8Core, CV 3C/2.5㎟)¦ 본선 TRAY 이용¦ OF-SM-4Cx1조 [공간화상)(철거)¦ F-CV 3C/2.5㎟x1조 (공간화상)(철거)¦ OF-SM-4Cx1조 [공간화상)(철거)¦ F-CV 3C/2.5㎟x1조 (공간화상)(철거)¦ 본선 TRAY 이용¦ (16) UL 2919-AMESB 24AWG 4Px1조 (TDI)¦ (28) FR-CV 3C/4.0㎟x1조 (TDI POWER)¦ (16) UTP Cat.5E 4Px2조 (TDI)¦ (28) OF-MM-12Core(난연)x1조 (TDI)¦ vmh¦ vmh¦ vmh¦ (철거)¦ 지하철 911정거장¦ 염창¦ 신목동¦ 선유도¦ 1/400¦ S = 1 / 400¦ 911정거장 CCTV,TDI,시계설비 지하3층 철거평면도(2/2)¦ 911정거장 CCTV,TDI,시계설비 지하3층¦ 철거평면도(2/2)¦ T¦ 7¦ 0¦ 0¦ 5¦ 0¦ 3¦ 4¦ 0¦ 0¦ 8¦ CCTV(기존동축활용)¦ P¦ G¦
| 1단계_정거장 - 복사본 | 1단계_정거장 - 복사본 | 032. T7003034-005 907정거장 방송설비 지하2층 신설평면도 (2_2).dwg | \A1;5,000¦ \A1;5,000¦ \A1;82,500¦ \A1;2,500¦ \A1;2,500¦ \A1;5,000¦ \A1;5,000¦ \A1;5,000¦ \A1;5,000¦ \A1;5,000¦ \A1;5,000¦ \A1;5,000¦ \A1;5,000¦ \A1;5,000¦ \A1;5,000¦ \A1;5,000¦ \A1;5,000¦ \A1;5,000¦ \A1;2,500¦ \A1;27,800¦ \A1;13,900¦ \A1;13,900¦ S = 1 / 400¦ 903정거장 방송설비 지하1층 신설평면도(2/2)¦ 1/400¦ 904정거장 방송설비 지하1층 신설평면도 (1/2)¦ 0¦ 0¦ 0¦ -¦ 0¦ 0¦ 0¦ 0¦ (기설활용)¦ -¦ T¦ 7¦ 0¦ 0¦ 3¦ 0¦ 3¦ 4¦ 0¦ 1¦ 6¦ MATCH LINE DWG No. "S1-TA-S07-DB-017-0"¦ : (16) HIV 1.5㎟x2조¦ NOTE¦ : (16) HIV 1.5㎟x5조¦ : (16) HIV 1.5㎟x6조¦ : (22) HIV 1.5㎟x7조¦ : (22) HIV 1.5㎟x8조¦ : (22) HIV 1.5㎟x10조¦ : (16) HIV 1.5㎟x4조¦ : (16) HIV 1.5㎟x3조¦ KEY PLAN¦ UP¦ UP¦ X25¦ X26¦ X27¦ X28¦ X29¦ X31¦ X32¦ X33¦ X30¦ X18¦ X19¦ X21¦ X22¦ X23¦ X24¦ X20¦ X34¦ Y00¦ Y01¦ Y02¦ PSD기계실 ¦ UP¦ UP¦ UP¦ UP¦ UP¦ UP¦ 내부계단¦ 내부계단¦ 내부계단¦ PSD기계실 ¦ 승 강 장¦ 승 강 장¦ 내부계단¦ 벽부형 3W : 2 EA¦ 천정형 5W : 40 EA¦ 지하철 907정거장¦ 양천향교¦ 가양¦ 증미¦ S = 1 / 400¦ 907정거장 방송설비 지하2층 신설평면도(2/2)¦ 1/400¦ 907정거장 방송설비 지하2층 신설평면도 (2/2)¦ (기설활용)¦ T¦ 7¦ 0¦ 0¦ 3¦ 0¦ 3¦ 4¦ 0¦ 0¦ 5¦
| 1단계_정거장 - 복사본 | 1단계_정거장 - 복사본 | 059. T7005034-016 902정거장 CCTV,TDI,시계설비 지하2층철거평면도(1-3).dwg | 경사로¦ 환승통로¦ 공 조 실¦ DN¦ DS¦ DS¦ DS¦ UP¦ UP¦ DN¦ 9호선방향 및¦ 공항철도방향¦ 도심방향¦ 차량기지방향¦ 5호선 기존벽체¦ 5호선 환승통로¦ ES.DN¦ DN¦ DN¦ ES.DN¦ (급기구)¦ AUTO FILLTER실¦ 7000¦ 7000¦ 7000¦ 3600¦ 5800¦ 8840¦ 9020¦ 11790¦ 37800¦ 8150¦ 9호선방향 및¦ 공항철도방향¦ 도심방향¦ 차량기지방향¦ 7000¦ 7500¦ 7500¦ 7500¦ 7500¦ 5호선 기존벽체¦ -11¦ X¦ -10¦ X¦ -9¦ X¦ -8¦ X¦ -7¦ X¦ -6¦ X¦ -5¦ X¦ 7500¦ 7500¦ 7500¦ 7500¦ 3430¦ 5590¦ 04¦ Y¦ Y¦ 03¦ Y¦ 02¦ Y¦ 01¦ Y¦ 00¦ X¦ -4¦ -3¦ X¦ -2¦ X¦ -1¦ X¦ 00¦ X¦ (급기구)¦ X¦ -12¦ C¦ P¦ DOWN TO B3¦ P¦ C¦ PB(100X100X100)¦ P¦ C¦ PB(150X150X100)¦ PB(100X100X100)¦ (16)HIV1.2X2¦ (16)HIV1.2X3¦ DOWN TO B3¦ C¦ 100x100x100¦ P¦ E/S-1¦ E/V-1¦ E/V-2¦ 환승2¦ 환승1¦ (22)CV 3.5 /2C(C.POW)(철거)¦ (16)5C-2V(CCTV)¦ (22)CV 3.5 /2C(C.POW)(철거)¦ (16)5C-2V(CCTV)¦ (22)CV 3.5 /2C(C.POW)(철거)¦ (28)5C-2VX3(CCTV)¦ (22)CV 3.5 /2C(C.POW)(철거)¦ (16)5C-2V(CCTV)¦ (22)CV 3.5 /2C(C.POW)(철거)¦ (16)5C-2V(CCTV)¦ (28)FR-CV 3C/4.0㎟x1조 (환승구게시기)(철거)¦ (16)OF-MM-8Core(난연)x1조 (환승구게시기)(철거)¦ 지하철 902정거장¦ 김포공항¦ 공항시장¦ 1/400¦ S = 1/400¦ 개화¦ 902정거장 CCTV,TDI,시계설비 지하2층 철거평면도(1/3)¦ 902정거장 CCTV,TDI,시계설비 지하2층 ¦ 철거평면도(1/3)¦ T¦ 7¦ 0¦ 0¦ 5¦ 0¦ 3¦ 4¦ 0¦ 1¦ 6¦ CCTV(기존동축활용)¦
| 1단계_정거장 - 복사본 | 1단계_정거장 - 복사본 | 057. T9103066-003 907정거장 AFC설비 지하1층 장비배치도.dwg | \A1;800¦ \A1;1,000¦ \A1;2,200¦ \A1;800¦ \A1;600¦ \A1;800¦ \A1;1,000¦ \A1;2,200¦ \A1;800¦ \A1;600¦ \A1;600¦ \A1;7,500¦ \A1;7,500¦ \A1;7,500¦ \A1;5,000¦ \A1;5,000¦ \A1;5,000¦ \A1;5,000¦ \A1;5,000¦ \A1;5,000¦ \A1;277,500¦ \A1;2,500¦ \A1;2,500¦ \A1;2,500¦ \A1;2,500¦ \A1;5,000¦ \A1;5,000¦ \A1;5,000¦ \A1;5,000¦ \A1;5,000¦ \A1;5,000¦ \A1;5,000¦ \A1;5,000¦ \A1;5,000¦ \A1;5,000¦ \A1;5,000¦ \A1;5,000¦ \A1;5,000¦ \A1;5,000¦ \A1;5,000¦ \A1;5,000¦ \A1;5,000¦ \A1;5,000¦ \A1;5,000¦ \A1;5,000¦ \A1;5,000¦ \A1;5,000¦ \A1;5,000¦ \A1;27,800¦ \A1;13,900¦ \A1;13,900¦ \A1;100,000¦ \A1;1,000¦ \A1;800¦ \A1;150¦ \A1;600¦ \A1;200¦ \A1;1,800¦ \A1;1,000¦ \A1;800¦ \A1;200¦ \A1;600¦ \A1;600¦ \A1;600¦ \A1;600¦ \A1;1,350¦ \A1;200¦ \A1;600¦ \A1;200¦ \A1;200¦ \A1;200¦ \A1;200¦ \A1;150¦ \A1;150¦ \A1;150¦ \A1;600¦ \A1;150¦ \A1;150¦ \A1;600¦ \A1;150¦ \A1;150¦ \A1;600¦ \A1;150¦ \A1;600¦ \A1;150¦ \A1;1100¦ \A1;150¦ \A1;150¦ \A1;900¦ Detail "C"¦ Detail "A"¦ Detail "D"¦ Detail "B"¦ Detail "A"¦ Detail "B"¦ Detail "C"¦ 발매기실¦ 발매기실¦ X31¦ X32¦ X33¦ X35¦ X36¦ X37¦ X38¦ X39¦ X40¦ X41¦ X42¦ X44¦ X45¦ X46¦ X47¦ X43¦ X48¦ X-8¦ X-7¦ X-6¦ X-5¦ X-4¦ X-3¦ X-2¦ X-1¦ X01¦ X02¦ X03¦ X04¦ X05¦ X06¦ X07¦ X09¦ X10¦ X11¦ X08¦ X00¦ X34¦ Y00¦ Y01¦ Y02¦ 발매기실¦ 편 의 점 ¦ 발매기실¦ 안전관리실¦ 승차권 창고¦ 비상 전원실¦ 신호,통신기계실¦ 전 기 실¦ 복 도¦ 물탱크실¦ 이동통신기계실¦ CO2 실¦ 대 합 실¦ 방범셔터¦ DN¦ DN¦ DN¦ DN¦ DN¦ DN¦ DN ¦ DN¦ DN¦ DN¦ DN¦ UP¦ UP¦ UP¦ UP¦ UP¦ UP¦ UP¦ UP¦ UP¦ UP¦ UP¦ UP¦ UP¦ UP¦ UP¦ UP¦ UP¦ UP¦ UP¦ UP¦ UP¦ 외부출입구¦ 외부출입구¦ 외부출입구¦ 외부출입구¦ 내부계단¦ 내부계단¦ 외부출입구¦ 내부계단¦ 화 장 실¦ 외부출입구¦ 내부계단¦ 외부출입구¦ 외부출입구¦ 외부출입구¦ 외부출입구¦ AAM ¦ AAM ¦ AAM ¦ AAM ¦ 대합실¦ FREE AREA¦ 대합실¦ PAID AREA¦ X42¦ 10형¦ 8형¦ 8형¦ 대합실¦ PAID AREA¦ 대합실¦ FREE AREA¦ 8형¦ Detail "D"¦ 10형¦ 8형¦ 8형¦ 12/6형¦ 11형¦ 8형¦ 8형¦ 구 분¦ 당 초¦ 변 경¦ 6형¦ 8형¦ 10형¦ 6/12형¦ 10/11형¦ 11형¦ 12형¦ -¦ -¦ 3¦ 4¦ 1¦ 1¦ -¦ -¦ -¦ 1¦ 1¦ -¦ 1¦ 1¦ 12형¦ 11형¦ 8형¦ 6형¦ 구 분¦ 당 초¦ 변 경¦ 6형¦ 8형¦ 10형¦ 6/12형¦ 10/11형¦ 11형¦ 12형¦ -¦ 1¦ 3¦ 4¦ 1¦ 1¦ -¦ -¦ 1¦ 1¦ 1¦ -¦ -¦ 1¦ 907정거장 AFC설비 지하1층 장비배치도¦ 907정거장 AFC설비 지하1층 장비배치도¦ S = 1 / 600¦ 1/600¦ 지하철 907정거장¦ 양천향교¦ 가양¦ 증미¦ T¦ 9¦ 1¦ 0¦ 3¦ 0¦ 6¦ 6¦ 0¦ 0¦ 3¦
| 1단계_정거장 - 복사본 | 1단계_정거장 - 복사본 | 033. T7005034-004 911정거장 CCTV,TDI,시계설비 지하3층 신설평면도 (2_2).dwg | P¦ \A1;7,330¦ \A1;7,330¦ \A1;500¦ \A1;3,880¦ \A1;7,830¦ \A1;3,880¦ \A1;7,830¦ \A1;23,420¦ \A1;500¦ \A1;3,750¦ \A1;7,500¦ \A1;7,500¦ \A1;5,000¦ \A1;5,000¦ \A1;5,000¦ \A1;5,000¦ \A1;5,000¦ \A1;5,000¦ \A1;5,000¦ \A1;5,000¦ \A1;5,000¦ \A1;7,500¦ \A1;7,500¦ \A1;30,000¦ \A1;20,000¦ TRAY (300x100)¦ UTP CAT.5E 25Px1조 (CONSOLE)¦ UTP CAT.5E 4Px4조 (CONSOLE)¦ FR-CV 3C/6.0㎟x1조 (LSE POWER)¦ UTP Cat.5E 4Px2조 (CL POWER)(신설)¦ F-CV 3C/2.5㎟x1조 (공간화상)(기존활용)¦ OF- SM-4Cx1조 (공간화상)(기존활용)¦ UTP Cat.5E4Px15조 (CAMERA)(신설)¦ OF-SM-8C(난연)x10조(신설) ¦ FR-CV 3C/4.0㎟x10조(신설) ¦ OF-SM-8C(난연)x2조(승강장모니터)(신설) ¦ FR-CV 3C/4.0㎟x2조(승강장모니터)(신설) ¦ MATCH LINE DWG No. "S1-TA-S11-DB-019-0"¦ KEY PLAN¦ Y00¦ Y01¦ Y03¦ Y05¦ Y06¦ 28,750¦ 78,750¦ X15¦ X16¦ X17¦ X18¦ X19¦ X20¦ X21¦ X22¦ X23¦ X24¦ X25¦ X26¦ X27¦ X28¦ UP¦ UP¦ PSD기계실1¦ PSD기계실2¦ 승강장¦ 레일부¦ 배수펌프실¦ P-5¦ (P22:200x200x100)¦ (P23:300x300x200)¦ (P24:200x200x100)¦ P-3¦ P-6¦ NOTE¦ 1. 광케이블, 전원/접지케이블 (OF-SM-4Core, CV 3C/2.5㎟)¦ 3. 승강장 ANT설치위치: 열차 진행방향 정거장 시종점부에 설치¦ 2. 광케이블, 전원/접지케이블 (OF-SM-8Core, CV 3C/2.5㎟)¦ vmh¦ vmh¦ vmh¦ (16) UTP Cat.5E4Px1조 (CAMERA)¦ (28) UTP Cat.5E4Px1조 (CAMERA)¦ (16) OF-SM-8C(난연)x1조(CAMERA) ¦ (16) FR-CV 3C/4.0㎟x1조(CAMERA) ¦ (16) OF-SM-8C(난연)x1조(CAMERA) ¦ (1628) FR-CV 3C/4.0㎟x1조(CAMERA) ¦ 모니터¦ 하행 승강장¦ (16) OF-SM-8Core(난연)x1조 (모니터)(신설)¦ (28) FR-CV 3C/4.0㎟x1조 (모니터POWER)(신설) ¦ (16) OF-SM-8Core(난연)x1조 (모니터)(신설)¦ (28) FR-CV 3C/4.0㎟x1조 (모니터POWER)(신설) ¦ (16) UL 2919-AMESB 24AWG 4Px1조 (TDI)(기존활용)¦ (28) FR-CV 3C/4.0㎟x1조 (TDI POWER)(기존활용)¦ (16) UL 2919-AMESB 24AWG 4Px1조 (TDI)(기존활용)¦ (28) FR-CV 3C/4.0㎟x1조 (TDI POWER)(기존활용)¦ (16) UL 2919-AMESB 24AWG 4Px1조 (TDI)(기존활용)¦ (28) FR-CV 3C/4.0㎟x1조 (TDI POWER)(기존활용)¦ (16) UTP Cat.5E 4Px2조 (TDI)(기존활용)¦ (28) OF-MM-12Core(난연)x1조 (TDI)(기존활용)¦ (16) UTP Cat.5E 4Px2조 (TDI)(기존활용)¦ (28) OF-MM-12Core(난연)x1조 (TDI)(기존활용)¦ (16) UTP Cat.5E 4Px2조 (TDI)(기존활용)¦ (28) OF-MM-12Core(난연)x1조 (TDI)(기존활용)¦ (16) UL 2919-AMESB 24AWG 4Px1조 (TDI)(기존활용)¦ (28) FR-CV 3C/4.0㎟x1조 (TDI POWER)(기존활용)¦ (16) UTP Cat.5E 4Px2조 (TDI)(기존활용)¦ (28) OF-MM-12Core(난연)x1조 (TDI)(기존활용)¦ (16) OF-SM-8C(난연)x1조(CAMERA) ¦ (16) FR-CV 3C/4.0㎟x1조(CAMERA) ¦ (16) OF-SM-8C(난연)x1조(CAMERA) ¦ (16) FR-CV 3C/4.0㎟x1조(CAMERA) ¦ 지하철 911정거장¦ 염창¦ 신목동¦ 선유도¦ 1/400¦ S = 1 / 400¦ 911정거장 CCTV,TDI,시계설비 지하3층 신설평면도(2/2)¦ 911정거장 CCTV,TDI,시계설비 지하3층¦ 신설평면도(2/2)¦ T¦ 7¦ 0¦ 0¦ 5¦ 0¦ 3¦ 4¦ 0¦ 0¦ 4¦ CCTV(기존동축활용)¦ P¦ G¦
| 1단계_정거장 - 복사본 | 1단계_정거장 - 복사본 | 001~003. T1001001~003 909 정거장 목록표,범례도, 표지,간지.dwg | 서울시메트로9호선(주) 대체투자(신호 및 통신설비) 타당성조사, 기본 및 실시설계 용역¦ 실 시 설 계 도 면¦ 2019. 03. ¦ [ 통신 설비-909정거장 ]¦ (주)안세기술 컨소시엄¦ 서울시메트로 9호선(주)¦ (공통 상세도)¦ 공통¦ T¦ 1¦ 0¦ 0¦ 0¦ 0¦ 0¦ 0¦ 0¦ 0¦ 0¦ 네트워크장비 통신기기실 실장도¦ 서지보호기 상세도¦ DU 시스템 상세도¦ DU RACK 상세도¦ RRU 시스템 상세도¦ OFD 48C 상세도¦ OFD 24C 상세도¦ FDF 48C 상세도¦ 실내안테나 설치상세도¦ 옥상안테나폴[5M] 상세도¦ 옴니 안테나 상세도¦ 정류기 상세도¦ RACK 접지상세도¦ 수공 상세도[1/2]¦ 수공 상세도[2/2]¦ 수공철개 상세도¦ PIPING 상세도[1/3]¦ PIPING 상세도[2/3]¦ PIPING 상세도[3/3]¦ TERMINAL BOX 상세도¦ 접지함 상세도¦ WALL PULLBOX DETAIL¦ 여자화장실 INTERPHONE DETAIL¦ RACK 바닥고정 설치상세도¦ 광점퍼코드[OJC]상세도¦ 도면번호¦ 구 분¦ 도 면 명¦ 축 척¦ 도면번호¦ 구 분¦ 축 척¦ 도면번호¦ 구 분¦ 축 척¦ 1¦ 2¦ 도면목록표¦ NONE¦ 3¦ NONE¦ 4¦ NONE¦ 5¦ NONE¦ 6¦ 7¦ 8¦ NONE¦ 9¦ 1/100¦ 10¦ 11¦ 12¦ 13¦ 14¦ 15¦ 16¦ 17¦ 18¦ 19¦ 20¦ 21¦ 22¦ 23¦ 24¦ 25¦ 26¦ 도 면 명¦ 도 면 명¦ 1/400¦ 1/400¦ 도 면 목 록 표¦ NONE¦ 도 면 목 록 표¦ S = NONE¦ 909정거장 CIRCUIT WIRING SYSTEM DIAGRAM / 철거¦ 909정거장 통신기계실 & 안전관리실 CABLE WIRING DIAGRAM¦ 909정거장 종합무선중계,열차무선설비 DIAGRAM¦ NONE¦ NONE¦ NONE¦ NONE¦ NONE¦ NONE¦ NONE¦ NONE¦ NONE¦ NONE¦ NONE¦ NONE¦ NONE¦ 정거장 통신설비 계통도¦ 범례도¦ 909정거장 ¦ 27¦ 28¦ 29¦ 30¦ 31¦ 32¦ 33¦ 34¦ 35¦ 909정거장 통신기계실 기기배치도 및 바닥 TRAY 설치도¦ 36¦ 37¦ 38¦ 39¦ 40¦ 41¦ 42¦ 43¦ 44¦ 공통상세도¦ 45¦ 46¦ NONE¦ NONE¦ NONE¦ NONE¦ NONE¦ 47¦ 48¦ 49¦ 50¦ 51¦ 52¦ 53¦ 54¦ 55¦ 56¦ 57¦ 58¦ 59¦ 60¦ 61¦ 62¦ 63¦ 64¦ 65¦ 66¦ 67¦ 68¦ 69¦ 70¦ 71¦ 72¦ 73¦ 74¦ NONE¦ NONE¦ NONE¦ NONE¦ NONE¦ NONE¦ NONE¦ NONE¦ NONE¦ NONE¦ NONE¦ NONE¦ NONE¦ NONE¦ NONE¦ 심 볼¦ 명 칭¦ 비 고¦ 심 볼¦ 명 칭¦ 비 고¦ ( 36 )¦ ATT¦ 관 로 케 이 블 포 설 (신설)¦ GND¦ MGB¦ 직 매 케 이 블 포 설¦ 트 라 후 내 포 설¦ 천 장 노 출 배 관¦ 케 이 블 접 속¦ 바 닥 배 관¦ 전 선 관 규 격¦ 전 선 관 상 향¦ 전 선 관 하 향¦ 전 선 관 통 과¦ 분 전 반¦ U T P 단 자 함¦ 주 접 지 단 자 함¦ 접 지 단 자 함¦ 천 장 형 풀 박 스¦ 기 설 천 장 형 풀 박 스¦ 벽 부 형 풀 박 스¦ 아 웃 레 트 박 스¦ 인 공¦ 수 공 (신 설)¦ 모 듈 러 잭 (R J - 4 5)¦ 구 내 전 화¦ 역 간 직 통 전 화¦ 사 령 전 화¦ 키 폰 전 화 모 장 치¦ 키 폰 전 화 자 장 치¦ 인 터 폰 자 장 치¦ 모 사 전 송 장 치¦ 콜 폰¦ T V 단 자¦ 장 애 자 용 유 도 음 향 장 치¦ 증 폭 기¦ 천 장 형 스 피 커 (3 W)¦ 벽 부 형 스 피 커 (3 W)¦ 벽 부 형 스 피 커 (3 W)¦ 천 장 형 스 피 커 (5 W)¦ 벽 부 형 스 피 커 (5 W)¦ 컬 럼 형 스 피 커 (20 W)¦ 음 량 조 절 기¦ H I V 1 . 5 ㎟ x 3 조¦ 안 테 나¦ 카 메 라¦ 펜 틸 트 카 메 라¦ 열 차 행 선 안 내 게 시 기¦ 부 모 시 계¦ 자 시 계¦ 사 각 시 계¦ M¦ 방 송 단 자 함¦ P¦ P¦ KP¦ KP¦ H¦ M¦ G¦ PA AMP¦ T¦ 기 설 벽 부 형 풀 박 스¦ INT¦ H o r n 스 피 커 (30 W)¦ 4D¦ AMP¦ T V 분 배 기¦ T V 증 폭 기¦ C/R¦ ACU¦ 출 입 통 제 자 장 치¦ 출 입 통 제 주 장 치¦ 종 단 저 항¦ (200x200x100)¦ (400x500x150)¦ 심 볼¦ 명 칭¦ 비 고¦ SMS¦ ATVM¦ AAM¦ AGM¦ 자 동 발 매 기¦ 자 동 정 산 기¦ 역 단 위 전 산 기¦ 개 집 표 기¦ 케 이 블 트 레 이¦ 일 반 전 화 (국선)¦ KT¦ ATTENUATOR 포함¦ 수치규격표시¦ 수치규격표시¦ 분 배 기¦ D¦ 승 강 장 천 장 노 출 배 관¦ (36) : 수치규격표시¦ 인터폰¦ 모장치¦ 인 터 폰 모 장 치¦ MSC¦ MWS¦ 시스템박스¦ 컬 럼 형 스 피 커 (10 W)¦ INSTALLATION OF DUCT SYSTEM¦ INSTALLATION OF DIRECTBURIED CABLE¦ INSTALLATION OF TROUGH SYSTEM¦ CABLE TRAY¦ CABLE IN CONDUIT CELING EXPOSED¦ CABLE JOINT¦ CABLE IN CONDUIT FLOOR EXPOSED¦ CONDUIT SIZE¦ CONDUIT GOING UPWARD¦ CONDUIT GOING DOWNWARD¦ CONDUIT PASSING¦ POWER DISTRIBUTION BOARD¦ UTP TERMINAL BOX¦ PUBLIC ADDRESS TERMINAL BOX¦ MAIN GROUND BOX¦ EARTH TERMINAL BOX¦ CEILING PULL BOX¦ CEILING PULL BOX¦ WALL PULL BOX¦ WALL PULL BOX¦ MODULAR JACK¦ SYSTEM BOX¦ INTERIOR TELEPHONE¦ MAGNETIC TELEPHONE¦ DISPATCH TELEPHONE¦ KEYPHONE MASTER¦ KEYPHONE SLAVE¦ AUTOMATIC TELEPHONE¦ INTERPHONE MASTER¦ INTERPHONE SLAVE¦ FACSIMILE¦ CALL PHONE¦ OUTLET FOR TV¦ AMPLIFILER¦ SPEAKER (CEILING MOUNTED TYPE)¦ SPEAKER (WALL MOUNTED TYPE)¦ SPEAKER (WALL MOUNTED TYPE)¦ SPEAKER (CEILING MOUNTED TYPE)¦ SPEAKER (WALL MOUNTED TYPE)¦ SPEAKER (COLUMN MOUNTED TYPE)¦ SPEAKER (COLUMN MOUNTED TYPE)¦ SPEAKER (HORN MOUNTED TYPE)¦ ATTENUATOR¦ DISTRIBUTOR FOR TV¦ BOOSTER FOR TV¦ CAMERA FOR CCTV¦ PANTILTED CAMERA¦ DISPLAY FOR TRAIN DESTINATION INDICATION¦ REPEAT ELETRIC CLOCK¦ SLAVE ELECTRIC CLOCK (WALL MOUNTED TYPE)¦ INDEPENDENCE OUTSIDE CLOCK¦ ACCESS CONTROL UNIT¦ CARD READER¦ ANTENNA¦ DISTRIBUTOR FOR RADIO COMMUNICATION¦ DUMMY LOAD¦ STATION MONITORING SYSTEM¦ AUTOMATIC TICKET VENDING MACHINE¦ AUTOMATIC ADD FARE MACHINE¦ AUTOMATIC GATE MACHINE¦ CABLE IN CONDUIT CELING EXPOSED FOR PALTFORM¦ OUTLET BOX¦ Man Hole¦ Hand Hole¦ 토크백¦ 모장치¦ 토 크 백 모 장 치¦ TALK BACK MASTER¦ 수 공 (기 설)¦ H¦ Hand Hole¦ 관 로 케 이 블 포 설 (기설)¦ INSTALLATION OF DUCT SYSTEM¦ 콤바이너¦ c¦ COMBINER¦ 소 방 무 선 접 속 단 자 함¦ RADIO TERMINAL CONNECTION BOX FOR THE FIRE¦ 관 리 역 전 산 기¦ MANAGING STATION COMPUTER¦ 유 지 보 수 전 산 기¦ MAINTENCE WORK STATION¦ 연 선 전 화¦ WAY SIDE TELEPHONE¦ 토 크 백¦ TALK BACK¦ Vmh¦ VMT¦ 환급기¦ V M 수 신 기¦ V M 송 신 기¦ 출 입 구 및 환 승 통 로 안 내 게 시 기¦ L¦ 환 급 기¦ 범 례 도¦ NONE¦ 범 례 표¦ S = NONE¦ 서지보호기 상세도¦ DU 시스템 상세도¦ OPDP 상세도¦ RRU 시스템 상세도¦ OFD 48C 상세도¦ FDF 48C 상세도¦ 실내안테나 설치상세도¦ 옴니 안테나 상세도¦ RACK 접지상세도¦ PIPING 상세도[1/3]¦ PIPING 상세도[2/3]¦ PIPING 상세도[3/3]¦ TERMINAL BOX 상세도¦ 접지함 상세도¦ WALL PULLBOX DETAIL¦ 여자화장실 INTERPHONE DETAIL¦ RACK 바닥고정 설치상세도¦ 광점퍼코드[OJC]상세도¦ 방송설비 설치 상세도¦ 천정형 P/T BRACKET 설치 상세도¦ 자시계 외형도¦ 카메라 설치 상세도¦ 행선안내 표시기 외형도¦ 행선안내 표시기 현장 설치도¦ 출입구 및 환승통로 게시기 상세도¦ 출입통제시스템 설치 상세도¦ 종합무선중계설비 상세도¦ 발매기 설치 상세도¦ AFC PIPING DETAIL¦ AGM CHANEL BASE 설치 상세도¦ 무선통신 외부단자 및 공시청 안테나 설치 상세도¦ T1001002-001¦ T1001003-001¦ T1001004-001¦ 909정거장 CIRCUIT WIRING SYSTEM DIAGRAM / 신설¦ 909정거장 종합무선중계설비 지하1층 평면도 (1/2)¦ 909정거장 종합무선중계설비 지하1층 평면도 (2/2)¦ 909(등촌) 역사노드 랙 배치도¦ 909정거장 역사 L3스위치 인터페이스 구성도¦ T1001026-001¦ T1001026-002¦ T4009924-001¦ T4009924-002¦ T9103026-001¦ T9103075-001¦ T9103066-001¦ T9103038-001¦ T9103038-002¦ T9103038-003¦ T9103038-004¦ T9103038-005¦ T9103038-006¦ T9103038-007¦ T9103038-008¦ T9103038-009¦ T9103038-010¦ T9103038-011¦ T9103038-012¦ T9103038-013¦ T9103038-014¦ T9103038-015¦ T9103038-016¦ T9103038-017¦ T9103038-018¦ T9103038-019¦ T9103038-020¦ T9103038-021¦ T9103038-022¦ T9103038-023¦ T9103038-024¦ T9103038-025¦ T9103038-026¦ T9103038-027¦ T9103038-028¦ T9103038-029¦ T9103038-030¦ T9103038-031¦ 909정거장 COMMUNICATION CABLE WIRING DIAGRAM¦ 909정거장 전화설비 지하1층 신설평면도 (1/2)¦ 909정거장 CCTV,TDI,시계설비 CABLE WIRING DIAGRAM¦ 909정거장 CCTV,TDI,시계설비 지하1층 신설평면도 (1/2)¦ 909정거장 안전관리실 기기배치도 및 바닥 TRAY 설치도¦ 909정거장 전화설비 지하1층 신설평면도 (2/2)¦ 909정거장 전화설비 지하2층 신설평면도(1/2)¦ 909정거장 전화설비 지하2층 신설평면도(2/2)¦ 909정거장 전화설비 지하1층 철거평면도 (1/2)¦ 909정거장 전화설비 지하1층 철거평면도 (2/2)¦ 909정거장 전화설비 지하2층 철거평면도(1/2)¦ 909정거장 전화설비 지하2층 철거평면도(2/2)¦ 909정거장 CCTV,TDI,시계설비 지하1층 신설평면도 (2/2)¦ 909정거장 CCTV,TDI,시계설비 지하2층 신설평면도(1/2)¦ 909정거장 CCTV,TDI,시계설비 지하2층 신설평면도(2/2)¦ 909정거장 CCTV,TDI,시계설비 지하1층 철거평면도 (1/2)¦ 909정거장 CCTV,TDI,시계설비 지하1층 철거평면도 (2/2)¦ 909정거장 CCTV,TDI,시계설비 지하2층 철거평면도(1/2)¦ 909정거장 CCTV,TDI,시계설비 지하2층 철거평면도(2-2)¦ 909정거장 방송설비 지하1층 신설평면도 (2/2)¦ 909정거장 방송설비 지하2층 신설평면도(1/2)¦ 909정거장 방송설비 지하2층 신설평면도(2/2)¦ 909정거장 방송설비 지하1층 신설평면도 (1/2)¦ 909정거장 방송설비 CABLE WIRING DIAGRAM¦ 909정거장 CCTV,TDI,시계설비 지하1층 외부출입구 철거평면도 ¦ 909정거장 CCTV,TDI,시계설비 지하1층 외부출입구 신설평면도¦ 909정거장 AFC SYSTEM DIAGRAM¦ 909정거장 AFC SYSTEM DIAGRAM / 철거¦ 909정거장 AFC CABLE WIRING DIAGRAM¦ 909정거장 AFC CABLE WIRING DIAGRAM / 철거¦ 909정거장 출입통제설비 CABLE WIRING DIAGRAM ¦ 909정거장 출입통제설비 CABLE WIRING DIAGRAM / 철거¦ T7001034-001¦ T7001034-002¦ T7001034-003¦ T7001034-004¦ T7001034-005¦ T7001034-006¦ T7001034-007¦ T7001034-008¦ T7003034-001¦ T7003034-002¦ T7003034-003¦ T7003034-004¦ T7005034-001¦ T7005034-002¦ T7005034-003¦ T7005034-004¦ T7005034-005¦ T7005034-006¦ T7005034-007¦ T7005034-008¦ 909정거장 AFC설비 지하1층 평면도 (1/2)¦ T5001034-001¦ 909정거장 출입통제설비 지하1층 평면도 (1/2)¦ T7009934-001¦ T7009934-002¦ T7009934-003¦ T7009934-004¦ 909정거장 출입통제설비 지하1층 평면도 (2/2)¦ 909정거장 출입통제설비 지하1층 철거평면도 (2/2)¦ 909정거장 AFC설비 지하1층 장비배치도¦ 909정거장 AFC설비 지하1층 장비배치도 / 철거¦ T1001026-003¦ T1001026-004¦ T1001026-005¦ T1001026-006¦ T1001026-007¦ T1001026-008¦ T1001026-009¦ T1001026-010¦ T1001026-011¦ T1001026-012¦ T1001026-013¦ T7005034-009¦ T7005034-010¦ 909정거장 AFC설비 지하1층 평면도 (2/2)¦ T5001034-002¦ 1/400¦ 1/400¦ 909정거장 출입통제설비 지하1층 철거평면도 (1/2)¦ 1/400¦ 1/400¦ 1/400¦ 1/400¦ 1/600¦ 1/600¦ NONE¦ NONE¦ NONE¦ NONE¦ NONE¦ NONE¦ NONE¦ NONE¦ NONE¦ NONE¦ NONE¦ NONE¦ 1/400¦ 1/400¦ 1/400¦ 1/400¦ 1/400¦ 1/400¦ 1/400¦ 1/400¦ 1/400¦ 1/400¦ 1/400¦ 1/400¦ 1/400¦ 1/400¦ 1/400¦ 1/400¦ 1/400¦ 1/400¦ 1/400¦ 1/400¦ 1/400¦ T9103066-002¦ T9103066-003¦ T9103066-004¦ 1/50¦ 75¦ 76¦ 77¦ 78¦ 79¦ 80¦ 81¦ 82¦ 75¦ T¦ 공통¦ 1¦ 0¦ 0¦ 1¦ 0¦ 0¦ 2¦ 0¦ 0¦ 1¦ T¦ 1¦ 0¦ 0¦ 1¦ 0¦ 0¦ 3¦ 0¦ 0¦ 1¦ 서울시메트로9호선(주) 대체투자(신호 및 통신설비) 타당성조사, 기본 및 실시설계 용역¦ 실 시 설 계 도 면¦ 2019. 03. ¦ [ 통신 설비-905정거장 ]¦ (주)안세기술 컨소시엄¦ 서울시메트로 9호선(주)¦ (909 정거장)¦
| 1단계_정거장 - 복사본 | 1단계_정거장 - 복사본 | 077. T9103038-028 AGM CHANEL BASE 설치 상세도.dwg | \A1;300¦ \A1;75¦ \A1;225¦ \A1;30¦ \A1;40¦ \A1;70¦ \A1;290¦ \A1;2¦ \A1;33.0¦ \A1;35.0¦ \A1;225¦ \A1;75(POWER CABLE)¦ \A1;50¦ \A1;250¦ \A1;50¦ \A1;250¦ \A1;300¦ \A1;300¦ \A1;8¦ \A1;213¦ \A1;8¦ \A1;600¦ \A1;225¦ \A1;2¦ \A1;2¦ \A1;2¦ \A1;15¦ \A1;304¦ \A1;200¦ \A1;600¦ \A1;200¦ \A1;600¦ \A1;200¦ \A1;600¦ \A1;600¦ \A1;200¦ \A1;200¦ \A1;900¦ \A1;(GATE FRAME SIZE)1800¦ \A1;225¦ \A1;295.0¦ \A1;225(F7 SIZE)¦ \A1;295.0¦ \A1;790¦ \A1;30¦ \A1;40¦ \A1;(GATE FRAME SIZE)¦ \A1;900.0(BASE SIZE)¦ \A1;100¦ \A1;200¦ \A1;15.0¦ \A1;225¦ \A1;30¦ \A1;40¦ \A1;75(DATE CABLE)¦ \A1;75(DATE CABLE)¦ \A1;75¦ \A1;75¦ \A1;229¦ -¦ T¦ 0¦ 0¦ 0¦ 0¦ 0¦ 0¦ 0¦ 0¦ 0¦ 0¦ 공통¦ ¦ ¦ ¦ ¦ ¦ ¦ ¦ ¦ ¦ ¦ ¦ ¦ ¦ ¦ ¦ ¦ ¦ ¦ ¦ ¦ ¦ ¦ ¦ ¦ TYPE : 7 - 3¦ FLOOR MAKER¦ (300x300x2t)¦ JUNCTION 덮개¦ (황동제 5mm)¦ 볼트¦ 대리석¦ 대리석¦ 뚜껑(신주)¦ F7-3¦ F7¦ JUNCTION BOX 덮개 : (AGM F7)¦ 덮개단면도 A-A'¦ 덮개¦ (황동제 5mm)¦ 볼트¦ ¦ ¦ C¦ C'¦ ¦ ¦ ¦ A'¦ B¦ B'¦ A¦ SECTION "A-A'"¦ 몰타르 윗면¦ 대리석¦ 몰타르¦ SECTION "B-B'"¦ SECTION "C-C'"¦ 대리석¦ 몰타르¦ 대리석¦ 대리석 윗면¦ 콘크리트 윗면¦ 기초 ANCHOR BOLT (M16용)¦ 몰타르¦ Φ290¦ Φ265¦ 1. 재질 : STS 302,304¦ NOTE¦ 2. 가공후 BURR제거 할 것¦ 3. 개집표기간 뚜껑 크기는 600mm로 할 것¦ 4. 매표소에서 최초 AGM 까지는 전체길이로 할 것¦ AGM CHANEL BASE 설치 상세도¦ AGM CHANEL BASE 설치 상세도¦ S = NONE¦ NONE¦ 공통¦ T¦ 9¦ 1¦ 0¦ 3¦ 0¦ 3¦ 8¦ 0¦ 2¦ 8¦ \A1;8¦ \A1;8¦ \A1;300¦ \A1;150¦
| 1단계_정거장 - 복사본 | 1단계_정거장 - 복사본 | 039. T7005034-007 916정거장 CCTV,TDI,시계설비 지하2층 철거평면도 (1_2).dwg | {\C256;vmh}¦ CONSOLE¦ P¦ \A1;65,000¦ \A1;26,875¦ \A1;7,080¦ \A1;4,950¦ \A1;33,760¦ \A1;7,980¦ \A1;4,950¦ \A1;4,400¦ \A1;4,400¦ \A1;10,300¦ \A1;4,375¦ \A1;7,500¦ \A1;5,000¦ \A1;5,000¦ \A1;5,000¦ \A1;10,000¦ \A1;7,500¦ \A1;7,500¦ \A1;5,000¦ \A1;10,000¦ \A1;10,000¦ \A1;10,000¦ \A1;5,000¦ L¦ L1¦ C/R¦ MATCH LINE¦ MATCH LINE¦ MATCH LINE DWG No. "S1-TA-S16-DB-021-0"¦ 지상E/L¦ 지상E/L¦ DOWN TO 지하1층 E/L¦ N¦ (42) ECX 5C-2Vx10조 (CAMERA)(기존활용)¦ A¦ (16) ECX 5C-2Vx1조 (CAMERA)(기존활용)¦ B¦ C¦ DOWN TO 안전관리실 ACCESS FLOOR¦ OF-MM-12Core(난연)x4조 (TDI)¦ UTP Cat.5E 4Px8조 (TDI)¦ FR-CV 3C/4.0㎟x4조 (TDI POWER)¦ UL 2919-AMESB 24AWG 4Px4조 (TDI)¦ UTP Cat.5E 25Px1조 (CONSOLE)¦ UTP Cat.5E 4Px4조 (CONSOLE)¦ D¦ TRAY (300x100)¦ UTP Cat.5E 4Px8조 (TDI)¦ FR-CV 3C/4.0㎟x4조 (TDI POWER)¦ UL 2919-AMESB 24AWG 4Px4조 (TDI)¦ UTP Cat.5E 25Px1조 (CONSOLE)¦ UTP Cat.5E 4Px4조 (CONSOLE)¦ E¦ TRAY (300x100)¦ ECX 5C-2Vx13조 (CAMERA)(기존활용)¦ OF-MM-12Core(난연)x4조 (TDI)¦ FR-CV 3C/4.0㎟x4조 (TDI POWER)¦ UL 2919-AMESB 24AWG 4Px4조 (TDI)¦ UTP Cat.5E 25Px1조 (CONSOLE)¦ UTP Cat.5E 4Px4조 (CONSOLE)¦ F¦ G¦ TRAY (300x100)¦ ECX 5C-2Vx14조 (CAMERA)(기존활용)¦ OF-MM-12Core(난연)x4조 (TDI)¦ FR-CV 3C/4.0㎟x4조 (TDI POWER)¦ UL 2919-AMESB 24AWG 4Px4조 (TDI)¦ UTP Cat.5E 25Px1조 (CONSOLE)¦ UTP Cat.5E 4Px4조 (CONSOLE)¦ HIV 2.5㎟x2조 (CL POWER)(철거)¦ K¦ DOWN TO 지하3층¦ TRAY (600x150)¦ L¦ ECX 5C-2Vx3조 (CAMERA)(기존활용)¦ TRAY (300x100)¦ J¦ TRAY (300x100)¦ ECX 5C-2Vx16조 (CAMERA)(기존활용)¦ UTP Cat.5E 25Px1조 (CONSOLE)¦ UTP Cat.5E 4Px4조 (CONSOLE)¦ HIV 2.5㎟x2조 (CL POWER)(철거)¦ OF-MM-12Core(난연)x4조 (TDI)¦ FR-CV 3C/4.0㎟x4조 (TDI POWER)¦ UL 2919-AMESB 24AWG 4Px4조 (TDI)¦ N¦ TRAY (300x100)¦ ECX 5C-2Vx21조 (CAMERA)(기존활용)¦ UTP Cat.5E 25Px1조 (CONSOLE)¦ UTP Cat.5E 4Px4조 (CONSOLE)¦ HIV 2.5㎟x2조 (CL POWER)(철거)¦ OF-MM-12Core(난연)x4조 (TDI)¦ FR-CV 3C/4.0㎟x4조 (TDI POWER)¦ UL 2919-AMESB 24AWG 4Px4조 (TDI)¦ (16) HIV 2.5㎟x2조 (CL POWER)(철거)¦ H¦ (16) ECX 5C-2Vx1조 (CAMERA)(기존활용)¦ I¦ KEY PLAN¦ Y00¦ Y01¦ Y03¦ Y05¦ Y06¦ X05¦ X03¦ X01¦ X00¦ X-01¦ X-02¦ X-03¦ X-04¦ X-05¦ X-06¦ X-07¦ X-08¦ 편의점¦ 발매기실¦ 대합실¦ 대합실¦ OPEN¦ OPEN¦ DN¦ DN¦ UP¦ UP¦ UP¦ 안전관리실¦ 화장실¦ 본선 환기실¦ 외부엘리베이터 2¦ 외부출입구 3¦ 외부출입구 1¦ 외부엘리베이터 1¦ 내부계단 2¦ 내부계단 1¦ 외부출입구 4¦ 내부엘리베이터 1¦ 내부계단 3¦ 내부계단 6¦ 내부엘리베이터 2¦ 방범셧터¦ DN¦ DN¦ UP¦ UP¦ UP¦ UP¦ UP¦ UP¦ UP¦ UP¦ 방범셧터¦ 외부출입구 2¦ (P10:200x200x100)¦ (P8:300x300x200)¦ (P2:200x200x100)¦ (P1:200x200x100)¦ (P3:200x200x100)¦ (P16:200x200x100)¦ (P14:200x200x100)¦ (P15:200x200x100)¦ (P12:200x200x100)¦ ES-3¦ ES-4¦ AGM-1¦ C-1¦ ELE-6¦ ES-6¦ ES-5¦ ELE-5¦ ELE-3¦ ES-2¦ ELE-1¦ T-1¦ A¦ (22) ECX 5C-2Vx2조 (CAMERA)(기존활용)¦ (16) ECX 5C-2Vx1조 (CAMERA)(기존활용)¦ (16) ECX 5C-2Vx1조 (CAMERA)(기존활용)¦ UP TO 지상 E/L¦ (P4:200x200x100)¦ (16) ECX 5C-2Vx1조 (CAMERA)(기존활용)¦ UP TO 지상 E/L¦ (16) ECX 5C-2Vx1조 (CAMERA)(기존활용)¦ DOWN TO 지하1층 E/L¦ ELE-2¦ (16) ECX 5C-2Vx1조 (CAMERA)(기존활용)¦ ELE-4¦ J¦ L¦ K¦ (16) ECX 5C-2Vx1조 (CAMERA)(기존활용)¦ C¦ (22) ECX 5C-2Vx2조 (CAMERA)(기존활용)¦ E¦ D¦ I¦ H¦ (16) ECX 5C-2Vx1조 (CAMERA)(기존활용)¦ (28) ECX 5C-2Vx4조 (CAMERA)(기존활용)¦ (16) ECX 5C-2Vx1조 (CAMERA)(기존활용)¦ (36) ECX 5C-2Vx6조 (CAMERA)(기존활용)¦ (16) ECX 5C-2Vx1조 (CAMERA)(기존활용)¦ ES-1¦ ATVM-1¦ (P5:200x200x100)¦ (P11:200x200x100)¦ B¦ B¦ (P9:200x200x100)¦ (P7:200x200x100)¦ B¦ (P6:200x200x100)¦ AGM-2¦ M¦ (P13:200x200x100)¦ M¦ M¦ ECX 5C-2Vx1조 (CAMERA)(기존활용)¦ ECX 5C-2Vx1조 (CAMERA)(기존활용)¦ TRAY (600x150)¦ DOWN TO 지하3층¦ TRAY (600x150)¦ OF-MM-12Core(난연)x4조 (TDI)¦ UTP Cat.5E 4Px8조 (TDI)¦ UTP Cat.5E 4Px8조 (TDI)¦ UTP Cat.5E 4Px8조 (TDI)¦ UTP Cat.5E 4Px8조 (TDI)¦ (36) FR-CVVSB 10C/1.5㎟x1조 (PAN/TILT)(철거)¦ (28) FR-CV 3C/4.0㎟x1조 (CA POWER)(철거)¦ FR-CVVSB 10C/1.5㎟x1조 (PAN/TILT)(철거)¦ FR-CV 3C/4.0㎟x1조 (CA POWER)(철거)¦ FR-CVVSB 10C/1.5㎟x1조 (PAN/TILT)(철거)¦ FR-CV 3C/4.0㎟x1조 (CA POWER)(철거)¦ FR-CV 3C/6.0㎟x1조 (LSE POWER)¦ FR-CV 3C/6.0㎟x1조 (LSE POWER)¦ FR-CV 3C/6.0㎟x1조 (LSE POWER)¦ FR-CV 3C/6.0㎟x1조 (LSE POWER)¦ FR-CV 3C/6.0㎟x1조 (LSE POWER)¦ FR-CV 3C/6.0㎟x1조 (LSE POWER)¦ NOTE¦ 1. 광케이블, 전원/접지케이블 (OF-SM-4Core, CV 3C/2.5㎟)¦ 3. 승강장 ANT설치위치: 열차 진행방향 정거장 시종점부에 설치¦ 2. 광케이블, 전원/접지케이블 (OF-SM-8Core, CV 3C/2.5㎟)¦ G¦ F¦ TRAY (300x100)¦ UTP Cat.5E 4Px8조 (TDI)¦ FR-CV 3C/4.0㎟x4조 (TDI POWER)¦ UL 2919-AMESB 24AWG 4Px4조 (TDI)¦ UTP Cat.5E 25Px1조 (CONSOLE)¦ UTP Cat.5E 4Px4조 (CONSOLE)¦ OF-MM-12Core(난연)x4조 (TDI)¦ FR-CV 3C/6.0㎟x1조 (LSE POWER)¦ (28) FR-CV 3C/4.0㎟x1조 (출입구게시기)(철거)¦ (16)x2 UTP Cat 5E 4Px1조x2 (출입구게시기)(철거)¦ (28)x2 FR-CV 3C/4.0㎟x1조x2 (출입구게시기)(철거)¦ (16)x3 UTP Cat 5E 4Px1조x3 (출입구게시기)(철거)¦ (28) FR-CV 3C/4.0㎟x1조 (출입구게시기)(철거)¦ (16) UTP Cat 5E 4Px1조 (출입구게시기)(철거)¦ B¦ B¦ B¦ B¦ B¦ B¦ B¦ B¦ B¦ (28)x2 FR-CV 3C/4.0㎟x1조 (출입구게시기)(철거)¦ (16)x4 UTP Cat 5E 4Px4조 (출입구게시기)(철거)¦ FR-CV 3C/4.0㎟x2조 (출입구게시기)(철거)¦ UTP Cat 5E 4Px4조 (출입구게시기)(철거)¦ FR-CV 3C/4.0㎟x2조 (출입구게시기)(철거)¦ UTP Cat 5E 4Px4조 (출입구게시기)(철거)¦ FR-CV 3C/4.0㎟x2조 (출입구게시기)(철거)¦ UTP Cat 5E 4Px4조 (출입구게시기)(철거)¦ M¦ (16) ECX 5C-2Vx1조 (CAMERA)(기존활용)¦ 장애자용¦ 훨체어리프트¦ P¦ O¦ ELE-10¦ (16) ECX 5C-2Vx1조 (CAMERA)(기존활용)¦ (16) ECX 5C-2Vx1조 (CAMERA)(기존활용)¦ (42) ECX 5C-2Vx8조 (CAMERA)(기존활용)¦ (28)x2 FR-CV 3C/4.0㎟x1조x2 (출입구게시기)(철거)¦ (16)x3 UTP Cat 5E 4Px3조 (출입구게시기)(철거)¦ O¦ (16) ECX 5C-2Vx1조 (CAMERA)(기존활용)¦ (16) ECX 5C-2Vx1조 (CAMERA)(기존활용)¦ UP TO 지하1층¦ P¦ ECX 5C-2Vx1조 (CAMERA)(기존활용)¦ ECX 5C-2Vx1조 (CAMERA)(기존활용)¦ 임대상가¦ (철거)¦ FR-CV 3C/4.0㎟x2조 (출입구게시기)(철거)¦ UTP Cat 5E 4Px4조 (출입구게시기)(철거)¦ G-1¦ Q¦ Q¦ Q¦ (16) UTP Cat.5E 4Px2조 (대합실게시기)(철거)¦ (28) FR-CV 3C/4.0㎟x1조 (대합실게시기 POWER)(기존활용)¦ UTP Cat.5E 4Px2조 (대합실게시기)(철거)¦ FR-CV 3C/4.0㎟x1조 (대합실게시기 POWER)(기존활용)¦ UTP Cat.5E 4Px4조 (대합실게시기)(철거)¦ FR-CV 3C/4.0㎟x1조 (대합실게시기 POWER)(기존활용)¦ UTP Cat.5E 4Px2조 (대합실게시기)(철거)¦ FR-CV 3C/4.0㎟x1조 (대합실게시기 POWER)(기존활용)¦ UTP Cat.5E 4Px4조 (대합실게시기)(철거)¦ FR-CV 3C/4.0㎟x1조 (대합실게시기 POWER)(기존활용)¦ UTP Cat.5E 4Px4조 (대합실게시기)(철거)¦ FR-CV 3C/4.0㎟x1조 (대합실게시기 POWER)(기존활용)¦ UTP Cat.5E 4Px4조 (대합실게시기)(철거)¦ FR-CV 3C/4.0㎟x1조 (대합실게시기 POWER)(기존활용)¦ M-1¦ (16) ECX 5C-2Vx1조 (CAMERA)(기존활용)¦ (철거)¦ (철거)¦ (철거)¦ HIV 1.5㎟x2조 (CLOCK)(철거)¦ HIV 1.5㎟x2조 (CLOCK)(철거)¦ HIV 1.5㎟x4조 (CLOCK)(철거)¦ HIV 1.5㎟x4조 (CLOCK)(철거)¦ HIV 1.5㎟x4조 (CLOCK)(철거)¦ (16) HIV 1.5㎟x2조 (CLOCK)(철거)¦ (16) HIV 1.5㎟x2조 (CLOCK)(철거)¦ HIV 1.5㎟x2조 (CLOCK)(철거)¦ (철거)¦ 지하철 916정거장¦ 여의도¦ 샛강¦ 노량진¦ 1/400¦ S = 1 / 400¦ 916정거장 CCTV,TDI,시계설비 지하2층 철거평면도(1/2)¦ 916정거장 CCTV,TDI,시계설비 지하2층¦ 철거평면도(1/2)¦ T¦ 7¦ 0¦ 0¦ 5¦ 0¦ 3¦ 4¦ 0¦ 0¦ 7¦ CCTV(기존동축활용)¦ P¦
| 1단계_정거장 - 복사본 | 1단계_정거장 - 복사본 | 008. T1001026-004 906정거장 방송설비 CABLE WIRING DIAGRAM.dwg | -¦ T¦ 7¦ 0¦ 0¦ 3¦ 0¦ 3¦ 4¦ 0¦ 1¦ 6¦ 통신기계실¦ 공조기계실-1¦ 화장실 (남,여)¦ 통신기계실¦ 안전관리실¦ 대합실¦ 보조통신실¦ 용역원대기실, 창고¦ 승강장상선¦ 이동통신기계실¦ HIV 1.5㎜x2조¦ HIV 1.5㎜x3조¦ HIV 1.5㎜x4조¦ HIV 1.5㎜x4조¦ x2¦ x47¦ x21¦ x21¦ 지하1층¦ 지하2층¦ 비상전원실¦ 기능실복도¦ 전기실¦ 변전실¦ x4¦ PSD실(상선)¦ 승강장 하선¦ 공조기계실-2¦ .¦ P¦ A¦ A¦ M¦ P¦ R¦ A¦ C¦ K¦ 편의점¦ 발매기실¦ 운영원대기실¦ x2¦ PSD실 (하선)¦ x2¦ x2¦ x2¦ x5¦ x2¦ x2¦ 906정거장 방송설비 CABLE WIRING DIAGRAM¦ S = NONE¦ x2¦ 906정거장 방송설비 CABLE WIRING DIAGRAM¦ NONE¦ 지하철 906정거장¦ 마곡나루¦ 양천향교¦ 가양¦ T¦ 1¦ 0¦ 0¦ 1¦ 0¦ 2¦ 6¦ 0¦ 0¦ 4¦
| 1단계_정거장 - 복사본 | 1단계_정거장 - 복사본 | 032. T7003034-005 916정거장 방송설비 지하3층 신설평면도 (2_2).dwg | P¦ S = 1/200¦ \A1;7,500¦ \A1;5,000¦ \A1;5,000¦ \A1;5,000¦ \A1;5,000¦ \A1;5,000¦ \A1;5,000¦ \A1;5,000¦ \A1;5,000¦ \A1;5,000¦ \A1;5,000¦ \A1;5,000¦ \A1;5,000¦ \A1;5,000¦ \A1;5,000¦ \A1;5,000¦ \A1;5,000¦ \A1;5,000¦ \A1;5,000¦ \A1;8,750¦ \A1;8,750¦ \A1;8,750¦ \A1;4,375¦ \A1;128,125¦ \A1;7,080¦ \A1;4,950¦ \A1;32,860¦ \A1;7,080¦ \A1;4,950¦ \A1;4,400¦ \A1;4,400¦ 벽부형 스피커 이동¦ S = 1 / 400¦ 903정거장 방송설비 지하1층 신설평면도(2/2)¦ 1/400¦ 904정거장 방송설비 지하1층 신설평면도 (1/2)¦ 0¦ 0¦ 0¦ -¦ 0¦ 0¦ 0¦ 0¦ (기설활용)¦ -¦ T¦ 7¦ 0¦ 0¦ 3¦ 0¦ 3¦ 4¦ 0¦ 1¦ 6¦ : (16) HIV 1.5㎟x2조¦ NOTE¦ : (16) HIV 1.5㎟x5조¦ : (16) HIV 1.5㎟x6조¦ : (22) HIV 1.5㎟x7조¦ : (22) HIV 1.5㎟x8조¦ : (22) HIV 1.5㎟x10조¦ : (16) HIV 1.5㎟x4조¦ : (16) HIV 1.5㎟x3조¦ KEY PLAN¦ MATCH LINE DWG No. "S1-TA-S16-DB-017-0"¦ X28¦ X25¦ X23¦ X21¦ X19¦ X17¦ X15¦ X13¦ X11¦ X09¦ X08¦ X07¦ X06¦ X27¦ Y00¦ Y01¦ Y03¦ Y05¦ Y06¦ UP¦ UP¦ 승강장¦ 승강장¦ 창고 2¦ 창고 1¦ 내부계단 4¦ 내부계단 5¦ UP¦ UP¦ 916 정거장 ¦ STA.17km956,000¦ (P17:100x100x100)¦ (P21:100x100x100)¦ HIV 1.5㎟x4조 (승강장 SP)¦ TRAY (900x150)¦ UP TO 지하2층¦ HIV 1.5㎟x4조 (승강장 SP)¦ TRAY (600x150)¦ DOWN TO 지하 3층¦ HIV 1.5㎟x2조 (승강장 SP)¦ TRAY (900x150)¦ UP TO 지하2층¦ HIV 1.5㎟x2조 (승강장 SP)¦ TRAY (600x150)¦ UP TO 지하2층¦ (P18:100x100x100)¦ (P20:100x100x100)¦ 벽부형 3W : 4 EA¦ 천정형 5W : 26 EA¦ 벽부형 스피커 추가¦ 벽부형 스피커 추가¦ 지하철 916정거장¦ 여의도¦ 샛강¦ 노량진¦ S = 1 / 400¦ 916정거장 방송설비 지하3층 신설평면도(2/2)¦ 1/400¦ 916정거장 방송설비 지하3층 신설평면도 (2/2)¦ (기설활용)¦ T¦ 7¦ 0¦ 0¦ 3¦ 0¦ 3¦ 4¦ 0¦ 0¦ 5¦
| 1단계_정거장 - 복사본 | 1단계_정거장 - 복사본 | 041. T9203038-001 OPDP(광전복합분전반8회로) 상세도.dwg | RRU 시스템상세도¦ NONE¦ RRU 시스템상세도¦ S = NONE¦ RRU 시스템 입체도¦ RRU 상세도¦ RRU 브라켓 입체도¦ RRU 브라켓 상세도¦ *랙과 RRU고정시 절연판과 부싱사용하여 절연한다.¦ 구 분 ¦ 제 원 ¦ 크기(mm, WxDxH)¦ 용 량¦ 전 원 ¦ 소모전력\P¦ RF Paths¦ 320 x 330 x 126 (14Kg) ¦ Band 28(700MHz) / 10MHz¦ -48VDC¦ 300W¦ 2T2R¦ Ground ¦ EAC/LMP ¦ OPT 1 ¦ \pt0;LED\PModule\PStatus¦ OPT 2¦ OPT 3¦ Fan/RF\PStatus¦ [평면도]¦ [정면도]¦ [우측면도]¦ [좌측면도]¦ [배면도]¦ [평면도]¦ [정면도]¦ [단면도]¦ 거치대 측 고정¦ RRU 시스템 측 고정 ¦ ANT 6\PTX/RX¦ ANT 5\PTX/RX¦ ANT 4\PTX/RX¦ ANT 3\PTX/RX¦ ANT 2\PTX/RX¦ ANT 1\PTX/RX¦ RET¦ 공통¦ T¦ 0¦ 0¦ 0¦ 0¦ 0¦ 0¦ 0¦ 0¦ 0¦ 0¦ 36C x 4¦ 사 업 명¦ 설 계 사¦ 국 소 명¦ 설계¦ 검토¦ 도 면 명¦ 작 성 일¦ 승인¦ 축 척¦ 2018. 11¦ 페 이 지¦ 5호선 열차무선 시스템개량(LTE-R) 사업¦ {\f굴림¦b0¦i0¦c129¦p49;서울교통공사}¦ {\f@굴림¦b0¦i0¦c129¦p50;Seoul Metro}¦ N . S¦ OPDP 상세도¦ 8_04¦ 공 통¦ 전기접지¦ 통신접지¦ PDOD 상세도¦ 2%%C 220V¦ 0¦ 2¦ 4¦ 6¦ 8¦ 1¦ 3¦ 5¦ 7¦ \A1;950¦ \A1;150¦ \A1;950¦ \A1;650¦ \A1;150¦ \A1;150¦ 접지동대(전기)¦ 접지동대(통신)¦ 1홀용 5단자¦ 2홀용 5단자¦ 20¦ OPDP 단상 8회로¦ * PDOD의 외장 규격은 현장여건에 따라 변경될 수 있음¦ ①¦ ②¦ ③¦ ④¦ ⑤¦ ⑥¦ N¦ TOP VIEW¦ 단자대¦ 접속트레이¦ MCCB¦ MCCB¦ 재질¦ 취부형태¦ 외형SIZE¦ O¦ 3P 60A*1¦ ABS 32AF/20A*8¦ ABS 52AF/50A*1¦ STS 304 1.5t¦ 옥내벽부형¦ 950x650x150¦ 광 아답터 거치대¦ INNER VIEW¦ FRONT VIEW¦ CIRCUIT VIEW¦ SIDE VIEW¦ SIDE VIEW¦ BOTTOM VIEW¦ #36*6 #22*8 #16*6¦ #36*6 #22*8 #16*6¦ O P D P¦ ①¦ ②¦ ③¦ ④¦ ⑤¦ ⑥¦ E . T¦ MCCB¦ 2P 30AF 20A¦ MCCB¦ 2P 30AF 20A¦ MCCB¦ 2P 30AF 20A¦ MCCB¦ 2P 30AF 20A¦ MCCB¦ 2P 30AF 20A¦ MCCB¦ 2P 30AF 20A¦ MCCB¦ 2P 30AF 20A¦ MCCB¦ 2P 30AF 20A¦ MCCB¦ 2P 50AF/50AT¦ MAIN¦ OPDP 상세도¦ NONE¦ OPDP 상세도¦ S = NONE¦ 36C x 4¦ 전기접지¦ 통신접지¦ 2P 220V 100A¦ 0¦ 2¦ 4¦ 6¦ 8¦ 1¦ 3¦ 5¦ 7¦ \A1;950¦ \A1;150¦ \A1;950¦ \A1;650¦ \A1;150¦ \A1;150¦ 접지동대(전기)¦ 접지동대(통신)¦ 1홀용 5단자¦ 2홀용 5단자¦ 20¦ OPDP 단상 8회로¦ * OPDP의 외장 규격은 현장여건에 따라 변경될 수 있음¦ ①¦ ②¦ ③¦ ④¦ ⑤¦ ⑥¦ N¦ TOP VIEW¦ 단자대¦ 접속트레이¦ MCCB¦ MCCB¦ 재질¦ 취부형태¦ 외형SIZE¦ O¦ 3P 60A*1¦ ABS 32AF/20A*8¦ ABS 52AF/50A*1¦ STS 304 1.5t¦ 랙내취부형¦ 950x650x150¦ 광 아답터 거치대¦ INNER VIEW¦ FRONT VIEW¦ CIRCUIT VIEW¦ SIDE VIEW¦ SIDE VIEW¦ BOTTOM VIEW¦ #36*6 #22*8 #16*6¦ #36*6 #22*8 #16*6¦ O P D P¦ ①¦ ②¦ ③¦ ④¦ ⑤¦ ⑥¦ E . T¦ MCCB¦ 2P 30AF 20A¦ MCCB¦ 2P 30AF 20A¦ MCCB¦ 2P 30AF 20A¦ MCCB¦ 2P 30AF 20A¦ MCCB¦ 2P 30AF 20A¦ MCCB¦ 2P 30AF 20A¦ MCCB¦ 2P 30AF 20A¦ MCCB¦ 2P 30AF 20A¦ MCCB¦ 2P 50AF/50AT¦ MAIN¦ T¦ 9¦ 2¦ 0¦ 3¦ 0¦ 3¦ 8¦ 0¦ 0¦ 1¦ 유플러스 컨소시엄¦
| 1단계_정거장 - 복사본 | 1단계_정거장 - 복사본 | 009. T1001026-005 908정거장 CCTV,TDI,시계설비 CABLE WIRING DIAGRAM.dwg | FR-CV 3C/4.0㎟, OF-SM-8C(난연)¦ 승강장출입구 확인용모니터¦ (상선)¦ 승강장출입구 확인용모니터¦ (하선)¦ ECX 5C-2V(기존활용)¦ FR-CV 3C/4.0㎟x1조 (대합실 게시기 POWER)(기존활용), OF-SM-8Core(난연)x2조 (대합실게시기)(신설)¦ 통신기계실¦ ELE-4 (대합실)¦ 안전관리실¦ CONSOLE DESK¦ ELE-3 (대합실)¦ ELE-2 (대합실)¦ ELE-1 (지상층)¦ ELE-5 (대합실)¦ ELE-6 (승강장)¦ ES-1 (외부계단출입구)¦ ES-2 (외부계단출입구)¦ ES-3 (외부계단출입구)¦ ES-4 (외부계단출입구)¦ ES-5(1) (외부계단출입구)¦ ES-6 (외부계단출입구)¦ ES-7 (대합실)¦ T-1 (화장실.여)¦ P-1 (승강장)¦ P-2 (승강장)¦ P-4 (승강장)¦ AGM-1 (대합실)¦ ATVM-1 (대합실)¦ C-1 ( (대합실)¦ COMM-1 (통신기계실)¦ 안전관리실¦ 대합실 (지하1,2층)¦ ELEC-1 (전기실)¦ UTP Cat.5E 4P(신설)x4조¦ UTP Cat.5E 25Px1조¦ x3¦ P-3 (승강장)¦ 발매기실¦ ES-8 (대합실)¦ ES-9 (대합실)¦ C-2 ( (대합실)¦ 용역원대기실¦ L¦ S¦ E¦ ELE-7 (승강장)¦ C-3 ( (대합실)¦ AGM-2 (대합실)¦ C¦ C¦ T¦ M¦ A¦ T¦ R¦ V¦ R¦ A¦ C¦ K¦ I¦ X¦ 공간화상¦ (차량기지방향)¦ 공간화상¦ (차량기지방향)¦ OF-SM-8C, F-CV 3C/2.5㎟ (공간화상)(철거)¦ OF-SM-4C, F-CV 3C/2.5㎟ (공간화상)(철거)¦ 공간화상¦ (강남방향)¦ OF-SM-4C, F-CV 3C/2.5㎟ (공간화상)(철거)¦ ES-5(2) (외부계단출입구)¦ UL 2919-AMESB 24AWG 4Px1조 (TDI), FR-CV 3C/4.0㎟x1조 (TDI POWER), OF-MM-12Core(난연)x1조 (TDI), UTP Cat.5E 4Px2조 (TDI):기존활용¦ UL 2919-AMESB 24AWG 4Px1조 (TDI), FR-CV 3C/4.0㎟x1조 (TDI POWER), OF-MM-12Core(난연)x1조 (TDI), UTP Cat.5E 4Px2조 (TDI):기존활용¦ UL 2919-AMESB 24AWG 4Px1조 (TDI), FR-CV 3C/4.0㎟x1조 (TDI POWER), OF-MM-12Core(난연)x1조 (TDI), UTP Cat.5E 4Px2조 (TDI):기존활용¦ UL 2919-AMESB 24AWG 4Px1조 (TDI), FR-CV 3C/4.0㎟x1조 (TDI POWER), OF-MM-12Core(난연)x1조 (TDI), UTP Cat.5E 4Px2조 (TDI):기존활용¦ 승강장모니터(상선)¦ 승강장모니터(하선)¦ FR-CV 3C/4.0㎟(신설), OF-SM-8C(난연)(신설)¦ FR-CV 3C/4.0㎟(신설), OF-SM-8C(난연)(신설)¦ FR-CV 3C/4.0㎟x1조 (출입구게시기 POWER), UTP Cat.5e4Px2조(출입구게시기)(철거)¦ FR-CV 3C/4.0㎟x1조 (출입구게시기 POWER), UTP Cat.5e4Px2조(출입구게시기)(철거)¦ 스위치¦ L2¦ HIV 1.5㎟x2조 (CLOCK)(철거), HIV 2.5㎟x2조 (CLOCK POWER)(철거)¦ HIV 1.5㎟x2조 (CLOCK)(철거)¦ ECX 5C-2V(기존활용)¦ ECX 5C-2V(기존활용)¦ ECX 5C-2V(기존활용)¦ ECX 5C-2V(기존활용)¦ ECX 5C-2V(기존활용)¦ ECX 5C-2V(기존활용)¦ ECX 5C-2V(기존활용)¦ ECX 5C-2V(기존활용)¦ ECX 5C-2V(기존활용)¦ ECX 5C-2V(기존활용)¦ ECX 5C-2V(기존활용)¦ ECX 5C-2V(기존활용)¦ ECX 5C-2V(기존활용)¦ ECX 5C-2V(기존활용)¦ ECX 5C-2V(기존활용)¦ ECX 5C-2V(기존활용)¦ ECX 5C-2V(기존활용)¦ ECX 5C-2V(기존활용)¦ ECX 5C-2V(기존활용)¦ ECX 5C-2V(기존활용)¦ ECX 5C-2V(기존활용)¦ ECX 5C-2V(기존활용)¦ ECX 5C-2V(기존활용)¦ ECX 5C-2V(기존활용)¦ ECX 5C-2V(기존활용)¦ ECX 5C-2V(기존활용)¦ ECX 5C-2V(기존활용)¦ ECX 5C-2V(기존활용)¦ ECX 5C-2V(기존활용)¦ ECX 5C-2V(기존활용)¦ FR-CV 3C/4.0㎟x1조 (대합실 게시기 POWER)(기존활용), OF-SM-8Core(난연)x2조 (대합실게시기)(신설)¦ 지하철 908정거장¦ 가양¦ 증미¦ 등촌¦ NONE¦ 908정거장 CCTV,TDI,시계설비 CABLE WIRING DIAGRAM¦ S = NONE¦ 908정거장 CCTV,TDI,시계설비 CABLE WIRING¦ DIAGRAM¦ T¦ 1¦ 0¦ 0¦ 1¦ 0¦ 2¦ 6¦ 0¦ 0¦ 5¦
| 1단계_정거장 - 복사본 | 1단계_정거장 - 복사본 | 065. T9103038-016 여자화장실 INTERPHONE DETAIL.dwg | \A1;115¦ \A1;97¦ \A1;39¦ \A1;150¦ \A1;200¦ -¦ T¦ 0¦ 0¦ 0¦ 0¦ 0¦ 0¦ 0¦ 0¦ 0¦ 0¦ 공통¦ ¦ ¦ ¦ ¦ ¦ ¦ ¦ ¦ ¦ ¦ ¦ ¦ ¦ ¦ ¦ ¦ ¦ ¦ ¦ ¦ ¦ 호출음량¦ 통화음량¦ MIN¦ MIN¦ MAX¦ 마이크¦ 전원¦ 동작시간¦ MAX¦ 통화램프¦ 비상호출¦ 통화장치¦ CALL PHONE 주장치 (안전관리실)¦ 선택¦ 스위치¦ AMPLIFIER¦ SUPPLY¦ POWER¦ 전화기¦ CALL PHONE¦ CONTROLLER¦ &¦ AC 220V¦ (5CH)¦ CALL¦ INTER¦ UNIT¦ FACE¦ PHONE¦ 이중 천정¦ 여자화장실 - 1:1 연결¦ 장애자화장실(남) - 1:1 연결¦ 장애자화장실(여) - 1:1 연결¦ PULL BOX¦ Φ16¦ Φ16 벽매입¦ CALL PHONE (자장치)¦ Φ16¦ CALL PHONE (자장치)¦ OUTLET BOX¦ 이중 천정¦ CALL PHONE 계통도¦ 정 면 도¦ 측 면 도¦ 정 면 도¦ SUB STATION(자장치)¦ MASTER STATION(주장치)¦ 정 면 도¦ 측 면 도¦ CALL PHONE 자장치¦ 비상통화장치¦ 호출¦ 서울시메트로9호선¦ 비상통화장치¦ 호출¦ 서울시메트로9호선¦ 비상통화장치¦ 호출¦ 서울시메트로9호선¦ 비상통화장치¦ 호출¦ 서울시메트로9호선¦ 비상통화장치¦ 호출¦ 서울시메트로9호선¦ 비상통화장치¦ 호출¦ 서울시메트로9호선¦ 비상통화장치¦ 호출¦ 서울시메트로9호선¦ 여자화장실 INTERPHONE DETAIL¦ 여자화장실 INTERPHONE DETAIL¦ S = NONE¦ NONE¦ T¦ 9¦ 1¦ 0¦ 3¦ 0¦ 3¦ 8¦ 0¦ 1¦ 6¦ \A1;1,200¦ \A1;1,500¦ \A1;1,200¦
| 1단계_정거장 - 복사본 | 1단계_정거장 - 복사본 | 006. T1001026-002 905정거장 CIRCUIT WIRING SYSTEM DIAGRAM_철거.dwg | KT¦ IP¦ G¦ D¦ 신호통신기계실¦ 신호통신기계실¦ 공조기계실-1¦ 안전관리실¦ 공조기계실-2¦ 전기실¦ 이동통신기계실¦ 화장실(남)¦ 장애인화장실(남,여)¦ 용역원대기실, 창고¦ ELEV¦ 임대상가¦ 지하1층 (대합실)¦ 승강장 INT¦ 소방외부 무선통신 보조설비¦ 경찰통신설비¦ O/F(SM) FM RADIO¦ POWER DISTRIBUTION¦ O/F(SM)¦ O/F(SM)¦ FM 광전송장치¦ EQUIP¦ MULTI¦ COMM¦ CCTV¦ 광화상전송장치¦ MATRIX¦ RACK¦ 부모시계¦ To: NEXT STATION¦ O/F(SM)¦ O/F(SM)¦ To: KT¦ DATA¦ E¦ Ports¦ T¦ SUB ADM¦ TEL¦ SPCM¦ KT¦ 전력사령¦ 운전사령¦ 방재사령¦ 통신사령¦ FAX¦ Data Line (전력)¦ Data Line¦ Data Line¦ Data Line¦ Data Line (AFC)¦ Data Line (통신)¦ Data Line (방재)¦ Data Line (운전)¦ SMS¦ AGM¦ AAM¦ ATVM¦ IP¦ 인터폰¦ 모장치¦ P.A AMP¦ x8¦ x2¦ x2¦ 지하1층 (대합실) x 39¦ 지하2층 (승강장상선) x 42¦ 지하2층 (승강장하선) x 42¦ G¦ G¦ G¦ G¦ G¦ 지하2층 (승강장상선) x 2 x 2¦ 지하2층 (승강장하선) x 2 x 2¦ AFC x 3, ESC x 7, ELEV x 8, 화장실 x 1¦ 지하1층 (기능실) x 2¦ 지하2층 (승강장 상,하선) x 8¦ CCTV¦ CONSOLE¦ 지하1층¦ (복합통신ANT)¦ 소방외부 무선통신 보조설비¦ HFC-22D-FR¦ HFC-12D-FR¦ 본선터널 (승강장) RFCL-42D-광대역¦ 본선터널 (승강장) RFCL-42D-광대역¦ D¦ POWER LINE¦ x2¦ INT¦ T¦ T¦ PSD실 (상선)¦ PSD실 (하선)¦ x3¦ x11¦ x2¦ x2¦ L¦ O¦ E¦ T¦ L¦ O¦ 편의점¦ x2¦ 비상전원실¦ T¦ T¦ 운전취급실¦ 화장실(여)¦ 발매기실¦ x2¦ 신호사령¦ Data Line (신호)¦ x2¦ 8x¦ x2¦ INT¦ x6¦ x3¦ x2¦ x2¦ x2¦ x2¦ TV광전송장치¦ 출입통제¦ C/R¦ Data Line¦ C/R¦ C/R¦ C/R¦ UPS¦ 열차무선¦ C¦ O/F(SM) 열차무선¦ INT¦ 기능실 통로¦ 예 비 실¦ x2¦ (VOICE)¦ FXO/FXS¦ &¦ Ethernet Port¦ PAN/TILT x 1(지하1층대합실)¦ 905정거장 CIRCUIT WIRING SYSTEM DIAGRAM / 철거¦ S = NONE¦ IP¦ 본선터널 (승강장) RFCL-42D-광대역¦ 본선터널 (승강장) RFCL-42D-광대역¦ D¦ 배 선 반¦ M/D¦ 공간화상 [승강장 차량기지방향] x 2¦ 공간화상 [승강장 강남방향] x 2¦ x2¦ 환급기¦ CCTV¦ 광화상전송장치¦ MATRIX¦ RACK¦ TV 광수신기¦ DATA¦ M/D¦ E¦ Ports¦ T¦ &¦ (VOICE)¦ SUB ADM¦ TEL¦ SPCM¦ 전력사령¦ 통신사령¦ Data Line (전력)¦ Data Line¦ Data Line¦ Data Line¦ Data Line (AFC)¦ Data Line (통신)¦ Data Line (방재)¦ Data Line (운전)¦ P.A AMP¦ L¦ O¦ 배 선 반¦ 출입통제¦ 운전사령¦ E¦ T¦ L¦ O¦ Data Line (신호)¦ FXO/FXS¦ Ethernet Port¦ MULTI¦ COMM¦ EQUIP¦ FM광전송장치¦ 열차무선¦ O/F(SM) FM RADIO, 지상파DMB¦ 소방외부 무선통신 보조설비¦ 소방 무선통신 보조설비¦ 철거¦ 철거¦ 철거¦ 철거¦ 905정거장 CIRCUIT WIRING SYSTEM DIAGRAM / 철거¦ NONE¦ 지하철 905정거장¦ 신방화¦ 마곡나루¦ 양천향교¦ T¦ 1¦ 0¦ 0¦ 1¦ 0¦ 2¦ 6¦ 0¦ 0¦ 2¦
| 1단계_정거장 - 복사본 | 1단계_정거장 - 복사본 | 045. T9103075-001 917정거장 역사 L3스위치 인터페이스 구성도.dwg | NONE¦ 917(노량진)정거장 역사 L3 스위치 인터페이스 구성도¦ S = NONE¦ NMS¦ 시리얼 통신장치¦ 역사 L3 스위치-A¦ 역사 L3 스위치-B¦ B¦ A¦ B¦ PDP분배반¦ 전원 A¦ 전원 B¦ 10G 라인카드¦ 10G 라인카드¦ 10/ 100/ 1000Base-T¦ PDP분배반¦ 전원 A¦ 전원 B¦ 10G 라인카드¦ 10G 라인카드¦ 10/ 100/ 1000Base-T¦ 기계설비¦ CTC-1¦ VTS(대열차)¦ UPS¦ 사령전화¦ 방송설비¦ 중앙집중¦ CCTV¦ NTP¦ 교환기¦ 종합무선¦ AFC#1¦ PSD용 신호회선¦ SCADA MMI¦ 열차무선¦ 출입통제¦ PSD¦ 행선안내¦ AFC#3¦ CTC-2¦ AFC#2¦ A¦ 역사백본¦ 전송설비 과업¦ 타시스템 과업¦ 역사백본¦ -철 거-¦ 917정거장 역사 L3스위치 인터페이스 구성도¦ NONE¦ T¦ 9¦ 1¦ 0¦ 3¦ 0¦ 7¦ 5¦ 0¦ 0¦ 1¦ 917¦ 918¦ 916¦ 903¦ 902¦ 904¦
| 1단계_정거장 - 복사본 | 1단계_정거장 - 복사본 | 057. T7005034-016 903정거장 CCTV,TDI,시계설비 지하4층 철거평면도-2.dwg | G¦ KEY PLAN¦ \A1;23600¦ \A1;4350¦ \A1;7450¦ \A1;4350¦ \A1;7450¦ \A1;7,500¦ \A1;10,5000¦ \A1;7,500¦ \A1;5,000 ¦ \A1;5,000 ¦ \A1;7,500¦ \A1;{\fHYHeadLine-Medium¦b0¦i0¦c129¦p50;30,000}¦ \A1;7,500¦ \A1;7,500¦ \A1;7,500¦ \A1;7,500¦ \A1;5,000 ¦ \A1;5,000 ¦ \A1;5,000 ¦ \A1;5,000 ¦ FR-CV 3C/4.0㎟x2조 (TDI POWER)¦ UL 2919-AMESB 24AWG 4Px2조 (TDI)¦ ECX 5C-2Vx4조 (CAMERA)(기존활용)¦ TRAY (600x150)¦ UP TO 지하3층¦ (28) ECX 5C-2Vx4조 (CAMERA)(기존활용)¦ (36) FR-CV 3C/4.0㎟x2조 (TDI POWER)¦ (28) UL 2919-AMESB 24AWG 4Px2조 (TDI)¦ ELE-6¦ (16) ECX 5C-2Vx1조 (CAMERA)(기존활용)¦ (16) ECX 5C-2Vx1조 (CAMERA)(기존활용)¦ (28) FR-CV 3C/4.0㎟x1조 (TDI POWER)¦ (16) UL 2919-AMESB 24AWG 4Px1조 (TDI)¦ ELE-5¦ (22) ECX 5C-2Vx1조 (CAMERA)(기존활용)¦ (16) ECX 5C-2Vx1조 (CAMERA)(기존활용)¦ P-5¦ (36) FR-CV 3C/4.0㎟x2조 (TDI POWER)¦ (28) UL 2919-AMESB 24AWG 4Px2조 (TDI)¦ (28) ECX 5C-2Vx4조 (CAMERA)(기존활용)¦ (16) UL 2919-AMESB 24AWG 4Px1조 (TDI)¦ (28) FR-CV 3C/4.0㎟x1조 (TDI POWER)¦ (22) ECX 5C-2Vx2조 (CAMERA)(기존활용)¦ P-6¦ (16) ECX 5C-2Vx1조 (CAMERA)(기존활용)¦ 본선 TRAY 이동¦ MATCH LINE DWG No. "S1-TA-S03-DB-031-1.dwg"¦ (22) ECX 5C-2Vx2조 (CAMERA)(기존활용)¦ (28) FR-CV 3C/4.0㎟x1조 (TDI POWER)¦ (16) UL 2919-AMESB 24AWG 4Px1조 (TDI)¦ FR-CV 3C/4.0㎟x2조 (TDI POWER)¦ UL 2919-AMESB 24AWG 4Px2조 (TDI)¦ ECX 5C-2Vx4조 (CAMERA)(기존활용)¦ UP TO 지하3층¦ TRAY (600x150)¦ TRAY (900x150)¦ UP TO 지하1층¦ (28) FR-CV 3C/4.0㎟x1조 (TDI POWER)¦ (16) UL 2919-AMESB 24AWG 4Px1조 (TDI)¦ (22) ECX 5C-2Vx2조 (CAMERA)(기존활용)¦ (P20:200x200x200)¦ UP¦ PSD¦ 창고¦ 승 강 장¦ 승 강 장¦ 창고¦ E/S 올라감¦ PSD¦ (P21:300x300x200)¦ P-3¦ X13¦ X14¦ X20¦ X16¦ X15¦ X17¦ X18¦ X19¦ X23¦ X21¦ X22¦ X25¦ X24¦ X26¦ Y00¦ Y01¦ Y03¦ Y04¦ Y02¦ (28) FR-CV 3C/4.0㎟x1조 (TDI POWER)¦ (16) UL 2919-AMESB 24AWG 4Px1조 (TDI)¦ (120m)¦ OF-MM-12Core(난연)x2조(TDI)¦ UTP Cat.5E 4Px4조 (TDI)¦ (28) OF-MM-12Core(난연)x1조(TDI)¦ (16) UTP Cat.5E 4Px2조 (TDI)¦ (28)x2 OF-MM-12Core(난연)x1조x2 (TDI)¦ (22) UTP Cat.5E 4Px4조 (TDI)¦ (16) UTP Cat.5E 4Px2조 (TDI)¦ (28) OF-MM-12Core(난연)x1조(TDI)¦ (16) UTP Cat.5E 4Px2조 (TDI)¦ (28) OF-MM-12Core(난연)x1조(TDI)¦ UTP Cat.5E 4Px4조 (TDI)¦ OF-MM-12Core(난연)x2조(TDI)¦ (22) UTP Cat.5E 4Px4조 (TDI)¦ (28)x2 OF-MM-12Core(난연)x1조x2 (TDI)¦ (28) OF-MM-12Core(난연)x1조(TDI)¦ (16) UTP Cat.5E 4Px2조 (TDI)¦ (16) UTP Cat.5E 4Px2조 (TDI)¦ (28) OF-MM-12Core(난연)x1조(TDI)¦ NOTE¦ 1. 광케이블, 전원/접지케이블 (OF-SM-4Core, CV 3C/2.5㎟)¦ 3. 승강장 ANT설치위치: 열차 진행방향 정거장 시종점부에서 120m에 설치¦ 2. 광케이블, 전원/접지케이블 (OF-SM-8Core, CV 3C/2.5㎟)¦ (28) F-CV 3C/2.5㎟x1조 (공간화상)(철거)¦ (28) OF-SM-4Cx1조 [공간화상)(철거)¦ (28) F-CV 3C/2.5㎟x1조 (공간화상)(철거)¦ (28) OF-SM-4Cx1조 [공간화상)(철거)¦ F-CV 3C/2.5㎟x1조 (공간화상)(철거)¦ OF-SM-4Cx1조 [공간화상)(철거)¦ F-CV 3C/2.5㎟x1조 (공간화상)(철거)¦ OF-SM-4Cx1조 [공간화상)(철거)¦ F-CV 3C/2.5㎟x1조 (공간화상)(철거)¦ OF-SM-4Cx1조 [공간화상)(철거)¦ (28) F-CV 3C/2.5㎟x1조 (공간화상)(철거)¦ (28) OF-SM-4Cx1조 [공간화상)(철거)¦ vmh¦ vmh¦ vmh¦ vmh¦ vmh¦ (철거)¦ 지하철 903정거장¦ 김포공항¦ 공항시장¦ 신방화¦ 1/400¦ S = 1 / 400¦ 903정거장 CCTV,TDI,시계설비 지하4층 철거평면도(2/2)¦ 903정거장 CCTV,TDI,시계설비 지하4층¦ 철거평면도(2/2)¦ T¦ 7¦ 0¦ 0¦ 5¦ 0¦ 3¦ 4¦ 0¦ 1¦ 6¦ CCTV(기존동축활용)¦ P¦ P¦
| 1단계_정거장 - 복사본 | 1단계_정거장 - 복사본 | 027. T7003034-002 904정거장 방송설비 지하1층 신설평면도(2_2).dwg | KEY PLAN¦ \A1;11400¦ \A1;22800¦ \A1;11400¦ \A1;3400¦ \A1;16000¦ \A1;3400¦ \A1;22800¦ \A1;8000¦ \A1;8000¦ S = 1 / 400¦ 903정거장 방송설비 지하1층 신설평면도(2/2)¦ 1/400¦ 904정거장 방송설비 지하1층 신설평면도 (1/2)¦ 0¦ 0¦ 0¦ -¦ 0¦ 0¦ 0¦ 0¦ -¦ T¦ 7¦ 0¦ 0¦ 3¦ 0¦ 3¦ 4¦ 0¦ 1¦ 6¦ (기설활용)¦ MATCH LINE DWG No. "S1-TA-S04-DB-013-1.dwg"¦ : (16) HIV 1.5㎟x6조¦ : (22) HIV 1.5㎟x10조¦ : (22) HIV 1.5㎟x8조¦ : (22) HIV 1.5㎟x7조¦ : (16) HIV 1.5㎟x5조¦ : (16) HIV 1.5㎟x4조¦ : (16) HIV 1.5㎟x3조¦ : (16) HIV 1.5㎟x2조¦ NOTE¦ X11¦ X12¦ X13¦ X14¦ X15¦ X16¦ X17¦ X18¦ X19¦ X20¦ X21¦ X22¦ UP¦ 7,500¦ 7,500¦ 7,500¦ 7,500¦ 7,500¦ 7,500¦ 7,500¦ 7,500¦ 7,500¦ 7,500¦ 7,500¦ Y00¦ Y01¦ Y02¦ Y03¦ Y04¦ UP¦ UP¦ UP¦ 발매기실2¦ CO2 실¦ 이동 통신실¦ 복 도¦ 전 기 실¦ 비상 전원실¦ 공조기계실-1¦ Y00¦ Y02¦ Y04¦ Y01¦ Y03¦ 벽부형 스피커 이동¦ 벽부형 3W : 5 EA¦ 천정형 3W : 14 EA¦ 지하철 904정거장¦ 공항시장¦ 신방화¦ 마곡나루¦ S = 1 / 400¦ 904정거장 방송설비 지하1층 신설평면도(2/2)¦ 1/400¦ 904정거장 방송설비 지하1층 신설평면도 (2/2)¦ T¦ 7¦ 0¦ 0¦ 3¦ 0¦ 3¦ 4¦ 0¦ 0¦ 2¦ (기설활용)¦
| 1단계_정거장 - 복사본 | 1단계_정거장 - 복사본 | 033. T7005034-001 912정거장 CCTV,TDI,시계설비 지하1층 신설평면도.dwg | P¦ \A1;2,400¦ \A1;30,700¦ \A1;12,950¦ \A1;30,000¦ \A1;7,500¦ \A1;7,500¦ \A1;7,500¦ \A1;86,250¦ \A1;7,500¦ \A1;7,500¦ \A1;7,500¦ \A1;7,500¦ \A1;7,500¦ \A1;7,500¦ \A1;3,750¦ \A1;7,500¦ \A1;7,500¦ \A1;21,750¦ \A1;34,500¦ \A1;2,400¦ \A1;12,950¦ DN¦ 다¦ 나¦ UP¦ L¦ TRAY (300x100)¦ UTP CAT.5E 25Px1조 (CONSOLE)¦ UTP CAT.5E 4Px4조 (CONSOLE)¦ FR-CV 3C/6.0㎟x1조 (LSE POWER)¦ UTP Cat.5E 4Px2조 (CL POWER)(신설)¦ F-CV 3C/2.5㎟x1조 (공간화상)(기존활용)¦ OF- SM-4Cx1조 (공간화상)(기존활용)¦ UTP Cat.5E4Px15조 (CAMERA)(신설)¦ OF-SM-8C(난연)x10조(신설) ¦ FR-CV 3C/4.0㎟x10조(신설) ¦ OF-SM-8C(난연)x2조(승강장모니터)(신설) ¦ FR-CV 3C/4.0㎟x2조(승강장모니터)(신설) ¦ KEY PLAN¦ X25¦ X26¦ X27¦ X28¦ X29¦ X30¦ X31¦ X32¦ X33¦ X34¦ X35¦ X36¦ Y00¦ Y02¦ Y03¦ Y06¦ Y04¦ DN¦ UP¦ UP¦ UP¦ UP¦ UP¦ UP¦ ELEV.¦ ELEV.¦ 화장실¦ 대합실¦ 창 고¦ 창 고¦ UP¦ UP¦ DN¦ DN¦ 창고¦ 912 정거장¦ STA.13km796.097¦ (P1:200x200x100)¦ (P5:200x200x100)¦ (P4:200x200x100)¦ (P7:200x200x100)¦ ES-1¦ ELE-2¦ ES-7¦ ES-8¦ T-1¦ ELE-3¦ ES-5¦ ES-4¦ ES-6¦ A¦ B¦ C¦ D¦ E¦ 지상E/L¦ F¦ ELE-1¦ 지상E/L¦ ELE-4¦ (P2:200x200x100)¦ (P3:200x200x100)¦ (P6:200x200x100)¦ F¦ vmh¦ vmh¦ vmh¦ vmh¦ vmh¦ vmh¦ vmh¦ vmh¦ vmh¦ vmh¦ vmh¦ (P:300x300x150)¦ H¦ H¦ G¦ G¦ G¦ H¦ I¦ 임대상가1¦ A¦ (36) UTP Cat.5E4Px6조 (CAMERA)¦ B¦ (22) UTP Cat.5E4Px2조 (CAMERA)¦ (16) UTP Cat.5E4Px1조 (CAMERA)¦ C¦ (16) UTP Cat.5E4Px1조 (CAMERA)¦ E¦ (28) UTP Cat.5E4Px2조 (CAMERA)¦ D¦ F¦ UP TO 지상 E/L¦ (16) UTP Cat.5E4Px1조 (CAMERA)¦ (16) UTP Cat.5E4Px1조 (CAMERA)¦ (36) UTP Cat.5E4Px5조 (CAMERA)¦ DOWN TO 지하 2층¦ (16) UTP Cat.5E4Px1조 (CAMERA)¦ (16) UTP Cat.5E4Px1조 (CAMERA)¦ DOWN TO 지하 1층¦ (16) UTP Cat.5E4Px1조 (CAMERA)¦ DOWN TO 지하 1층¦ (16) UTP Cat.5E4Px1조 (CAMERA)¦ G¦ I¦ (16) UTP Cat.5E4Px1조 (CAMERA)¦ (지하2층)¦ (36) UTP Cat.5E4Px4조 (CAMERA)¦ (16) OF-SM-8C(난연)x1조(CAMERA) ¦ (16) FR-CV 3C/4.0㎟x1조(CAMERA) ¦ (28) OF-SM-8C(난연)x1조(CAMERA) ¦ (28) FR-CV 3C/4.0㎟x1조(CAMERA) ¦ (36) UTP Cat.5E4Px5조 (CAMERA)¦ (16) OF-SM-8C(난연)x1조(CAMERA) ¦ (16) FR-CV 3C/4.0㎟x1조(CAMERA) ¦ (36) UTP Cat.5E4Px3조 (CAMERA)¦ (16) OF-SM-8C(난연)x1조(CAMERA) ¦ (16) FR-CV 3C/4.0㎟x1조(CAMERA) ¦ (28) UTP Cat.5E4Px1조 (CAMERA)¦ (28) UTP Cat.5E4Px3조 (CAMERA)¦ (16) OF-SM-8C(난연)x1조(CAMERA) ¦ (16) FR-CV 3C/4.0㎟x1조(CAMERA) ¦ (16) OF-SM-8C(난연)x1조(CAMERA) ¦ (16) FR-CV 3C/4.0㎟x1조(CAMERA) ¦ (16) OF-SM-8C(난연)x1조(CAMERA) ¦ (16) FR-CV 3C/4.0㎟x1조(CAMERA) ¦ (16) OF-SM-8C(난연)x1조(CAMERA) ¦ (16) FR-CV 3C/4.0㎟x1조(CAMERA) ¦ (16) OF-SM-8C(난연)x1조(CAMERA) ¦ (16) FR-CV 3C/4.0㎟x1조(CAMERA) ¦ 지하철 912정거장¦ 신목동¦ 선유도¦ 당산¦ 1/400¦ S = 1 / 400¦ 912정거장 CCTV,TDI,시계설비 지하1층 신설평면도¦ 912정거장 CCTV,TDI,시계설비 지하1층¦ 신설평면도¦ -¦ T¦ 7¦ 0¦ 0¦ 5¦ 0¦ 3¦ 4¦ 0¦ 0¦ 1¦ CCTV(기존동축활용)¦ P¦
| 1단계_정거장 - 복사본 | 1단계_정거장 - 복사본 | 009. T1001026-005 918정거장 CCTV,TDI,시계설비 CABLE WIRING DIAGRAM.dwg | 901정거장 CCTV,TDI,시계설비 CABLE WIRING DIAGRAM¦ S = NONE¦ 908정거장 CCTV,TDI,시계설비 CABLE WIRING DIAGRAM¦ S = NONE¦ 908정거장 CCTV,TDI,시계설비 CABLE WIRING¦ DIAGRAM¦ OF-MM-8Core(난연)x2조 (출입구게시기)¦ FR-CV 3C/4.0㎟x1조 (대합실게시기 POWER), ,UTP Cat.5E 4Px4조 (대합실게시기)¦ FR-CV 3C/4.0㎟, OF-SM-8C(난연)¦ FR-CV 3C/4.0㎟, OF-SM-8C(난연)¦ UL 2919-AMESB 24AWG 4Px1조 (TDI), FR-CV 3C/4.0㎟x1조 (TDI POWER), OF-MM-12Core(난연)x1조 (TDI), UTP Cat.5E 4Px2조 (TDI)¦ UL 2919-AMESB 24AWG 4Px1조 (TDI), FR-CV 3C/4.0㎟x1조 (TDI POWER), OF-MM-12Core(난연)x1조 (TDI), UTP Cat.5E 4Px2조 (TDI)¦ UL 2919-AMESB 24AWG 4Px1조 (TDI), FR-CV 3C/4.0㎟x1조 (TDI POWER), OF-MM-12Core(난연)x1조 (TDI), UTP Cat.5E 4Px2조 (TDI)¦ UL 2919-AMESB 24AWG 4Px1조 (TDI), FR-CV 3C/4.0㎟x1조 (TDI POWER), OF-MM-12Core(난연)x1조 (TDI), UTP Cat.5E 4Px2조 (TDI)¦ 통신기계실¦ ELE-4 (지상층)¦ 안전관리실¦ CONSOLE DESK¦ ELE-3 (대합실)¦ ELE-2 (지상층)¦ ELE-1 (대합실)¦ ELE-7 (대합실)¦ ELE-8 (대합실)¦ 지하도-1¦ ES-2 (외부계단출입구)¦ ES-3 (외부계단출입구)¦ ES-4 (대합실)¦ ES-5 (대합실)¦ ES-6 (대합실)¦ ES-7 (대합실)¦ P-1 (승강장)¦ P-2 (승강장)¦ P-4 (승강장)¦ AGM-1 (대합실)¦ ATVM-1 (대합실)¦ C-1 ( (대합실)¦ COMM-1 (통신기계실)¦ 안전관리실¦ 대합실¦ ELEC-1 (전기실)¦ UTP Cat.5E¦ UTP Cat.5E¦ x2¦ ELE-9 (승강장)¦ ELE-10 (승강장)¦ P-3 (승강장)¦ OF-SM-4C, F-CV 3C/2.5㎟ (공간화상)(철거)¦ OF-SM-8C, F-CV 3C/2.5㎟ (공간화상)(철거)¦ 발매기실¦ ELE-5 (대합실)¦ ELE-6 (지상층)¦ L¦ S¦ E¦ AGM-3 (대합실)¦ ATVM-2 (대합실)¦ ELEC-2 (변전실)¦ T-1 (화장실.여)¦ 용역원대기실¦ 운영원대기실¦ C¦ C¦ T¦ M¦ A¦ T¦ R¦ V¦ R¦ A¦ C¦ K¦ I¦ X¦ AGM-2 (대합실)¦ AGM-4 (대합실)¦ 공간화상¦ 공간화상¦ (차량기지방향)¦ (차량기지방향)¦ 지하도-2¦ ES-1[1] (외부계단출입구)¦ ES-1[2] (외부계단출입구)¦ ES-1[3] (외부계단출입구)¦ 공간화상¦ (강남방향)¦ ELE-12 (대합실)¦ ELE-11 (지상층)¦ 4Px4조(신설)¦ 25Px1조(신설)¦ UL 2919-AMESB 24AWG 4Px1조 (TDI), FR-CV 3C/4.0㎟x1조 (TDI POWER), OF-MM-12Core(난연)x1조 (TDI), UTP Cat.5E 4Px2조 (TDI):기존활용¦ UL 2919-AMESB 24AWG 4Px1조 (TDI), FR-CV 3C/4.0㎟x1조 (TDI POWER), OF-MM-12Core(난연)x1조 (TDI), UTP Cat.5E 4Px2조 (TDI):기존활용¦ UL 2919-AMESB 24AWG 4Px1조 (TDI), FR-CV 3C/4.0㎟x1조 (TDI POWER), OF-MM-12Core(난연)x1조 (TDI), UTP Cat.5E 4Px2조 (TDI):기존활용¦ UL 2919-AMESB 24AWG 4Px1조 (TDI), FR-CV 3C/4.0㎟x1조 (TDI POWER), OF-MM-12Core(난연)x1조 (TDI), UTP Cat.5E 4Px2조 (TDI):기존활용¦ 승강장모니터(상선)¦ 승강장모니터(하선)¦ FR-CV 3C/4.0㎟(신설), OF-SM-8C(난연)(신설)¦ FR-CV 3C/4.0㎟(신설), OF-SM-8C(난연)(신설)¦ FR-CV 3C/4.0㎟x1조 (출입구게시기 POWER), UTP Cat.5e4Px2조(출입구게시기)(철거)¦ FR-CV 3C/4.0㎟x1조 (출입구게시기 POWER), UTP Cat.5e4Px2조(출입구게시기)(철거)¦ 스위치¦ L2¦ HIV 1.5㎟x2조 (CLOCK)(철거), HIV 2.5㎟x2조 (CLOCK POWER)(철거)¦ HIV 1.5㎟x2조 (CLOCK)(철거)¦ ECX 5C-2V(기존활용)¦ ECX 5C-2V(기존활용)¦ ECX 5C-2V(기존활용)¦ ECX 5C-2V(기존활용)¦ ECX 5C-2V(기존활용)¦ ECX 5C-2V(기존활용)¦ ECX 5C-2V(기존활용)¦ ECX 5C-2V(기존활용)¦ ECX 5C-2V(기존활용)¦ ECX 5C-2V(기존활용)¦ ECX 5C-2V(기존활용)¦ ECX 5C-2V(기존활용)¦ ECX 5C-2V(기존활용)¦ ECX 5C-2V(기존활용)¦ ECX 5C-2V(기존활용)¦ ECX 5C-2V(기존활용)¦ ECX 5C-2V(기존활용)¦ ECX 5C-2V(기존활용)¦ ECX 5C-2V(기존활용)¦ ECX 5C-2V(기존활용)¦ ECX 5C-2V(기존활용)¦ ECX 5C-2V(기존활용)¦ ECX 5C-2V(기존활용)¦ ECX 5C-2V(기존활용)¦ ECX 5C-2V(기존활용)¦ ECX 5C-2V(기존활용)¦ ECX 5C-2V(기존활용)¦ ECX 5C-2V(기존활용)¦ ECX 5C-2V(기존활용)¦ ECX 5C-2V(기존활용)¦ ECX 5C-2V(기존활용)¦ ECX 5C-2V(기존활용)¦ ECX 5C-2V(기존활용)¦ ECX 5C-2V(기존활용)¦ ECX 5C-2V(기존활용)¦ ECX 5C-2V(기존활용)¦ ECX 5C-2V(기존활용)¦ ECX 5C-2V(기존활용)¦ FR-CV 3C/4.0㎟x1조 (대합실 게시기 POWER)(기존활용), OF-SM-8Core(난연)x2조 (대합실게시기)(신설)¦ FR-CV 3C/4.0㎟x1조 (대합실 게시기 POWER)(기존활용), OF-SM-8Core(난연)x2조 (대합실게시기)(신설)¦ 지하철 918정거장¦ 노량진¦ 노들¦ 중앙대입구¦ 도 면 명 :¦ T¦ 1¦ 0¦ 0¦ NONE¦ 0¦ 0¦ 5¦ 1¦ 0¦ 2¦ 6¦ 918정거장 CCTV,TDI,시계설비 CABLE WIRING DIAGRAM¦ S = NONE¦ 918정거장 CCTV,TDI,시계설비 CABLE WIRING¦ DIAGRAM¦ 서 울 시 메 트 로 9 호 선 주 식 회 사¦ SEOUL METRO LINE9 Corporation¦
| 1단계_정거장 - 복사본 | 1단계_정거장 - 복사본 | 018. T7001034-001 912정거장 전화설비 지하1층 신설평면도.dwg | H¦ M¦ \A1;2,400¦ \A1;30,700¦ \A1;12,950¦ \A1;30,000¦ \A1;7,500¦ \A1;7,500¦ \A1;7,500¦ \A1;86,250¦ \A1;7,500¦ \A1;7,500¦ \A1;7,500¦ \A1;7,500¦ \A1;7,500¦ \A1;7,500¦ \A1;3,750¦ \A1;7,500¦ \A1;7,500¦ \A1;21,750¦ \A1;34,500¦ \A1;2,400¦ \A1;12,950¦ DN¦ 다¦ 나¦ UP¦ 1. 일반교환기에 수용된 전화기는 IP전화기로 교체한다.¦ NOTE¦ 2. 콜폰, E/L폰, 승강장 비상통화장치도 교체한다.¦ 3. 전화 및 인터폰 구간의 배선배관은 기존활용한다.¦ B¦ (54)x2 SPARE (KT.LINE)¦ A¦ (28) UTP Cat.5E 25Px1조 (콜폰)¦ 지상E/L¦ 1. 음향유도기 전원은 전기콘센트를 이용한다.¦ NOTE¦ 2. 증폭기전원은 전기콘센트를 이용한다.¦ 3. 통신기계실 및 안전관리실 MAIN 분전반은 전기에서 설치한다.¦ DOWN TO 지하2층¦ (22) UTP Cat.5E 4Px4조 (임대상가)¦ (28) UTP Cat.5E 25Px1조 (콜폰)¦ (22) UTP Cat.5E 4Px4조 (임대상가)¦ (54)x2 SPARE (KT.LINE)¦ KEY PLAN¦ X25¦ X26¦ X27¦ X28¦ X29¦ X30¦ X31¦ X32¦ X33¦ X34¦ X35¦ X36¦ Y00¦ Y02¦ Y03¦ Y06¦ Y04¦ DN¦ UP¦ UP¦ UP¦ UP¦ UP¦ UP¦ ELEV.¦ ELEV.¦ 화장실¦ 대합실¦ 창고¦ 창 고¦ 창 고¦ UP¦ UP¦ DN¦ DN¦ 창고¦ 912 정거장¦ STA.13km796.097¦ (700x400x100)¦ (700x400x100)¦ 수공¦ (P1:500x500x300) ¦ (P2:500x500x300)¦ (16) 인터폰선 0.6x2Px각1조 (콜폰)¦ (28) UTP Cat.5E 25Px1조 (콜폰)¦ (22) 인터폰선 0.6x2Px5조 (INT)¦ DOWN TO CP PANEL¦ A¦ B¦ (54)x2 SPARE (KT.LINE)¦ 지상E/L¦ x2 ¦ x2 ¦ (22) UTP Cat.5E 4Px4조 (임대상가)¦ (16) UTP Cat.5E 4Px2조 (임대상가)¦ (P4:200x200x100) ¦ (54)x2 SPARE (KT.LINE)¦ (P3:300x300x200)¦ (P5:300x300x200)¦ (28) UTP Cat.5E 25Px1조 (콜폰)¦ KT. MANHOLE ¦ (당산 32-1-1-1 직2)¦ (28) UTP Cat.5E 25Px1조 (콜폰)¦ (54)x2 SPARE (KT.LINE)¦ (54)x2 SPARE (KT.LINE)¦ (600x600x300)¦ (22) 인터폰선 0.6x2Px5조 (INT)¦ DOWN TO CP PANEL¦ 3-31~34¦ 3-35~38¦ 3-41~44¦ 3-45~48¦ 천정형UTP25P¦ 7¦ 1¦ 6¦ 3¦ 4¦ 10¦ 11¦ 9¦ 2¦ 5¦ 13¦ 12¦ 8¦ 임대상가1¦ 외부출입구1¦ 외부출입구2¦ 외부출입구3¦ 외부출입구4¦ 외부출입구5¦ 외부출입구6¦ 외부출입구7¦ 외부출입구8¦ 임대상가1¦ 1. 일반교환기에 수용된 전화기는 안전관리실만 IP전화기로 교체한다.¦ NOTE¦ 2. 콜폰, E/L폰, 승강장 비상통화장치도 교체한다.¦ 3. 전화 및 인터폰 구간의 배선배관은 기존활용한다.¦ 지하철 912정거장¦ 신목동¦ 선유도¦ 당산¦ 1/400¦ 912정거장 전화설비 지하1층 신설평면도¦ S = 1/400¦ 911정거장 전화설비 지하1층 신설평면도¦ T¦ 7¦ 0¦ 0¦ 1¦ 0¦ 3¦ 4¦ 0¦ 0¦ 1¦ (기설활용)¦ INT¦ P¦
| 1단계_정거장 - 복사본 | 1단계_정거장 - 복사본 | 049. T7009934-004 912정거장 출입통제설비 지하1층 철거 평면도.dwg | P¦ \A1;2,400¦ \A1;30,700¦ \A1;12,950¦ \A1;30,000¦ \A1;7,500¦ \A1;7,500¦ \A1;7,500¦ \A1;86,250¦ \A1;7,500¦ \A1;7,500¦ \A1;7,500¦ \A1;7,500¦ \A1;7,500¦ \A1;7,500¦ \A1;3,750¦ \A1;7,500¦ \A1;7,500¦ \A1;21,750¦ \A1;34,500¦ \A1;2,400¦ \A1;12,950¦ DN¦ 다¦ 나¦ UP¦ L¦ KEY PLAN¦ X25¦ X26¦ X27¦ X28¦ X29¦ X30¦ X31¦ X32¦ X33¦ X34¦ X35¦ X36¦ Y00¦ Y02¦ Y03¦ Y06¦ Y04¦ DN¦ UP¦ UP¦ UP¦ UP¦ UP¦ UP¦ ELEV.¦ ELEV.¦ 화장실¦ 대합실¦ 창 고¦ 창 고¦ UP¦ UP¦ DN¦ DN¦ 창고¦ 912 정거장¦ STA.13km796.097¦ 지상E/L¦ 지상E/L¦ 임대상가1¦ 912정거장 출입통제설비 지하1층 철거 평면도¦ 912정거장 출입통제설비 지하1층 철거 평면도¦ S = 1 / 400¦ 1/400¦ 지하철 912정거장¦ 신목동¦ 선유도¦ 당산¦ T¦ 7¦ 0¦ 0¦ 9¦ 9¦ 3¦ 4¦ 4¦ 0¦ 0¦ P¦
| 1단계_정거장 - 복사본 | 1단계_정거장 - 복사본 | 044. T9103026-001 917(노량진)역사노드 랙 배치도.dwg | 역사노드백본 랙 ¦ OJCx8¦ 시리얼장치 랙¦ 스위치 랙 ¦ 기지국장치 랙 ¦ OFD 랙 ¦ MDF 랙 ¦ GND¦ OJCx8¦ OJCx16¦ OJCx4¦ UTP Cat6 25Px2¦ UTP Cat6 25Px2¦ HFCO 2C/4㎟¦ HFCO 2C/4㎟¦ HFCO 2C/4㎟¦ F-GV 16㎟¦ F-GV 16㎟¦ F-GV 16㎟¦ F-GV 16㎟¦ F-GV 16㎟¦ F-GV 16㎟¦ UPS¦ OJCx4¦ UTP Cat6 25Px2¦ F-GV 16㎟¦ 917(노량진)역사노드 랙 배치도¦ NONE¦ 917(노량진)역사노드 랙 배치도¦ S = NONE¦ OFD 랙¦ MDF 랙 (기설)¦ 기지국장치 랙¦ MDF¦ MDF¦ MDF¦ MDF¦ MDF¦ OFD¦ OFD¦ OFD¦ OFD¦ OFD¦ \pi-15,l20,t20;* 예시도면이며 제조사별 구성도 다를 수 있음.¦ 정류기¦ DU_A¦ PDP¦ DU_B¦ RRU¦ OPDP¦ RRU 정류기¦ \pi-15,l20,t20;* 랙 내 접지바에서 장치간 접지 연결.¦ 917(노량진)역사노드 랙 배치도¦ NONE¦ 917(노량진)역사노드 랙 배치도¦ S = NONE¦ OFD 랙¦ MDF 랙¦ 기지국장치 랙¦ 스위치 랙¦ 역사노드백본 랙¦ 시리얼장치¦ PDP¦ MDF¦ MDF¦ MDF¦ MDF¦ MDF¦ OFD¦ OFD¦ OFD¦ OFD¦ OFD¦ 스위치¦ 스위치¦ 스위치¦ PDP¦ 백본스위치¦ 백본스위치¦ UPS¦ OJCx8¦ 역사노드백본 랙 ¦ 스위치 랙 ¦ 기지국장치 랙 ¦ OFD 랙 ¦ MDF 랙 ¦ GND¦ OJCx8¦ OJCx96¦ OJCx4¦ UTP Cat6 25Px2¦ UTP Cat6 25Px2¦ HFCO 2C/4㎟¦ HFCO 2C/4㎟¦ HFCO 2C/4㎟¦ F-GV 16㎟¦ F-GV 16㎟¦ F-GV 16㎟¦ F-GV 16㎟¦ F-GV 16㎟¦ F-GV 16㎟¦ \pi-15,l20,t20;* 예시도면이며 제조사별 구성도 다를 수 있음.¦ 정류기¦ DU_A¦ PDP¦ DU_B¦ RRU¦ PDOD¦ RRU 정류기¦ DU_C¦ DU_D¦ \pi-15,l20,t20;* 랙 내 접지바에서 장치간 접지 연결.¦ 역사노드백본 랙 ¦ OJCx8¦ 시리얼장치 ¦ 기지국장치 랙 ¦ OFD 랙 ¦ MDF 랙 ¦ GND¦ OJCx36¦ OJCx4¦ UTP Cat5e 4Px2¦ HFCO 2C/4㎟¦ HFCO 2C/4㎟¦ F-GV 16㎟¦ F-GV 16㎟¦ F-GV 16㎟¦ UPS¦ UTP Cat6 25Px2¦ OPDP¦ RRU 1¦ RRU 2¦ RRU 3¦ 역사노드백본 랙¦ 시리얼장치¦ PDP¦ 백본스위치¦ 백본스위치¦ F-GV 16㎟¦ 916¦ 918¦ 917¦ T¦ 9¦ 1¦ 0¦ 3¦ 0¦ 2¦ 6¦ 0¦ 0¦ 1¦ OJCx10¦ OJCx8¦ F-GV 16㎟¦ 정류기¦ DU_A¦ PDP¦ DU_S¦ RRU¦ OPDP¦ OPDP¦ RRU 정류기¦ RRU 축전지¦
| 1단계_정거장 - 복사본 | 1단계_정거장 - 복사본 | 033. T7005034-004 918정거장 CCTV,TDI,시계설비 지하2층 신설평면도 (2_2).dwg | \A1;11,300¦ \A1;3,550¦ \A1;11,300¦ \A1;9,600¦ \A1;56,250¦ \A1;3,750¦ \A1;7,500¦ \A1;7,500¦ \A1;5,000¦ \A1;5,000¦ \A1;5,000¦ \A1;5,000¦ \A1;5,000¦ \A1;5,000¦ \A1;5,000¦ \A1;5,000¦ \A1;5,000¦ \A1;5,000¦ \A1;5,000¦ \A1;5,000¦ \A1;5,000¦ \A1;5,000¦ \A1;5,000¦ \A1;5,000¦ \A1;42,500¦ \A1;200¦ MATCH LINE DWG No. "S1-TA-S18-DB-019-0"¦ KEY PLAN¦ Y00¦ Y01¦ Y02¦ Y-01¦ X15¦ X16¦ X17¦ X18¦ X19¦ X20¦ X21¦ X22¦ X23¦ X24¦ X25¦ X26¦ X27¦ X28¦ X29¦ X30¦ X31¦ X32¦ X33¦ Y03¦ 배수펌프실¦ NOTE¦ 1. 광케이블, 전원/접지케이블 (OF-SM-4Core, CV 3C/2.5㎟)¦ 2. 승강장 ANT설치위치: 열차 진행방향 정거장 시종점부에 설치¦ 2. 광케이블, 전원/접지케이블 (OF-SM-8Core, CV 3C/2.5㎟)¦ 모니터¦ 하행 승강장¦ (16) OF-SM-8Core(난연)x1조 (모니터)(신설)¦ (28) FR-CV 3C/4.0㎟x1조 (모니터POWER)(신설) ¦ 지하철 918정거장¦ 노량진¦ 노들¦ 중앙대입구¦ 1/400¦ S = 1 / 400¦ 918정거장 CCTV,TDI,시계설비 지하2층 신설평면도(2/2)¦ 918정거장 CCTV,TDI,시계설비 지하2층¦ 신설평면도(2/2)¦ T¦ 7¦ 0¦ 0¦ 5¦ 0¦ 3¦ 4¦ 0¦ 0¦ 4¦ CCTV(기존동축활용)¦ \A1;26,150¦
| 1단계_정거장 - 복사본 | 1단계_정거장 - 복사본 | 009. T1001026-005 919정거장 CCTV,TDI,시계설비 CABLE WIRING DIAGRAM.dwg | FR-CV 3C/4.0㎟, OF-SM-8C(난연)¦ 통신기계실¦ 안전관리실¦ CONSOLE DESK¦ UTP Cat.5E 4Px4조(신설)¦ UTP Cat.5E 25Px1조(신설)¦ x2¦ OF-SM-4C, F-CV 3C/2.5㎟ (공간화상)(철거)¦ OF-SM-4C, F-CV 3C/2.5㎟ (공간화상)(철거)¦ ELE-4 (지상층)¦ ELE-3 (대합실)¦ ELE-2 (지상층)¦ ELE-1 (대합실)¦ ELE-5 (대합실)¦ ELE-6 (대합실)¦ ES-1 (대합실)¦ ES-2 (대합실)¦ ES-3 (대합실)¦ ES-4 (대합실)¦ ES-5 (외부계단출입구)¦ ES-6 (외부계단출입구)¦ ES-7 (외부계단출입구)¦ T-1 (화장실.여)¦ P-1 (승강장)¦ P-2 (승강장)¦ P-4 (승강장)¦ P-5 (승강장)¦ AGM-1 (대합실)¦ ATVM-1 (대합실)¦ C-1 ( (대합실)¦ COMM-1 (통신기계실)¦ 안전관리실¦ 대합실¦ ELEC-1 (전기실)¦ ES-8 (외부계단출입구)¦ ELE-7 (승강장)¦ ELE-8 (승강장)¦ P-3 (승강장)¦ P-6 (승강장)¦ 발매기실¦ ES-9 (외부계단출입구)¦ ES-10 (외부계단출입구)¦ C-2 ( (대합실)¦ 용역원대기실¦ L¦ S¦ E¦ AGM-2 (대합실)¦ C¦ C¦ T¦ M¦ A¦ T¦ R¦ V¦ R¦ A¦ C¦ K¦ I¦ X¦ 공간화상¦ (차량기지방향)¦ 공간화상¦ (강남방향)¦ UL 2919-AMESB 24AWG 4Px1조 (TDI), FR-CV 3C/4.0㎟x1조 (TDI POWER), OF-MM-12Core(난연)x1조 (TDI), UTP Cat.5E 4Px2조 (TDI):기존활용¦ UL 2919-AMESB 24AWG 4Px1조 (TDI), FR-CV 3C/4.0㎟x1조 (TDI POWER), OF-MM-12Core(난연)x1조 (TDI), UTP Cat.5E 4Px2조 (TDI):기존활용¦ UL 2919-AMESB 24AWG 4Px1조 (TDI), FR-CV 3C/4.0㎟x1조 (TDI POWER), OF-MM-12Core(난연)x1조 (TDI), UTP Cat.5E 4Px2조 (TDI):기존활용¦ UL 2919-AMESB 24AWG 4Px1조 (TDI), FR-CV 3C/4.0㎟x1조 (TDI POWER), OF-MM-12Core(난연)x1조 (TDI), UTP Cat.5E 4Px2조 (TDI):기존활용¦ 승강장모니터(상선)¦ 승강장모니터(하선)¦ FR-CV 3C/4.0㎟(신설), OF-SM-8C(난연)(신설)¦ FR-CV 3C/4.0㎟(신설), OF-SM-8C(난연)(신설)¦ FR-CV 3C/4.0㎟x1조 (출입구게시기 POWER), UTP Cat.5e4Px2조(출입구게시기)(철거)¦ FR-CV 3C/4.0㎟x1조 (출입구게시기 POWER), UTP Cat.5e4Px2조(출입구게시기)(철거)¦ 스위치¦ L2¦ HIV 1.5㎟x2조 (CLOCK)(철거), HIV 2.5㎟x2조 (CLOCK POWER)(철거)¦ HIV 1.5㎟x2조 (CLOCK)(철거)¦ ECX 5C-2V(기존활용)¦ ECX 5C-2V(기존활용)¦ ECX 5C-2V(기존활용)¦ ECX 5C-2V(기존활용)¦ ECX 5C-2V(기존활용)¦ ECX 5C-2V(기존활용)¦ ECX 5C-2V(기존활용)¦ ECX 5C-2V(기존활용)¦ ECX 5C-2V(기존활용)¦ ECX 5C-2V(기존활용)¦ ECX 5C-2V(기존활용)¦ ECX 5C-2V(기존활용)¦ ECX 5C-2V(기존활용)¦ ECX 5C-2V(기존활용)¦ ECX 5C-2V(기존활용)¦ ECX 5C-2V(기존활용)¦ ECX 5C-2V(기존활용)¦ ECX 5C-2V(기존활용)¦ ECX 5C-2V(기존활용)¦ ECX 5C-2V(기존활용)¦ ECX 5C-2V(기존활용)¦ ECX 5C-2V(기존활용)¦ ECX 5C-2V(기존활용)¦ ECX 5C-2V(기존활용)¦ ECX 5C-2V(기존활용)¦ ECX 5C-2V(기존활용)¦ ECX 5C-2V(기존활용)¦ ECX 5C-2V(기존활용)¦ ECX 5C-2V(기존활용)¦ ECX 5C-2V(기존활용)¦ ECX 5C-2V(기존활용)¦ ECX 5C-2V(기존활용)¦ FR-CV 3C/4.0㎟x1조 (대합실 게시기 POWER)(기존활용), OF-SM-8Core(난연)x2조 (대합실게시기)(신설)¦ 지하철 919정거장¦ 노들¦ 중앙대입구¦ 동작¦ NONE¦ 919정거장 CCTV,TDI,시계설비 CABLE WIRING DIAGRAM¦ S = NONE¦ 919정거장 CCTV,TDI,시계설비 CABLE WIRING¦ DIAGRAM¦ T¦ 1¦ 0¦ 0¦ 1¦ 0¦ 2¦ 6¦ 0¦ 0¦ 5¦
| 1단계_정거장 - 복사본 | 1단계_정거장 - 복사본 | 031. T7003034-004 912정거장 방송설비 지하3층 신설평면도 (1_2).dwg | \A1;2,400¦ \A1;30,700¦ \A1;12,950¦ \A1;78,750¦ \A1;3,750¦ \A1;7,500¦ \A1;7,500¦ \A1;7,500¦ \A1;6,000¦ \A1;4,000¦ \A1;7,500¦ \A1;5,000¦ \A1;5,000¦ \A1;5,000¦ \A1;5,000¦ \A1;5,000¦ \A1;5,000¦ \A1;5,000¦ \A1;5,000¦ \A1;5,000¦ \A1;5,000¦ \A1;5,000¦ \A1;20,000¦ \A1;37,750¦ \A1;41,000¦ \A1;2,400¦ \A1;12,950¦ S = 1 / 400¦ 903정거장 방송설비 지하1층 신설평면도(2/2)¦ 1/400¦ 904정거장 방송설비 지하1층 신설평면도 (1/2)¦ 0¦ 0¦ 0¦ -¦ 0¦ 0¦ 0¦ 0¦ (기설활용)¦ -¦ T¦ 7¦ 0¦ 0¦ 3¦ 0¦ 3¦ 4¦ 0¦ 1¦ 6¦ MATCH LINE DWG No. "S1-TA-S12-DB-018-0"¦ : (16) HIV 1.5㎟x2조¦ NOTE¦ : (16) HIV 1.5㎟x5조¦ : (16) HIV 1.5㎟x6조¦ : (22) HIV 1.5㎟x7조¦ : (22) HIV 1.5㎟x8조¦ : (22) HIV 1.5㎟x10조¦ : (16) HIV 1.5㎟x4조¦ : (16) HIV 1.5㎟x3조¦ KEY PLAN¦ X07¦ X08¦ X09¦ X11¦ X12¦ X15¦ X16¦ X10¦ X13¦ X14¦ X17¦ X20¦ X21¦ X18¦ X19¦ X22¦ X23¦ X24¦ Y00¦ Y02¦ Y03¦ Y06¦ Y04¦ UP¦ UP¦ 승강장¦ 창 고¦ 승강장¦ 창 고¦ 천정형 5W : 20 EA¦ 지하철 912정거장¦ 신목동¦ 선유도¦ 당산¦ S = 1 / 400¦ 912정거장 방송설비 지하3층 신설평면도(1/2)¦ 1/400¦ 912정거장 방송설비 지하3층 신설평면도 (1/2)¦ (기설활용)¦ T¦ 7¦ 0¦ 0¦ 3¦ 0¦ 3¦ 4¦ 0¦ 0¦ 4¦
| 1단계_정거장 - 복사본 | 1단계_정거장 - 복사본 | 012. T1001026-008 919정거장 AFC SYSTEM DIAGRAM (철거).dwg | ATVM¦ ATVM¦ 02¦ 01¦ L-AFC-1-분전반¦ 통신기계실¦ MAIN POWER¦ 접지단자함¦ AGM6¦ [ 비상게이트 ]¦ AGM8¦ AGM8¦ 01¦ 02¦ 03¦ CONTROL¦ EM.GATE¦ BOX¦ 안전관리실¦ BOX¦ DPC¦ COM¦ INTER¦ COMMS¦ S/W HUB¦ 화재¦ 수신반¦ 통로안내표시기¦ AAM¦ 01¦ 주제어장치¦ Cross Cable¦ D/I MUX¦ I/F¦ S/W HUB¦ AIS¦ SMS¦ AIMx2¦ 06¦ AGM10¦ AGM8¦ 04¦ AGM8¦ 05¦ Cross Cable¦ Cross Cable¦ Cross Cable¦ Cross Cable¦ Cross Cable¦ GROUND¦ 접지단자함¦ MAIN¦ 승강장¦ NO.06 (AGM10)¦ H U B¦ 07¦ AGM11¦ 08¦ AGM12¦ 분전반~AAM, AGM, SMS, ATVM, AIM¦ : IN USE¦ 접지반~AAM, AGM, SMS, ATVM¦ EM. GATE¦ MAIN GROUND¦ INTERCOM~ATVM, AAM¦ SMS(S/W HUB)~TOM, AGM, ATVM¦ D/I MUX(ROUTER)~SMS(S/W HUB)¦ NOTE¦ 화재수신반~DPC BOX¦ I/F¦ DPC¦ DPC SW~AGM(DPC)¦ : FR-CV 3C/4.0㎟¦ : F-GV 4.0㎟¦ : FR-CV 2C/4.0㎟¦ : F-GV 50㎟¦ : CPEV 0.65/5P, STP Cat.5E 4P¦ : STP Cat.5E 4Px1조¦ : STP Cat.5E 4Px1조¦ : CPEV 0.9x5P¦ : Interface Unit¦ : Direct Power Control¦ : FR-CVVS 4C/2.5㎟¦ INTERCOM~EM.GATE¦ : UTP Cat.5E 4P¦ AIS~AIM¦ : OF-SM-2Core¦ : UTP Cat.5E 4P¦ AIS~AIM¦ 환급기¦ 01¦ 919정거장 AFC SYSTEM DIAGRAM (철거)¦ 919정거장 AFC SYSTEM DIAGRAM (철거)¦ S = NONE¦ NONE¦ 지하철 919정거장¦ 노들¦ 중앙대입구¦ 동작¦ 8¦ 0¦ 0¦ T¦ 1¦ 0¦ 0¦ 1¦ 0¦ 2¦ 6¦
| 1단계_정거장 - 복사본 | 1단계_정거장 - 복사본 | 013. T1001026-009 904정거장 AFC CABLE WIRING DIAGRAM.dwg | D/I MUX (ROUTER)¦ (통신기계실)¦ 분전반 (전기시설분)¦ (안전관리실)¦ AFC 접지단자함 (전기설비)¦ (안전관리실)¦ DPC BOX¦ SMS (S/W HUB)¦ EM GATE¦ CONTROL BOX¦ AGM 8형 (No.2)¦ AGM 8형 (No.3)¦ AGM 10형 (No.6) ¦ AGM 11형 (No.7)¦ AGM 12형 (No.8)¦ AGM 11형 (No.9)¦ AGM 12형 (No.10)¦ AGM 8형 (No.14)¦ FTP Cat.5E 4Px1조¦ UTP Cat.5E 4Px1조¦ F-GV 4.0㎟x2조¦ F-GV 4.0㎟x1조¦ F-GV 4.0㎟x1조¦ HFCO 2C/4.0㎟x1조¦ FR-CVVS 4C/2.5㎟x1조 (DPC)¦ F-GV 50㎟x1조 (통신시공분)¦ HFCO 3C/4.0㎟x1조¦ HFCO 3C/4.0㎟x1조¦ AGM 6형 (No.11)¦ F-GV 4.0㎟x1조¦ AGM 6형 (No.1)¦ AGM 8형 (No.15)¦ AGM 10형 (No.16) ¦ ATVM (No.3~4)¦ AAM (No.2)¦ 환급기 (No.2)¦ F-GV 4.0㎟x1조¦ HFCO 2C/4.0㎟x1조¦ FR-CVVS 4C/2.5㎟x1조 (DPC)¦ (안전관리실)¦ (안전관리실)¦ AGM 8형 (No.13)¦ AGM 8형 (No.5)¦ HFCO 3C/4.0㎟x1조¦ HFCO 3C/4.0㎟x1조¦ HFCO 3C/4.0㎟x1조¦ HFCO 3C/4.0㎟x1조¦ 화재수신반¦ F-GV 4.0㎟x1조¦ FTP Cat.5E 4Px1조¦ ATVM (No.1~2)¦ AAM (No.1)¦ 환급기 (No.1)¦ F-GV 4.0㎟x1조¦ F-GV 4.0㎟x1조¦ F-GV 4.0㎟x1조¦ HFCO 3C/4.0㎟x1조¦ HFCO 3C/4.0㎟x1조¦ HFCO 3C/4.0㎟x1조¦ HFCO 3C/4.0㎟x1조¦ HFCO 3C/4.0㎟x1조¦ HFCO 3C/4.0㎟x1조¦ 통신UPS¦ (통신기계실)¦ 통합교환설비¦ (통신기계실)¦ FTP Cat.5E 4Px1조¦ FTP Cat.5E 4Px1조¦ FTP Cat.5E 4Px1조¦ FTP Cat.5E 4Px1조¦ FTP Cat.5E 4Px1조¦ FTP Cat.5E 4Px1조¦ FTP Cat.5E 4Px1조¦ FTP Cat.5E 4Px1조¦ FTP Cat.5E 4Px1조¦ FTP Cat.5E 4Px1조¦ FTP Cat.5E 4Px1조¦ FTP Cat.5E 4Px1조¦ FTP Cat.5E 4Px1조¦ FTP Cat.5E 4Px1조¦ FTP Cat.5E 4Px2조¦ FTP Cat.5E 4Px1조¦ FTP Cat.5E 4Px1조¦ FTP Cat.5E 4Px2조¦ FTP Cat.5E 4Px1조¦ FTP Cat.5E 4Px1조¦ UTP Cat.5E 4Px2조(INT)¦ UTP Cat.5E 4Px2조(INT)¦ UTP Cat.5E 4Px2조(INT)¦ UTP Cat.5E 4Px2조(INT)¦ UTP Cat.5E 4Px1조(INT)¦ UTP Cat.5E 4Px1조(INT)¦ UTP Cat.5E 4Px1조(INT)¦ UTP Cat.5E 4Px1조(INT)¦ HFCO 3C/4.0㎟x1조¦ AGM 8형 (No.4)¦ AGM 8형 (No.12)¦ FTP Cat.5E 4Px1조¦ FTP Cat.5E 4Px1조¦ HFCO 3C/4.0㎟x1조¦ HFCO 3C/4.0㎟x1조¦ 904정거장 AFC CABLE WIRING DIAGRAM¦ NONE¦ 지하철 904정거장¦ 공항시장¦ 신방화¦ 마곡나루¦ 904정거장 AFC CABLE WIRING DIAGRAM¦ S = NONE¦ T¦ 1¦ 0¦ 0¦ 1¦ 0¦ 2¦ 6¦ 0¦ 0¦ 9¦
| 1단계_정거장 - 복사본 | 1단계_정거장 - 복사본 | 052. T9103066-006 904정거장 AFC설비 장비배치도(2_2) (철거).dwg | \A1;600¦ \A1;3,225¦ \A1;900¦ \A1;200¦ \A1;894¦ \A1;3,080¦ \A1;3,648¦ \A1;200¦ \A1;200¦ \A1;1,800¦ \A1;600¦ \A1;200¦ \A1;600¦ \A1;200¦ \A1;200¦ \A1;1,000¦ \A1;800¦ \A1;800¦ \A1;600¦ \A1;1,955¦ \A1;2,250¦ \A1;800¦ \A1;600¦ \A1;200¦ \A1;200¦ \A1;3400¦ \A1;16000¦ \A1;3400¦ \A1;22800¦ \A1;8000¦ \A1;8000¦ \A1;7500¦ \A1;10681¦ \A1;11638¦ \A1;10681¦ \A1;5680¦ \A1;46180¦ \A1;12600¦ \A1;11400¦ \A1;22800¦ \A1;11400¦ \A1;12600¦ \A1;48000¦ \A1;1061¦ \A1;9620¦ 8형¦ 12형¦ 11형¦ 10형¦ 6형¦ \A1;1,800¦ \A1;600¦ \A1;1,200¦ \A1;1,950¦ \A1;2,058¦ \A1;1,000¦ \A1;200¦ FREE AREA¦ PAID AREA¦ Detail "D"¦ Detail "D"¦ Detail "C"¦ 발매기실¦ Detail "C"¦ 904정거장 AFC설비 지하1층 장비배치도 (2/2) (철거)¦ S = 1/600¦ AAM ¦ X-03¦ X-02¦ X-01¦ X00¦ X01¦ X02¦ X03¦ X04¦ X05¦ X06¦ X07¦ X08¦ X09¦ X10¦ X11¦ X12¦ X13¦ X14¦ X15¦ X16¦ X17¦ X18¦ X19¦ X20¦ X21¦ X22¦ Y-01¦ Y00¦ UP¦ UP¦ 7,200¦ 7,500¦ 7,500¦ 7,500¦ 7,500¦ 7,500¦ 7,500¦ 7,500¦ 7,500¦ 7,500¦ 7,500¦ 7,500¦ 7,500¦ 7,500¦ 7,500¦ 7,500¦ 7,500¦ 7,500¦ 7,500¦ 7,500¦ 149,700¦ 195,880¦ X08¦ X09¦ Y02¦ Y04¦ Y01¦ Y03¦ Y05¦ Y00¦ Y01¦ Y02¦ Y03¦ Y04¦ UP¦ UP¦ UP¦ UP¦ UP¦ UP¦ UP¦ UP¦ UP¦ UP¦ 통신기계실¦ 안전관리실¦ 편 의 점 ¦ 이동통신¦ 기계실¦ 발매기실1¦ 화 장 실¦ 용역창고¦ 용역원대기실¦ 발매기실2¦ CO2 실¦ 이동 통신실¦ 물탱크실¦ 복 도¦ 전 기 실¦ 비상 전원실¦ 대 합 실¦ 비품창고¦ 공조기계실-1¦ ¦ AAM ¦ AAM ¦ 904정거장 AFC설비 지하1층 장비배치도 (2/2) (철거)¦ 1/600¦ 지하철 904정거장¦ 공항시장¦ 신방화¦ 마곡나루¦ 6¦ 0¦ 0¦ T¦ 9¦ 1¦ 0¦ 3¦ 0¦ 6¦ 6¦
| 1단계_정거장 - 복사본 | 1단계_정거장 - 복사본 | 023. T7001034-006 903정거장 전화설비 지하3층 신설평면도-2.dwg | P¦ KEY PLAN¦ \A1;{\fHYHeadLine-Medium¦b0¦i0¦c129¦p50;30,000}¦ \A1;10,5000¦ \A1;5,000 ¦ \A1;7,500¦ \A1;7,500¦ \A1;7,500¦ \A1;7,500¦ \A1;7,500¦ \A1;7,500¦ \A1;7,500¦ \A1;4350¦ \A1;4350¦ \A1;7450¦ \A1;23600¦ \A1;7450¦ \A1;5,000 ¦ \A1;5,000 ¦ \A1;5,000 ¦ \A1;5,000 ¦ \A1;5,000 ¦ 1. 일반교환기에 수용된 전화기는 IP전화기로 교체한다.¦ NOTE¦ 2. 콜폰, E/L폰, 승강장 비상통화장치도 교체한다.¦ 3. 전화 및 인터폰 구간의 배선배관은 기존활용한다.¦ 인터폰선 0.6x2Px4조 (INT)¦ DOWN TO CP PANEL¦ x2¦ UTP Cat.5E 4Px3조 (승강장 INT)¦ TRAY (600x150)¦ UTP Cat.5E 4Px3조 (승강장 공중전화)¦ DOWN TO 지하4층¦ UTP Cat.5E 4Px3조 (승강장 INT)¦ UTP Cat.5E 4Px3조 (승강장 공중전화)¦ TRAY (600x150)¦ up TO 지하2층¦ UTP Cat.5E 4Px4조 (공조기계실-1,2)¦ (16)UTP Cat.5E 4Px2조 (공조기계실-2)¦ (22)UTP Cat.5E 4Px4조 (공조기계실-1,2)¦ UTP Cat.5E 4Px3조 (승강장 INT)¦ UTP Cat.5E 4Px3조 (승강장 공중전화)¦ TRAY (600x150)¦ PASS 지하1층~지하4층¦ MATCH LINE DWG No. "S1-TA-S03-DB-013-1.dwg"¦ (P22:300x300x200)¦ (23:400x400x200)¦ DN¦ E/S¦ E/S¦ DN¦ 대 합 실¦ DN¦ UP¦ UP¦ DN¦ 공조기계실-2¦ 본선환기실-2¦ Y03¦ Y04¦ Y02¦ Y01¦ Y00¦ 대 합 실¦ X18¦ X13¦ X14¦ X15¦ X16¦ X17¦ X19¦ X21¦ X20¦ X22¦ X25¦ X23¦ X24¦ X26¦ 3. 통신기계실 및 안전관리실 MAIN 분전반은 전기에서 설치한다.¦ 1. 음향유도기 전원은 전기콘센트를 이용한다.¦ NOTE¦ 2. 증폭기전원은 전기콘센트를 이용한다.¦ 인터폰선 0.6x2Px4조 (INT)¦ DOWN TO CP PANEL¦ 4-41~44¦ 4-45~48¦ 1. 일반교환기에 수용된 전화기는 안전관리실만 IP전화기로 교체한다.¦ NOTE¦ 2. 콜폰, E/L폰, 승강장 비상통화장치도 교체한다.¦ 3. 전화 및 인터폰 구간의 배선배관은 기존활용한다.¦ 지하철 903정거장¦ 김포공항¦ 공항시장¦ 신방화¦ 1/400¦ S=1/400¦ 903정거장 전화설비 지하3층 신설평면도(2/2)¦ 903정거장 전화설비 지하3층 신설평면도(2/2)¦ T¦ 7¦ 0¦ 0¦ 1¦ 0¦ 3¦ 4¦ 0¦ 0¦ 6¦ (기설활용)¦
| 1단계_정거장 - 복사본 | 1단계_정거장 - 복사본 | 044. T9103026-001 906(양천향교)역사노드 랙 배치도.dwg | 906(양천향교)역사노드 랙 배치도¦ NONE¦ 906(양천향교)역사노드 랙 배치도¦ S = NONE¦ OFD 랙¦ MDF 랙 (기설)¦ 기지국장치 랙¦ 역사노드백본 랙¦ 시리얼장치¦ MDF¦ MDF¦ MDF¦ MDF¦ MDF¦ OFD¦ OFD¦ OFD¦ OFD¦ OFD¦ PDP¦ 백본스위치¦ 백본스위치¦ 역사노드백본 랙 ¦ OJCx8¦ 시리얼장치 ¦ 기지국장치 랙 ¦ OFD 랙 ¦ MDF 랙 ¦ GND¦ OJCx4¦ OJCx4¦ UTP Cat5e 4Px2¦ HFCO 2C/4㎟¦ F-GV 16㎟¦ F-GV 16㎟¦ F-GV 16㎟¦ \pi-15,l20,t20;* 예시도면이며 제조사별 구성도 다를 수 있음.¦ PDP¦ OPDP¦ \pi-15,l20,t20;* 랙 내 접지바에서 장치간 접지 연결.¦ HFCO 2C/4㎟¦ RRU¦ 정류기¦ 906(양천향교)역사노드 랙 배치도¦ NONE¦ 906(양천향교)역사노드 랙 배치도¦ S = NONE¦ OFD 랙¦ MDF 랙¦ 기지국장치 랙¦ 스위치 랙¦ 역사노드백본 랙¦ 시리얼장치¦ PDP¦ MDF¦ MDF¦ MDF¦ MDF¦ MDF¦ OFD¦ OFD¦ OFD¦ OFD¦ OFD¦ 스위치¦ 스위치¦ 스위치¦ PDP¦ 백본스위치¦ 백본스위치¦ UPS¦ OJCx8¦ 역사노드백본 랙 ¦ 스위치 랙 ¦ 기지국장치 랙 ¦ OFD 랙 ¦ MDF 랙 ¦ GND¦ OJCx8¦ OJCx16¦ OJCx4¦ UTP Cat6 25Px2¦ UTP Cat6 25Px2¦ HFCO 2C/4㎟¦ HFCO 2C/4㎟¦ F-GV 16㎟¦ F-GV 16㎟¦ F-GV 16㎟¦ F-GV 16㎟¦ F-GV 16㎟¦ F-GV 16㎟¦ \pi-15,l20,t20;* 예시도면이며 제조사별 구성도 다를 수 있음.¦ 정류기¦ PDP¦ PDOD¦ \pi-15,l20,t20;* 랙 내 접지바에서 장치간 접지 연결.¦ HFCO 2C/4㎟¦ RRU¦ 정류기¦ UPS¦ UTP Cat6 25Px2¦ OPDP¦ RRU 1¦ RRU 2¦ RRU 3¦ F-GV 16㎟¦ 905¦ 907¦ 906¦ T¦ 9¦ 1¦ 0¦ 3¦ 0¦ 2¦ 6¦ 0¦ 0¦ 1¦ OJCx10¦ OJCx8¦ F-GV 16㎟¦ 정류기¦ DU_A¦ PDP¦ DU_S¦ RRU¦ OPDP¦ OPDP¦ RRU 정류기¦ RRU 축전지¦
| 1단계_정거장 - 복사본 | 1단계_정거장 - 복사본 | 043. T7009934-004 919정거장 출입통제설비 지하1층 철거 평면도 (2_2).dwg | C/R¦ {\C0;vmh}¦ CONSOLE¦ \A1;4,250¦ \A1;3,100¦ \A1;5,000¦ \A1;5,000¦ \A1;3,750¦ \A1;7,500¦ \A1;7,500¦ \A1;7,500¦ \A1;7,500¦ \A1;7,500¦ \A1;7,500¦ \A1;7,500¦ \A1;7,500¦ \A1;5,000¦ \A1;5,000¦ \A1;5,000¦ \A1;5,000¦ \A1;23,200¦ \A1;13,600¦ \A1;4,250¦ \A1;7,350¦ \A1;7,350¦ \A1;4,250¦ \A1;7,100¦ \A1;6,500¦ L¦ E/V¦ E/V¦ KEY PLAN¦ 각도 : -2.0˚¦ UTP Cat.5E 4Px4조 (출입통제)¦ UTP Cat.5E 4Px2조 (출입통제)¦ MATCH LINE DWG No. "S1-TA-S19-DB-017-0"¦ 지상E/L¦ UP TO 지상 E/V¦ E¦ 대합실¦ 안전관리실¦ 발매기실¦ 화 장 실¦ 공조기계실-2¦ 편의점¦ 내부계단2¦ 내부계단3¦ 외부출입구2¦ 외부출입구3¦ 외부출입구4¦ 연결통로¦ UP¦ UP¦ UP¦ UP¦ UP¦ 외부엘리베이터1¦ 외부엘리베이터2¦ DN¦ DN¦ OPEN¦ X30¦ X29¦ X28¦ X27¦ X26¦ X25¦ X24¦ X23¦ X22¦ X21¦ X20¦ X19¦ X18¦ X17¦ X16¦ 93,750¦ Y00¦ Y01¦ Y02¦ Y03¦ Y04¦ Y05¦ Y06¦ 919 정거장¦ STA.21KM280.000¦ 외부출입구1¦ 임대상가-1¦ 임대상가-2¦ 임대상가-3¦ (16) UTP Cat.5E 4Px2조 (출입통제)¦ (16) UTP Cat.5E 4Px2조 (출입통제)¦ UTP Cat.5E 4Px2조 (출입통제)¦ 919정거장 출입통제설비 지하1층 철거 평면도 (2/2)¦ 919정거장 출입통제설비 지하1층 철거 평면도 (2/2)¦ S = 1 / 400¦ 1/400¦ 지하철 919정거장¦ 노들¦ 중앙대입구¦ 동작¦ T¦ 7¦ 0¦ 0¦ 9¦ 9¦ 3¦ 4¦ 4¦ 0¦ 0¦ P¦
| 1단계_정거장 - 복사본 | 1단계_정거장 - 복사본 | 019. T7001034-002 917정거장 전화설비 지하1층 신설평면도 (2_2).dwg | IP¦ INT¦ KT¦ CONSOLE¦ IDF¦ \A1;2,000¦ \A1;7,500¦ \A1;7,500¦ \A1;7,500¦ \A1;7,500¦ \A1;7,500¦ \A1;7,500¦ \A1;7,500¦ \A1;7,500¦ \A1;7,500¦ \A1;7,500¦ \A1;7,500¦ \A1;84,500¦ \A1;7,500¦ \A1;7,500¦ \A1;7,500¦ \A1;7,500¦ \A1;7,500¦ \A1;37,500¦ \A1;7,070¦ \A1;9,160¦ \A1;9,160¦ \A1;3,300¦ \A1;28,690¦ DN¦ 1. 일반교환기에 수용된 전화기는 IP전화기로 교체한다.¦ NOTE¦ 2. 콜폰, E/L폰, 승강장 비상통화장치도 교체한다.¦ 3. 전화 및 인터폰 구간의 배선배관은 기존활용한다.¦ 1. 음향유도기 전원은 전기콘센트를 이용한다.¦ NOTE¦ 2. 증폭기전원은 전기콘센트를 이용한다.¦ 3. 통신기계실 및 안전관리실 MAIN 분전반은 전기에서 설치한다.¦ UTP Cat.5E 25Px2조 (CONSOLE CONTROL, LSE)¦ 인터폰선 0.6x2Px12조 (INT)¦ UTP Cat.5E 25Px2조 (안전관리실)¦ OF-MM-4CORE(난연)x1조 (안전관리실)¦ E/V¦ OF-MM-4CORE(난연)x1조 (안전관리실)¦ G¦ TRAY (300x100)¦ UTP Cat.5E 25Px2조 (CONSOLE CONTROL, LSE)¦ 인터폰선 0.6x2Px12조 (INT)¦ UTP Cat.5E 25Px2조 (안전관리실)¦ OF-MM-4CORE(난연)x1조 (안전관리실)¦ D¦ TRAY (300x100)¦ 인터폰선 0.6x2Px16조 (INT)¦ UTP Cat.5E 25Px2조 (안전관리실)¦ UTP Cat.5E 4Px2조 (공조기계실-2)¦ UTP Cat.5E 25Px2조 (CONSOLE CONTROL, LSE)¦ OF-MM-4CORE(난연)x1조 (안전관리실)¦ C¦ TRAY (300x100)¦ 인터폰선 0.6x2Px16조 (INT)¦ UTP Cat.5E 25Px2조 (안전관리실)¦ UTP Cat.5E 4Px2조 (공조기계실-2)¦ UTP Cat.5E 25Px2조 (CONSOLE CONTROL, LSE)¦ UTP Cat.5E 4Px4조 (임대상가)¦ OF-MM-4CORE(난연)x1조 (안전관리실)¦ B¦ TRAY (300x100)¦ 인터폰선 0.6x2Px12조 (INT)¦ UTP Cat.5E 25Px2조 (안전관리실)¦ UTP Cat.5E 4Px2조 (공조기계실-2)¦ UTP Cat.5E 25Px2조 (CONSOLE CONTROL, LSE)¦ OF-MM-4CORE(난연)x1조 (안전관리실)¦ A¦ TRAY (300x100)¦ 인터폰선 0.6x2Px8조 (INT)¦ UTP Cat.5E 25Px2조 (안전관리실)¦ UTP Cat.5E 4Px2조 (공조기계실-2)¦ UTP Cat.5E 25Px2조 (CONSOLE CONTROL, LSE)¦ F¦ UTP Cat.5E 25Px1조 (콜폰)¦ E¦ TRAY (300x100)¦ UTP Cat.5E 25Px2조 (CONSOLE CONTROL, LSE)¦ 인터폰선 0.6x2Px12조 (INT)¦ UTP Cat.5E 4Px1조 (편의점)¦ OF-MM-4CORE(난연)x1조 (안전관리실)¦ TRAY (600x150)¦ UTP Cat.5E 4Px4조 (임대상가)¦ UTP Cat.5E 4Px4조 (임대상가)¦ UTP Cat.5E 4Px4조 (임대상가)¦ H¦ DOWN TO 안전관리실 ACCESS FLOOR¦ UTP Cat.5E 4Px3조 (대합실 공중전화)¦ UTP Cat.5E 4Px3조 (대합실 공중전화)¦ UTP Cat.5E 4Px3조 (대합실 공중전화)¦ KEY PLAN¦ X11¦ X12¦ X13¦ X14¦ X15¦ X16¦ X17¦ X18¦ X19¦ X20¦ X21¦ X22¦ X23¦ X24¦ X25¦ X26¦ X27¦ Y04¦ Y02¦ Y00¦ Y01¦ Y03¦ 안전관리실¦ 발매기실 2¦ 화장실 2 (PAID)¦ 공조기계실 2¦ 물탱크실¦ 환승통로¦ 대 합 실¦ DN¦ DN¦ 화장실 1 (FREE)¦ 국철노량진역과환승¦ 신축중인 건물과연결¦ 대합실(PAID)¦ DN¦ UP¦ UP¦ 방범셔터¦ 내부계단 3¦ 외부출입구 3¦ 외부출입구 2¦ 내부계단 2¦ DN¦ UP¦ UP¦ 외부엘리베이터 1¦ 917 정거장 ¦ STA.18km111.750¦ MATCH LINE DWG No. "S1-TA-S17-DB-009-0"¦ TRAY (300x100)¦ x2¦ x3¦ [MISHUB 8Port¦ [IDF No.1]¦ UTP 25P¦ [TB No.3]¦ x4¦ x2¦ (P11:100x100x100)¦ (P10:100x100x100)¦ (P13:100x100x100)¦ (P14:200x200x100)¦ (16) UTP Cat.5E 4Px2조 (공조기계실-2)¦ (16) 인터폰선 0.6x2Px4조 (INT)¦ UTP Cat.5E 4Px2조 (공조기계실-2)¦ TRAY (300x100)¦ 인터폰선 0.6x2Px4조 (INT)¦ UTP Cat.5E 4Px2조 (공조기계실-2)¦ TRAY (300x100)¦ (16) 인터폰선 0.6x2Px각1조 (콜폰)¦ (16) 인터폰선 0.6x2Px4조 (INT)¦ DOWN TO CP PANEL¦ (16) 인터폰선 0.6x2Px4조 (INT)¦ (16) 인터폰선 0.6x2Px4조 (INT)¦ (16) 인터폰선 0.6x2Px4조 (INT)¦ (16) 인터폰선 0.6x2Px4조 (INT)¦ D¦ C¦ B¦ A¦ 지상E/L¦ F¦ E¦ x2¦ (16) UTP Cat.5E 4Px2조 (임대상가)¦ G¦ (P12:100x100x100)¦ UTP 25P¦ x2¦ UTP Cat.5E 4Px2조 (임대상가)¦ (28) UTP Cat.5E 25Px1조 (콜폰)¦ UTP Cat.5E 4Px4조 (임대상가)¦ H¦ UTP 25P¦ [TB No.4]¦ 공중전화¦ (22) UTP Cat.5E 4Px3조 (공중전화)¦ 인터폰선 0.6x2Px4조 (INT)¦ UTP Cat.5E 4Px2조 (공조기계실-2)¦ TRAY (300x100)¦ UTP Cat.5E 4Px2조 (임대상가)¦ (16) UTP Cat.5E 4Px2조 (임대상가1)¦ (28) UTP Cat.5E 25Px1조 (콜폰)¦ UTP Cat.5E 25Px1조 (콜폰)¦ UTP Cat.5E 25Px1조 (콜폰)¦ UTP Cat.5E 25Px1조 (콜폰)¦ UTP Cat.5E 25Px1조 (콜폰)¦ UTP Cat.5E 25Px2조 (콜폰)¦ UTP Cat.5E 25Px2조 (콜폰)¦ UTP Cat.5E 25Px2조 (콜폰)¦ UTP Cat.5E 25Px2조 (안전관리실)¦ UTP Cat.5E 4Px1조 (편의점)¦ UTP Cat.5E 4Px1조 (편의점)¦ UTP Cat.5E 4Px1조 (편의점)¦ UTP Cat.5E 4Px1조 (편의점)¦ UTP Cat.5E 4Px1조 (편의점)¦ UTP Cat.5E 4Px1조 (편의점)¦ (16) 인터폰선 0.6x2Px4조 (INT)¦ DOWN TO CP PANEL¦ (16) 인터폰선 0.6x2Px4조 (INT)¦ DOWN TO CP PANEL¦ 5-5~8¦ 5-1~4¦ 3-15~18¦ 3-11~14¦ 천정형UTP25P-1¦ 10¦ 11¦ 12¦ 13¦ 14¦ 15¦ 16¦ 1¦ 2¦ 3¦ 4¦ 9¦ 8¦ 7¦ 6¦ 5¦ TB1¦ 임대상가2¦ 임대상가1¦ UTP Cat.5E 25Px2조 (통신기계실)(신설)¦ UTP Cat.5E 25Px2조 (통신기계실)(신설)¦ UTP Cat.5E 25Px2조 (통신기계실)(신설)¦ UTP Cat.5E 25Px2조 (통신기계실)(신설)¦ UTP Cat.5E 25Px2조 (통신기계실)(신설)¦ UTP Cat.5E 25Px2조 (통신기계실)(신설)¦ UTP Cat.5E 25Px2조 (통신기계실)(신설)¦ OF-SM-24Core(난연)x1조 (안전관리실)(신설)¦ OF-SM-24Core(난연)x1조 (안전관리실)(신설)¦ OF-SM-24Core(난연)x1조 (안전관리실)(신설)¦ OF-SM-24Core(난연)x1조 (안전관리실)(신설)¦ OF-SM-24Core(난연)x1조 (안전관리실)(신설)¦ OF-SM-24Core(난연)x1조 (안전관리실)(신설)¦ 1. 일반교환기에 수용된 전화기는 안전관리실만 IP전화기로 교체한다.¦ NOTE¦ 2. 콜폰, E/L폰, 승강장 비상통화장치도 교체한다.¦ 3. 전화 및 인터폰 구간의 배선배관은 기존활용한다.¦ 지하철 917정거장¦ 샛강¦ 노량진¦ 노들¦ 1/400¦ 917정거장 전화설비 지하1층 신설평면도(2/2)¦ S = 1/400¦ 917정거장 전화설비 지하1층 신설평면도(2/2)¦ T¦ 7¦ 0¦ 0¦ 1¦ 0¦ 3¦ 4¦ 0¦ 0¦ 2¦ (기설활용)¦ P¦
| 1단계_정거장 - 복사본 | 1단계_정거장 - 복사본 | 023. T7001034-007 901정거장 전화설비 지상2층 철거평면도.dwg | IP¦ KT¦ INT¦ IDF¦ AMP¦ HUB¦ 배선반¦ CONSOLE¦ \A1;10,000¦ \A1;8,000¦ \A1;8,000¦ \A1;6,980¦ \A1;5,200¦ \A1;26,000¦ \A1;8,000¦ \A1;8,000¦ \A1;8,000¦ \A1;8,000¦ \A1;8,000¦ \A1;8,000¦ \A1;8,000¦ \A1;8,000¦ \A1;90,200¦ \A1;10,800¦ \A1;3,200¦ \A1;5,000¦ \A1;3,000¦ \A1;5,000¦ \A1;200¦ \A1;4,100¦ \A1;3,900¦ \A1;3,600¦ \A1;4,400¦ \A1;7,600¦ \A1;2,400¦ \A1;5,000¦ \A1;4,000¦ \A1;4,000¦ \A1;8,000¦ \A1;6,000¦ \A1;13,800¦ \A1;200¦ \A1;4,500¦ \A1;12,200¦ 5,200¦ 26,000¦ (28) UTP Cat.5E 25Px1조 (전기실)¦ A¦ B¦ TRAY (300x100)¦ UP TO 지상 3층¦ UTP Cat.5E 4Px12조 (침실1~침실6)¦ UTP Cat.5E 4Px2조 (시설작업실)¦ UTP Cat.5E 4Px2조 (설비작업실)¦ UTP Cat.5E 4Px2조 (체력단력실)¦ 인터폰선 0.6x2Px6조 (INT)¦ TRAY (300x100)¦ F¦ 통신기계실 ACCESS FLOOR¦ E¦ UTP Cat.5E 4Px12조 (숙소1~숙소6)¦ UTP Cat.5E 25Px1조 (전기실)¦ UTP Cat.5E 4Px6조 (실승기관사)¦ UTP Cat.5E 4Px2조 (편의점)¦ UTP Cat.5E 4Px2조 (용역원대기실)¦ UTP Cat.5E 4Px2조 (통신작업실)¦ UTP Cat.5E 4Px2조 (전기작업실)¦ UTP Cat.5E 25Px2조 (CONSOLE CONTROL, LSE)¦ UTP Cat.5E 25Px2조 (통합분소)¦ TRAY (300x100)¦ UTP Cat.5E 25Px4조 (안전관리실)¦ UTP Cat.5E 4Px2조 (신호작업실)¦ UTP Cat.5E 4Px2조 (설비작업실)¦ UTP Cat.5E 4Px2조 (시설작업실)¦ UTP Cat.5E 4Px2조 (통합분소)¦ TRAY (300x100)¦ D¦ TRAY (300x100)¦ G¦ 인터폰선 0.6x2Px4조 (INT)¦ (16) UTP Cat.5E 4Px3조 (편의점)¦ H¦ P¦ (28) 인터폰선 0.6x2Px13조 (콜폰)¦ Q¦ UTP Cat.5E 25Px2조 (통합분소)¦ R¦ UTP Cat.5E 4Px2조 (통합분소)¦ TRAY (300x100)¦ L¦ (16) 인터폰선 0.6x2Px각1조 (콜폰)¦ M¦ (16) 인터폰선 0.6x2Px1조 (INT)¦ N¦ DOWN TO 안전관리실 ACCESS FLOOR¦ O¦ UTP Cat.5E 25Px4조 (안전관리실)¦ UTP Cat.5E 25Px2조 (CONSOLE CONTROL, LSE)¦ TRAY (300x100)¦ 인터폰선 0.6x2Px12조 (INT)¦ UTP Cat.5E 4Px2조 (체력단력실)¦ (16) UTP Cat.5E 4Px2조 (용역원대기실)¦ I¦ (28) UTP Cat.5E 4Px6조¦ J¦ 1. 음향유도기 전원은 전기콘센트를 이용한다.¦ NOTE¦ 2. 증폭기전원은 전기콘센트를 이용한다.¦ 3. 통신기계실 및 안전관리실 MAIN 분전반은 전기에서 설치한다.¦ 4. 통합분소¦ (16) UTP Cat.5E 4Px2조¦ (22) UTP Cat.5E 4Px4조¦ ux2¦ ux4¦ (28) UTP Cat.5E 4Px6조¦ ux6¦ (36) SPARE (전기실)¦ TRAY (300x100)¦ C¦ DOWN TO 지상 1층¦ UTP Cat.5E 4Px3조 (승강장 공중전화)¦ UTP Cat.5E 4Px3조 (승강장 INT)¦ UTP Cat.5E 4Px3조 (승강장 INT)¦ X14¦ X15¦ X16¦ X17¦ X18¦ X19¦ X20¦ X21¦ X22¦ Y00¦ Y01¦ Y02¦ Y03¦ Y04¦ X22¦ X23¦ X24¦ X25¦ (16) 인터폰선 0.6x2Px2조 (INT)¦ (기계설비 인터폰 모장치)¦ 전기창고¦ 전기작업실¦ 통신작업실¦ 통신창고¦ 전 기 실¦ 신호작업실¦ 신호창고¦ 여실승기관사¦ (승무대기실)¦ 실승기관사¦ (승무대기실)¦ 통신기계실¦ 편의점¦ 발매기실¦ 비상발전기실¦ CO2 실¦ 용역원대기실¦ 안전 관리실¦ 대 합 실¦ 복 도¦ UP¦ DN¦ UP¦ DN¦ DN¦ DN¦ DN¦ 내부계단 1¦ 내부계단 2¦ 내부E/V¦ 화장실¦ 통합분소¦ 갱의실(여)¦ DN¦ DN¦ OPEN¦ 갱의실(남)¦ ~연결통로지붕~¦ 추락방지용 난간 설치¦ UTP 25P¦ UTP 50P¦ x2¦ x2¦ [TB No.4]¦ [TB No.3]¦ x2¦ x2¦ x2¦ UTP 25P¦ [TB No.5]¦ (P19:200x200x100)¦ x6¦ UTP Cat.5E 4Px2조 (신호작업실)¦ UTP Cat.5E 4Px2조 (통신작업실)¦ UTP Cat.5E 4Px2조 (전기작업실)¦ UTP Cat.5E 4Px6조 (실승기관사)¦ (16) UTP Cat.5E 4Px2조 (전기작업실)¦ B¦ F¦ D¦ G¦ L¦ M¦ N¦ Q¦ R¦ (P16:200x200x100)¦ UTP 50P¦ HUB 32Port¦ [IDF No.1]¦ ux2¦ ux4¦ ux2¦ ux4¦ ux2¦ ux4¦ ux2¦ ux4¦ ux2¦ ux4¦ ux6¦ ux6¦ ux6¦ ux6¦ ux6¦ x25¦ 인터폰선 0.6x2Px3조 (INT)¦ DOWN TO CP PANEL¦ 인터폰선 0.6x2Px4조 (INT)¦ DOWN TO CP PANEL¦ x4¦ x4¦ ux4¦ x6¦ (28) UTP Cat.5E 4Px6조 (운영기관사)¦ (28) UTP Cat.5E 4Px6조 (실승기관사)¦ x4¦ ux4¦ x4¦ J¦ (22) UTP Cat.5E 4Px4조¦ x2¦ (36) UTP Cat.5E 25Px1조 (임대상가)¦ DOWN TO 지상1층 임대상가¦ (16) UTP Cat.5E 4Px2조 (신호작업실)¦ (16) UTP Cat.5E 4Px2조 (통신작업실)¦ A¦ C¦ x2¦ E¦ H¦ O¦ x2¦ I¦ x4¦ UTP 25P¦ [TB No.2]¦ 공중전화¦ P¦ (P:300x300)¦ x2¦ x6¦ K¦ (28) UTP Cat.5E 4Px10조¦ K¦ OF-MM-12C(난연)x1조 (분소)¦ OF-MM-12C(난연)x1조 (분소)¦ TRAY (300x100)¦ TRAY (300x100)¦ (22) 인터폰선 0.6x2Px4조 (INT)¦ UTP Cat.5E 4Px2조 (신호작업실)¦ UTP Cat.5E 4Px2조 (통신작업실)¦ UTP Cat.5E 4Px2조 (전기작업실)¦ UTP Cat.5E 4Px6조 (실승기관사)¦ UTP Cat.5E 25Px1조 (전기실)¦ UTP Cat.5E 25Px1조 (임대상가)¦ UTP Cat.5E 4Px3조 (승강장 공중전화)¦ UTP Cat.5E 4Px3조 (대합실 공중전화)¦ UTP Cat.5E 4Px3조 (운영기관사)¦ (22) 인터폰선 0.6x2Px4조 (INT)¦ UTP Cat.5E 4Px3조 (대합실 공중전화)¦ UTP Cat.5E 25Px2조 (통합분소)¦ UTP Cat.5E 4Px2조 (통합분소)¦ OF-MM-12C(난연)x1조 (분소)¦ TRAY (300x100)¦ UTP Cat.5E 4Px3조 (대합실 공중전화)¦ 인터폰선 0.6x2Px13조 (콜폰)¦ UTP Cat.5E 4Px1조 (편의점)¦ UTP Cat.5E 25Px4조 (안전관리실)¦ UTP Cat.5E 25Px2조 (CONSOLE CONTROL, LSE)¦ 인터폰선 0.6x2Px11조 (INT)¦ UTP Cat.5E 4Px1조 (편의점)¦ UTP Cat.5E 25Px2조 (통합분소)¦ UTP Cat.5E 4Px2조 (통합분소)¦ OF-MM-12C(난연)x1조 (분소)¦ UTP Cat.5E 4Px3조 (대합실 공중전화)¦ UTP Cat.5E 4Px2조 (용역원대기실)¦ UTP Cat.5E 4Px2조 (신호작업실)¦ UTP Cat.5E 4Px2조 (통신작업실)¦ UTP Cat.5E 4Px2조 (전기작업실)¦ UTP Cat.5E 4Px6조 (실승기관사)¦ UTP Cat.5E 25Px1조 (전기실)¦ UTP Cat.5E 25Px4조 (안전관리실)¦ UTP Cat.5E 25Px2조 (CONSOLE CONTROL, LSE)¦ UTP Cat.5E 4Px1조 (편의점)¦ UTP Cat.5E 25Px2조 (통합분소)¦ UTP Cat.5E 4Px2조 (통합분소)¦ OF-MM-12C(난연)x1조 (분소)¦ UTP Cat.5E 4Px3조 (대합실 공중전화)¦ UTP Cat.5E 4Px2조 (용역원대기실)¦ UTP Cat.5E 4Px12조 (침실1~침실6)¦ UTP Cat.5E 4Px2조 (시설작업실)¦ UTP Cat.5E 4Px2조 (설비작업실)¦ UTP Cat.5E 4Px2조 (체력단력실)¦ UTP Cat.5E 4Px3조 (승강장 공중전화)¦ UTP Cat.5E 4Px3조 (승강장 INT)¦ S¦ (22) UTP Cat.5E 4Px3조 (대합실 공중전화)¦ S¦ 인터폰선 0.6x2Px2조 (INT)¦ 22.23¦ 22.23¦ 13.13¦ 14.14¦ 15.15¦ 10.10¦ 11.11¦ 12.12¦ 7.7¦ 8.8¦ 9.9¦ 4.4¦ 5.5¦ 6.6¦ 1.1¦ 2.2¦ 3.3¦ 19.20.21¦ 19.20.21¦ V3-11~14¦ D11¦ V3-15~18¦ D10¦ V3-21~24¦ D9¦ V4-41~44¦ D6¦ V4-35~38¦ V4-31~34¦ D7.8¦ D3.4.5¦ V4-15~28¦ 운영기관사¦ V4-11~14¦ V4-5~8¦ V1.2¦ V4-1~4¦ V3-45~48¦ D16.17.18.24.25¦ V16.17.18¦ 천정형UTP25P¦ 13¦ 12¦ 6¦ 7¦ 8¦ 9¦ 10¦ 11¦ 5¦ 4¦ 3¦ 2¦ 1¦ 분배기(천정)¦ (철거)¦ (철거)¦ (철거)¦ (철거)¦ (철거)¦ (철거)¦ (철거)¦ (철거)¦ (철거)¦ (철거)¦ (철거)¦ 901정거장 전화설비 지상2층 철거평면도¦ S = 1 / 400¦ 지하철 901정거장¦ 개화¦ 김포공항¦ NONE¦ 901정거장 전화설비 지상2층 철거평면도¦ T¦ 7¦ 0¦ 0¦ 1¦ 0¦ 3¦ 4¦ 0¦ 0¦ 7¦ (기설활용)¦ P¦
| 1단계_정거장 - 복사본 | 1단계_정거장 - 복사본 | 014. T1001026-010 910정거장 AFC CABLE WIRING DIAGRAM (철거).dwg | D/I MUX (ROUTER)¦ (통신기계실)¦ 분전반 (전기시설분)¦ (안전관리실)¦ AFC 접지단자함¦ (안전관리실)¦ DPC BOX¦ 인터콤 모장치¦ SMS (S/W HUB)¦ (안전관리실)¦ 통로 안내표시기 (AIS)¦ 주제어장치 (안전관리실)¦ EM GATE¦ CONTROL BOX¦ 통로안내표시기 (AIM)¦ AGM 11형 (No.1)¦ AGM 12형 (No.2)¦ AGM 6형 (No.3)¦ AGM 8형 (No.4)¦ AGM 8형 (No.5)¦ AGM 8형 (No.6)¦ AGM 10형 (No.7) (HUB)¦ ATVM (No.1~2)¦ 환급기 (No.1)¦ STP Cat.5E 4Px1조¦ CPEV 0.9/5Px1조¦ F-GV 4.0㎟x2조¦ F-GV 4.0㎟x1조¦ F-GV 4.0㎟x1조¦ FR-CV 2C/4.0㎟x1조¦ EM. GATE (No.1) (개폐장치)¦ STP Cat.5E 4Px1조¦ FR-CVVS 4C/2.5㎟x1조 (DPC)¦ 접지단자함¦ F-GV 50㎟x1조 (통신시공분)¦ FR-CV 3C/4.0㎟x2조¦ FR-CV 3C/4.0㎟x1조¦ FR-CV 3C/4.0㎟x1조¦ FR-CV 3C/4.0㎟x1조¦ FR-CV 3C/4.0㎟x1조¦ FR-CV 3C/4.0㎟x1조¦ FR-CV 3C/4.0㎟x1조¦ STP Cat.5E 4Px1조¦ CPEV 0.65/5Px1조 (INT)¦ CPEV 0.65/5Px1조 (INT)¦ AAM (No.1)¦ STP Cat.5E 4Px2조¦ F-GV 4.0㎟x1조¦ FR-CV 3C/4.0㎟x2조¦ (안전관리실)¦ (안전관리실)¦ CROSS AISLE CABLE¦ CROSS AISLE CABLE¦ CROSS AISLE CABLE¦ CROSS AISLE CABLE¦ CROSS AISLE CABLE¦ F-GV 4.0㎟x1조¦ STP Cat.5E 4Px1조¦ UTP Cat.5E 4Px1조¦ STP Cat.5E 4Px1조¦ STP Cat.5E 4Px1조¦ STP Cat.5E 4Px1조¦ STP Cat.5E 4Px1조¦ STP Cat.5E 4Px1조¦ UTP Cat.5E 4Px2조¦ OF-SM-2Cx1조¦ 화재수신반¦ CPEV 0.65/5Px1조 (INT)¦ F-GV 4.0㎟x1조¦ FR-CV 3C/4.0㎟x1조¦ STP Cat.5E 4Px1조¦ STP Cat.5E 4Px1조¦ STP Cat.5E 4Px1조¦ (승강장)¦ 910정거장 AFC CABLE WIRING DIAGRAM (철거)¦ 910정거장 AFC CABLE WIRING DIAGRAM (철거)¦ S = NONE¦ NONE¦ 지하철 910정거장¦ 등촌¦ 염창¦ 신목동¦ T¦ 1¦ 0¦ 0¦ 1¦ 0¦ 2¦ 6¦ 0¦ 0¦ 1¦
| 1단계_정거장 - 복사본 | 1단계_정거장 - 복사본 | 017. T1001026-013 903정거장 통신기계실 & 안전관리실 CABLE WIRING DIAGRAM.dwg | *전송(IP-MPLS) 및 열차무선(LTE-R)의 전원 및 신호계통은 별도 도면 참조¦ *점선( ) : 철거, 실선( ) : 신설¦ OFD¦ 배선반¦ 전송설비¦ CCTV MATRIX RACK¦ 사령전화(역장치)¦ 열차무선 중계장치(SOR)¦ UPS¦ 분전반¦ 종합집중관리 콘솔¦ 화재수신반¦ 광점퍼코드x4¦ 광점퍼코드x2¦ UTP Cat.5E 25Px10¦ UL 2464-AMESB 24AWGx16Cx3(방송) , CPEV 0.65/5Px1 (Rail Condition)¦ CPEV 0.65/5Px1(Rail Condition)¦ P.A AMP RACK¦ F-CV 4C/25㎟¦ F-CV 3C/4.0㎟¦ F-CV 3C/4.0㎟¦ F-CV 3C/4.0㎟¦ F-CV 3C/4.0㎟¦ 전기공통접지 단자함¦ UTP Cat.5E 4Px1 (화재수신)¦ UL 2464-AMESB 24AWG 16Cx1 (방송)¦ F-GV 6.0㎟x1¦ F-GV 6.0㎟x2¦ F-GV 6.0㎟x4¦ F-GV 6.0㎟x5¦ F-GV 6.0㎟x7¦ F-GV 6.0㎟x8¦ 통신기계실¦ UTP Cat.5E 4Px4 (영상), UTP Cat.5E 25Px1 (제어)¦ UTP Cat.5E 25Px1 (CONSOLE)¦ F-CV 3C/4.0㎟¦ 접지단자함 (AFC)¦ F-GV 50㎟x1¦ 접지단자함 (통신)¦ UTP Cat.5E 25Px1 (CCTV)¦ F-GV 50㎟x1¦ 분전반((AFC)¦ OF-SM 72Core (상선)¦ Fom: 930정거장 ¦ OF-SM 72Core (하선)¦ To: 932정거장 ¦ 출입통제 (ACU)¦ UTP Cat.5E 4Px1 (DATA)¦ F-CV 3C/4.0㎟¦ F-GV 6.0㎟x6¦ F-GV 6.0㎟x3¦ 행선안내게시기 (LSE)¦ 역무관리실¦ UTP Cat.5E 25Px1 (LSE)¦ Fom: 930정거장 ¦ To: 932정거장 ¦ F-CV 2C/10㎟¦ UTP Cat.5E 4Px1 (화재수신)¦ UTP Cat.5E 4Px1 (화재수신)¦ 지하재방송(역장치)¦ 광점퍼코드x4(FM, TV, 예비)¦ M I S(역장치)¦ 광점퍼코드x12(상위망, 하위망)¦ F-CV 3C/4.0㎟¦ F-CV 3C/4.0㎟¦ F-GV 6.0㎟x9¦ F-GV 6.0㎟x10¦ F-GV 6.0㎟x11¦ 광점퍼코드x2¦ CPEV-S 0.9x10Px2조 직통전화, 연선전화¦ CPEV-S 0.9x10Px2조 직통전화, 연선전화¦ F-GV 6.0㎟x1¦ F-GV 6.0㎟x2¦ *전송(IP-MPLS) 및 열차무선(LTE-R)의 전원 및 신호계통은 별도 도면 참조¦ *점선( ) : 철거, 실선( ) : 신설¦ OF-SM 48Core (상선)¦ From: 930정거장 ¦ OF-SM 48Core (하선)¦ OF-SM 48Core (상선)¦ OF-SM 48Core (하선)¦ To: 932정거장 ¦ OFD¦ 배선반¦ 전송설비¦ CCTV MATRIX RACK¦ 사령전화(역장치)¦ 열차무선 중계장치(SOR)¦ UPS¦ 분전반¦ 종합집중관리 콘솔¦ 화재수신반¦ 광점퍼코드x4¦ 광점퍼코드x2¦ UTP Cat.5E 25Px10¦ UL 2464-AMESB 24AWGx16Cx3(방송) , CPEV 0.65/5Px1 (Rail Condition)¦ CPEV 0.65/5Px1(Rail Condition)¦ P.A AMP RACK¦ F-CV 4C/25㎟¦ F-CV 3C/4.0㎟¦ F-CV 3C/4.0㎟¦ F-CV 3C/4.0㎟¦ F-CV 3C/4.0㎟¦ 전기공통접지 단자함¦ UTP Cat.5E 4Px1 (화재수신)¦ UL 2464-AMESB 24AWG 16Cx1 (방송)¦ F-GV 6.0㎟x1¦ F-GV 6.0㎟x2¦ F-GV 6.0㎟x4¦ F-GV 6.0㎟x5¦ F-GV 6.0㎟x7¦ F-GV 6.0㎟x8¦ 통신기계실¦ UTP Cat.5E 4Px4 (영상), UTP Cat.5E 25Px1 (제어)¦ UTP Cat.5E 25Px1 (CONSOLE)¦ F-CV 3C/4.0㎟¦ 접지단자함 (AFC)¦ F-GV 50㎟x1¦ 접지단자함 (통신)¦ UTP Cat.5E 25Px1 (CCTV)¦ F-GV 50㎟x1¦ 분전반((AFC)¦ OF-SM 72Core (상선)¦ Fom: 930정거장 ¦ OF-SM 72Core (하선)¦ To: 932정거장 ¦ 출입통제 (ACU)¦ UTP Cat.5E 4Px1 (DATA)¦ F-CV 3C/4.0㎟¦ F-GV 6.0㎟x6¦ F-GV 6.0㎟x3¦ 행선안내게시기 (LSE)¦ 역무관리실¦ UTP Cat.5E 25Px1 (LSE)¦ Fom: 930정거장 ¦ To: 932정거장 ¦ F-CV 2C/10㎟¦ UTP Cat.5E 4Px1 (화재수신)¦ UTP Cat.5E 4Px1 (화재수신)¦ 지하재방송(역장치)¦ 광점퍼코드x4(FM, TV, 예비)¦ M I S(역장치)¦ 광점퍼코드x12(상위망, 하위망)¦ F-CV 3C/4.0㎟¦ F-CV 3C/4.0㎟¦ F-GV 6.0㎟x9¦ F-GV 6.0㎟x10¦ F-GV 6.0㎟x11¦ 광점퍼코드x2¦ CPEV-S 0.9x10Px2조 직통전화, 연선전화¦ CPEV-S 0.9x10Px2조 직통전화, 연선전화¦ F-GV 6.0㎟x1¦ F-GV 6.0㎟x2¦ *전송(IP-MPLS) 및 열차무선(LTE-R)의 전원 및 신호계통은 별도 도면 참조¦ *점선( ) : 철거, 실선( ) : 신설¦ OF-SM 48Core (상선)¦ From: 930정거장 ¦ OF-SM 48Core (하선)¦ OF-SM 48Core (상선)¦ OF-SM 48Core (하선)¦ To: 932정거장 ¦ OF-SM 48Core (상선)¦ From: 930정거장 ¦ OF-SM 48Core (하선)¦ OF-SM 48Core (상선)¦ OF-SM 48Core (하선)¦ To: 932정거장 ¦ From: 902 ¦ To: 904 ¦ From: 902 ¦ To: 904 ¦ F/S(J.F) 0.65x25P (50%%%차폐) 직통전화¦ F/S(J.F) 0.65x25P (50%%%차폐) 직통전화¦ From: 902 ¦ To: 904 ¦ F-GV 6.0㎟x9조¦ FR-CVVSB 4P/1.5㎟ (연선전화)¦ FR-CVVSB 4P/1.5㎟ (연선전화)¦ From: 902 ¦ To: 904 ¦ 903정거장 통신기계실 & 안전관리실 CABLE WIRING DIAGRAM¦ S = NONE¦ OF-SM 46Core (상선)¦ OF-SM 46Core (상선)¦ OF-SM 46Core (하선)¦ OF-SM 46Core (하선)¦ OFD¦ 배선반¦ ADM¦ CCTV MATRIX RACK¦ 부모시계¦ 열차무선 장치¦ 종합무선 중계장치¦ UPS¦ 분전반¦ 종합집중관리 콘솔¦ 화재수신반¦ 광점퍼코드 (FC-PC)x4조¦ 광점퍼코드 (FC-PC)x4조¦ UTP Cat.5E 25Px10조¦ UTP Cat.5E 4Px1조 (DATA)¦ UL 2464-AMESB 24AWGx16Cx3조(방송)¦ P.A AMP RACK¦ FR-CV 4C/25㎟x2조¦ FR-CV 3C/4.0㎟¦ FR-CV 3C/4.0㎟¦ FR-CV 3C/6.0㎟¦ FR-CV 3C/4.0㎟¦ FR-CV 3C/6.0㎟¦ 공통접지 단자함¦ F-GV 6.0㎟x1조¦ F-GV 6.0㎟x2조¦ F-GV 6.0㎟x4조¦ F-GV 6.0㎟x5조¦ F-GV 6.0㎟x7조¦ F-GV 6.0㎟x8조¦ 통신기계실¦ UTP Cat.5E 4Px4조 (영상)¦ UTP Cat.5E 25Px2조 (CONSOLE)¦ FR-CV 3C/4.0㎟¦ 접지단자함 (AFC)¦ F-GV 50㎟x1조¦ 접지단자함 (통신)¦ UTP Cat.5E 25Px1조 (CCTV)¦ F-GV 6㎟x1조¦ F-GV 50㎟x1조¦ F-GV 50㎟x1조¦ 분전반¦ 출입통제 (ACU)¦ UTP Cat.5E 4Px1조 (DATA)¦ FR-CV 3C/4.0㎟¦ F-GV 6.0㎟x6조¦ 행선안내게시기 (LSE)¦ 안전관리실¦ UTP Cat.5E 25Px1조 (LSE)¦ FR-CV 3C/6.0㎟¦ UTP Cat.5E 4Px1조 (화재탐지용)¦ UL 2464-AMESB 24AWG 16Cx2조 (방송), CPEV 0.9 5Px1조, UL 2464-AMESB 24AWG 4Cx1조¦ UTP Cat.5E 4Px1조 (자동방송)¦ 사령전화 역장치¦ 종합집중관리 장치¦ CCTV 콘솔¦ 방송원격조정기¦ UTP Cat.5E 4Px1조¦ UTP Cat.5E 4Px1조¦ UTP Cat.5E 4Px1조¦ CPEV 0.9 5Px1조¦ UTP Cat.5E 4Px1조¦ UTP Cat.5E 4Px1조¦ HFC-12Dx1조¦ F-GV 16㎟x1조¦ 광점퍼코드 (FC-PC)x2조¦ F-GV 6.0㎟x2조¦ F-GV 6.0㎟x1조¦ FR-CV 3C/6.0㎟¦ UTP Cat.5E 4Px1조 (UPS NMS)¦ F-GV 6㎟x1조¦ 역단위 전산기 (SMS)¦ L-M 분전반¦ FR-CV 3C/2.5㎟¦ FR-CV 3C/4㎟¦ UTP Cat.5E 25Px1조¦ UTP Cat.5E 25Px1조¦ UTP Cat.5E 4Px1조¦ FR-CV 3C/4.0㎟¦ *전송(IP-MPLS) 및 열차무선(LTE-R)의 전원 및 신호계통은 별도 도면 참조¦ *점선( ) : 철거, 실선( ) : 신설¦ OF-SM 48Core (상선)¦ From: 902정거장 ¦ OF-SM 48Core (하선)¦ OF-SM 48Core (상선)¦ OF-SM 48Core (하선)¦ To: 904정거장 ¦ 단자함, OFD¦ UTP Cat.5E 25Px1¦ OF-SM-24CORE X1조¦ From: 902정거장 ¦ 903정거장 통신기계실 & 안전관리실 CABLE WIRING DIAGRAM¦ NONE¦ T¦ 1¦ 0¦ 0¦ 1¦ 0¦ 2¦ 6¦ 0¦ 1¦ 3¦ 김포공항¦ 공항시장¦ 신방화¦ 김포공항¦ 공항시장¦ 신방화¦ -¦ T¦ 0¦ 0¦ 0¦ 0¦ 0¦ 0¦ 0¦ 0¦ 0¦ 0¦
| 1단계_정거장 - 복사본 | 1단계_정거장 - 복사본 | 017. T1001026-013 908정거장 통신기계실 & 안전관리실 CABLE WIRING DIAGRAM.dwg | FR-CVVSB 4P/1.5㎟ (연선전화)¦ FR-CVVSB 4P/1.5㎟ (연선전화)¦ From: 907 ¦ To: 909 ¦ F/S(J.F) 0.65x25P (50%%%차폐) 직통전화¦ F/S(J.F) 0.65x25P (50%%%차폐) 직통전화¦ From: 907 ¦ To: 909 ¦ OF-SM 46Core (상선)¦ From: 907 ¦ OF-SM 46Core (상선)¦ To: 909 ¦ OF-SM 46Core (하선)¦ OF-SM 46Core (하선)¦ From: 907 ¦ To: 909 ¦ F-GV 6.0㎟x9조¦ OFD¦ 배선반¦ ADM¦ CCTV MATRIX RACK¦ 부모시계¦ 열차무선 장치¦ 종합무선 중계장치¦ UPS¦ 분전반¦ 종합집중관리 콘솔¦ 화재수신반¦ 광점퍼코드 (FC-PC)x4조¦ 광점퍼코드 (FC-PC)x4조¦ UTP Cat.5E 25Px10조¦ UTP Cat.5E 4Px1조 (DATA)¦ UL 2464-AMESB 24AWGx16Cx3조(방송)¦ P.A AMP RACK¦ FR-CV 4C/25㎟x2조¦ FR-CV 3C/4.0㎟¦ FR-CV 3C/4.0㎟¦ FR-CV 3C/6.0㎟¦ FR-CV 3C/4.0㎟¦ FR-CV 3C/6.0㎟¦ 공통접지 단자함¦ F-GV 6.0㎟x1조¦ F-GV 6.0㎟x2조¦ F-GV 6.0㎟x4조¦ F-GV 6.0㎟x5조¦ F-GV 6.0㎟x7조¦ F-GV 6.0㎟x8조¦ 통신기계실¦ UTP Cat.5E 4Px4조 (영상)¦ UTP Cat.5E 25Px2조 (CONSOLE)¦ FR-CV 3C/4.0㎟¦ 접지단자함 (AFC)¦ F-GV 50㎟x1조¦ 접지단자함 (통신)¦ UTP Cat.5E 25Px1조 (CCTV)¦ F-GV 6㎟x1조¦ F-GV 50㎟x1조¦ F-GV 50㎟x1조¦ 분전반¦ 출입통제 (ACU)¦ UTP Cat.5E 4Px1조 (DATA)¦ FR-CV 3C/4.0㎟¦ F-GV 6.0㎟x6조¦ 행선안내게시기 (LSE)¦ 안전관리실¦ UTP Cat.5E 25Px1조 (LSE)¦ FR-CV 3C/6.0㎟¦ UTP Cat.5E 4Px1조 (화재탐지용)¦ UL 2464-AMESB 24AWG 16Cx2조 (방송), CPEV 0.9 5Px1조, UL 2464-AMESB 24AWG 4Cx1조¦ UTP Cat.5E 4Px1조 (자동방송)¦ 사령전화 역장치¦ 종합집중관리 장치¦ CCTV 콘솔¦ 방송원격조정기¦ UTP Cat.5E 4Px1조¦ UTP Cat.5E 4Px1조¦ UTP Cat.5E 4Px1조¦ CPEV 0.9 5Px1조¦ UTP Cat.5E 4Px1조¦ UTP Cat.5E 4Px1조¦ HFC-12Dx1조¦ F-GV 16㎟x1조¦ 광점퍼코드 (FC-PC)x2조¦ F-GV 6.0㎟x2조¦ F-GV 6.0㎟x1조¦ FR-CV 3C/6.0㎟¦ UTP Cat.5E 4Px1조 (UPS NMS)¦ F-GV 6㎟x1조¦ 역단위 전산기 (SMS)¦ L-M 분전반¦ FR-CV 3C/2.5㎟¦ FR-CV 3C/4㎟¦ UTP Cat.5E 25Px1조¦ UTP Cat.5E 25Px1조¦ UTP Cat.5E 4Px1조¦ FR-CV 3C/4.0㎟¦ OF-SM 48Core (상선)¦ From: 907정거장 ¦ OF-SM 48Core (하선)¦ OF-SM 48Core (상선)¦ OF-SM 48Core (하선)¦ To: 909정거장 ¦ *전송(IP-MPLS) 및 열차무선(LTE-R)의 전원 및 신호계통은 별도 도면 참조¦ *점선( ) : 철거, 실선( ) : 신설¦ UTP Cat.5E 25Px2조¦ 단자함, OFD¦ OF-SM-24CORE X1조¦ From: 907정거장 ¦ 908정거장 통신기계실 & 안전관리실 CABLE WIRING DIAGRAM¦ 908정거장 통신기계실 & 안전관리실 CABLE WIRING DIAGRAM¦ S = NONE¦ NONE¦ 가양¦ 증미¦ 등촌¦ T¦ 1¦ 0¦ 0¦ 1¦ 0¦ 2¦ 6¦ 0¦ 1¦ 3¦ T¦ 0¦ 0¦ 0¦ 0¦ 0¦ 0¦ 0¦ 0¦ 0¦ 0¦ 가양¦ 증미¦ 등촌¦ OFD¦ 배선반¦ 전송설비¦ CCTV MATRIX RACK¦ 사령전화(역장치)¦ 열차무선 중계장치(SOR)¦ UPS¦ 분전반¦ 종합집중관리 콘솔¦ 화재수신반¦ 광점퍼코드x4¦ 광점퍼코드x2¦ UTP Cat.5E 25Px10¦ UL 2464-AMESB 24AWGx16Cx3(방송) , CPEV 0.65/5Px1 (Rail Condition)¦ CPEV 0.65/5Px1(Rail Condition)¦ P.A AMP RACK¦ F-CV 4C/25㎟¦ F-CV 3C/4.0㎟¦ F-CV 3C/4.0㎟¦ F-CV 3C/4.0㎟¦ F-CV 3C/4.0㎟¦ 전기공통접지 단자함¦ UTP Cat.5E 4Px1 (화재수신)¦ UL 2464-AMESB 24AWG 16Cx1 (방송)¦ F-GV 6.0㎟x1¦ F-GV 6.0㎟x2¦ F-GV 6.0㎟x4¦ F-GV 6.0㎟x5¦ F-GV 6.0㎟x7¦ F-GV 6.0㎟x8¦ 통신기계실¦ UTP Cat.5E 4Px4 (영상), UTP Cat.5E 25Px1 (제어)¦ UTP Cat.5E 25Px1 (CONSOLE)¦ F-CV 3C/4.0㎟¦ 접지단자함 (AFC)¦ F-GV 50㎟x1¦ 접지단자함 (통신)¦ UTP Cat.5E 25Px1 (CCTV)¦ F-GV 50㎟x1¦ 분전반((AFC)¦ OF-SM 72Core (상선)¦ Fom: 930정거장 ¦ OF-SM 72Core (하선)¦ To: 932정거장 ¦ 출입통제 (ACU)¦ UTP Cat.5E 4Px1 (DATA)¦ F-CV 3C/4.0㎟¦ F-GV 6.0㎟x6¦ F-GV 6.0㎟x3¦ 행선안내게시기 (LSE)¦ 역무관리실¦ UTP Cat.5E 25Px1 (LSE)¦ Fom: 930정거장 ¦ To: 932정거장 ¦ F-CV 2C/10㎟¦ UTP Cat.5E 4Px1 (화재수신)¦ UTP Cat.5E 4Px1 (화재수신)¦ 지하재방송(역장치)¦ 광점퍼코드x4(FM, TV, 예비)¦ M I S(역장치)¦ 광점퍼코드x12(상위망, 하위망)¦ F-CV 3C/4.0㎟¦ F-CV 3C/4.0㎟¦ F-GV 6.0㎟x9¦ F-GV 6.0㎟x10¦ F-GV 6.0㎟x11¦ 광점퍼코드x2¦ CPEV-S 0.9x10Px2조 직통전화, 연선전화¦ CPEV-S 0.9x10Px2조 직통전화, 연선전화¦ F-GV 6.0㎟x1¦ F-GV 6.0㎟x2¦ *전송(IP-MPLS) 및 열차무선(LTE-R)의 전원 및 신호계통은 별도 도면 참조¦ *점선( ) : 철거, 실선( ) : 신설¦ OF-SM 48Core (상선)¦ From: 930정거장 ¦ OF-SM 48Core (하선)¦ OF-SM 48Core (상선)¦ OF-SM 48Core (하선)¦ To: 932정거장 ¦
| 1단계_정거장 - 복사본 | 1단계_정거장 - 복사본 | 024. T7001034-007 917정거장 전화설비 지하2층 철거평면도 (1_2).dwg | INT¦ \A1;7,500¦ \A1;7,500¦ \A1;7,500¦ \A1;7,500¦ \A1;7,500¦ \A1;7,500¦ \A1;7,500¦ \A1;7,500¦ \A1;7,500¦ \A1;7,500¦ \A1;6,050¦ \A1;45,000¦ \A1;81,050¦ \A1;3,770¦ \A1;9,160¦ \A1;9,160¦ \A1;3,300¦ \A1;28,690¦ \A1; 3,300¦ MATCH LINE DWG No. "S1-TA-S17-DB-012-0"¦ A¦ (16) UTP Cat.5E 4Px1조 (승강장 INT)¦ B¦ 1. 음향유도기 전원은 전기콘센트를 이용한다.¦ NOTE¦ 2. 증폭기전원은 전기콘센트를 이용한다.¦ 3. 통신기계실 및 안전관리실 MAIN 분전반은 전기에서 설치한다.¦ KEY PLAN¦ Y04¦ Y02¦ Y00¦ Y01¦ Y03¦ X00¦ X01¦ X02¦ X03¦ X04¦ X05¦ X06¦ X07¦ X08¦ X09¦ X10¦ X-06¦ 배수펌프실¦ 승 강 장¦ 창고 1¦ 창고 2¦ 정 화 조¦ 승 강 장¦ UP¦ UP¦ 내부계단 1¦ 내부계단 4¦ UP¦ UP¦ UP TO 지하 1층¦ UTP Cat.5E 4Px3조 (승강장 공중전화)¦ TRAY (900x150)¦ (P19:300x300x200)¦ (P15:300x300x200)¦ (P21:500x500x300)¦ (P17:500x500x300)¦ (P18:500x500x300)¦ (16) UTP Cat.5E 4Px1조 (승강장 INT)¦ (16) UTP Cat.5E 4Px1조 (승강장 INT)¦ UTP Cat.5E 4Px3조 (승강장 공중전화)¦ TRAY (900x150)¦ UP TO 지하 1층¦ (16) UTP Cat.5E 4Px2조 (승강장 INT)¦ (22) UTP Cat.5E 4Px3조 (승강장 공중전화)¦ (16) UTP Cat.5E 4Px2조 (승강장 INT)¦ (22) UTP Cat.5E 4Px3조 (승강장 공중전화)¦ (22) UTP Cat.5E 4Px3조 (승강장 공중전화)¦ (22) UTP Cat.5E 4Px3조 (승강장 공중전화)¦ A¦ A¦ A¦ (P23:500x500x300)¦ A¦ (P16:500x500x300)¦ (16) UTP Cat.5E 4Px2조 (승강장 INT)¦ (22) UTP Cat.5E 4Px3조 (승강장 공중전화)¦ (P22:500x500x300)¦ (22) UTP Cat.5E 4Px3조 (승강장 공중전화)¦ (P20:300x300x200)¦ (16) UTP Cat.5E 4Px2조 (승강장 INT)¦ (16) UTP Cat.5E 4Px2조 (승강장 INT)¦ (16) UTP Cat.5E 4Px2조 (승강장 INT)¦ UTP Cat.5E 4Px3조 (승강장 INT)¦ UTP Cat.5E 4Px3조 (승강장 INT)¦ 접지단자함¦ DOWN TO 승강장 PIT¦ 접지단자함¦ 접지¦ (22) UTP Cat.5E 4Px3조 (승강장 공중전화)¦ B¦ B¦ 지하철 917정거장¦ 샛강¦ 노량진¦ 노들¦ 1/400¦ 917정거장 전화설비 지하2층 철거평면도(1/2)¦ S = 1/400¦ 917정거장 전화설비 지하2층 철거평면도(1/2)¦ T¦ 7¦ 0¦ 0¦ 1¦ 0¦ 3¦ 4¦ 0¦ 0¦ 7¦ (기설활용)¦ P¦
| 1단계_정거장 - 복사본 | 1단계_정거장 - 복사본 | 045. T7005034-004 903정거장 CCTV,TDI,시계설비 지하2층 신설평면도-2.dwg | KEY PLAN¦ \A1;7450¦ \A1;23600¦ \A1;7450¦ \A1;4350¦ \A1;4350¦ \A1;7,500¦ \A1;7,500¦ \A1;7,500¦ \A1;5,000 ¦ \A1;5,000 ¦ \A1;5,000 ¦ \A1;5,000 ¦ \A1;5,000 ¦ \A1;5,000 ¦ \A1;7,500¦ \A1;7,500¦ \A1;7,500¦ \A1;7,500¦ \A1;7,500¦ \A1;7,500¦ TRAY (300x100)¦ UTP CAT.5E 25Px1조 (CONSOLE)¦ UTP CAT.5E 4Px4조 (CONSOLE)¦ FR-CV 3C/6.0㎟x1조 (LSE POWER)¦ UTP Cat.5E 4Px2조 (CL POWER)(신설)¦ F-CV 3C/2.5㎟x1조 (공간화상)(기존활용)¦ OF- SM-4Cx1조 (공간화상)(기존활용)¦ UTP Cat.5E4Px15조 (CAMERA)(신설)¦ OF-SM-8C(난연)x10조(신설) ¦ FR-CV 3C/4.0㎟x10조(신설) ¦ OF-SM-8C(난연)x2조(승강장모니터)(신설) ¦ FR-CV 3C/4.0㎟x2조(승강장모니터)(신설) ¦ UP TO 지하1층¦ TRAY (600x150)¦ TRAY (600x150)¦ DOWN TO 지하3층¦ TRAY (600x150)¦ UP TO 지하1층¦ TRAY (600x150)¦ DOWN TO 지하3층¦ MATCH LINE DWG No. "S1-TA-S03-DB-027-1.dwg"¦ TRAY (900x150)¦ PASS 지하1층~지하4층¦ Y00¦ Y01¦ Y02¦ Y03¦ Y04¦ X13¦ X26¦ X25¦ X24¦ X23¦ X22¦ X21¦ X20¦ X19¦ X18¦ X17¦ X16¦ X15¦ X14¦ X13¦ UP¦ DN¦ DN¦ ELEV. CAR¦ (15인승)¦ ELEV. CAR¦ (15인승)¦ 복 도¦ 창 고¦ 창 고¦ 냉각탑실¦ 본선환기실¦ 물탱크실¦ NOTE¦ 1. 광케이블, 전원/접지케이블 (OF-SM-4Core, CV 3C/2.5㎟)¦ 3. 승강장 ANT설치위치: 열차 진행방향 정거장 시종점부에 설치¦ 2. 광케이블, 전원/접지케이블 (OF-SM-8Core, CV 3C/2.5㎟)¦ UTP Cat.5E4Px2조 (CAMERA)¦ OF-SM-8C(난연)x5조(CAMERA) ¦ FR-CV 3C/4.0㎟x5조(CAMERA) ¦ UTP Cat.5E4Px2조 (CAMERA)¦ OF-SM-8C(난연)x5조(CAMERA) ¦ FR-CV 3C/4.0㎟x5조(CAMERA) ¦ (28) OF-SM-8C(난연)x2조(CAMERA) ¦ (28) FR-CV 3C/4.0㎟x2조(CAMERA) ¦ UTP Cat.5E4Px2조 (CAMERA)¦ OF-SM-8C(난연)x5조(CAMERA) ¦ FR-CV 3C/4.0㎟x5조(CAMERA) ¦ UTP Cat.5E4Px2조 (CAMERA)¦ OF-SM-8C(난연)x7조(CAMERA) ¦ FR-CV 3C/4.0㎟x7조(CAMERA) ¦ OF-SM-8Core(난연)x1조 (모니터)(신설)¦ FR-CV 3C/4.0㎟x1조 (모니터POWER)(신설) ¦ OF-SM-8Core(난연)x1조 (모니터)(신설)¦ FR-CV 3C/4.0㎟x1조 (모니터POWER)(신설) ¦ OF-SM-8Core(난연)x1조 (모니터)(신설)¦ FR-CV 3C/4.0㎟x1조 (모니터POWER)(신설) ¦ OF-SM-8Core(난연)x1조 (모니터)(신설)¦ FR-CV 3C/4.0㎟x1조 (모니터POWER)(신설) ¦ UL 2919-AMESB 24AWG 4Px2조 (TDI)(기존활용)¦ FR-CV 3C/4.0㎟x2조 (TDI POWER)(기존활용)¦ UL 2919-AMESB 24AWG 4Px2조 (TDI)(기존활용)¦ FR-CV 3C/4.0㎟x2조 (TDI POWER)(기존활용)¦ UL 2919-AMESB 24AWG 4Px2조 (TDI)(기존활용)¦ FR-CV 3C/4.0㎟x2조 (TDI POWER)(기존활용)¦ UL 2919-AMESB 24AWG 4Px2조 (TDI)(기존활용)¦ FR-CV 3C/4.0㎟x2조 (TDI POWER)(기존활용)¦ OF-MM-12Core(난연)x2조(TDI)(기존활용)¦ UTP Cat.5E 4Px4조 (TDI)(기존활용)¦ OF-MM-12Core(난연)x2조(TDI)(기존활용)¦ UTP Cat.5E 4Px4조 (TDI)(기존활용)¦ OF-MM-12Core(난연)x2조(TDI)(기존활용)¦ UTP Cat.5E 4Px4조 (TDI)(기존활용)¦ OF-MM-12Core(난연)x2조(TDI)(기존활용)¦ UTP Cat.5E 4Px4조 (TDI)(기존활용)¦ 지하철 903정거장¦ 김포공항¦ 공항시장¦ 신방화¦ 1/400¦ S = 1 / 400¦ 903정거장 CCTV,TDI,시계설비 지하2층 신설평면도(2/2)¦ 903정거장 CCTV,TDI,시계설비 지하2층¦ 신설평면도(2/2)¦ T¦ 7¦ 0¦ 0¦ 5¦ 0¦ 3¦ 4¦ 0¦ 0¦ 4¦ CCTV(기존동축활용)¦ P¦
| 1단계_정거장 - 복사본 | 1단계_정거장 - 복사본 | 019. T1001026-015 902정거장통신기계실&안전관리실 CABLE WIWING SYSTEM DIGRAM.dwg | 보안접지(100)¦ 통신기기접지(10)¦ 통신SHEATH접지(5)¦ 비상벨 모장치¦ CV 4C/22 X2¦ CPEV 5P/.65(RAIL CONDITION)¦ CPEV 5P/.65X1(궤도), UTP CAT.5 25P(방송)¦ CPEV 5P/.65(RAIL CONDITION)¦ COMMUNICATION ROOM WIRING PLAN¦ GV 14¦ GV 14¦ GV 14¦ VCT 2C/5.5 (LAN)¦ TO : 신호 LDTS¦ O/F JUMPER CORD(FC-PC)¦ CPEV-S 0.9/10PX2¦ CPEV-S 0.9/20PX2¦ 연선전화¦ O/F-16CX2(SM)¦ TO:NEXT¦ STATION¦ UTP CAT.5 4PX1¦ UTP CAT.5 25PX2¦ UTP CAT.5 4PX1¦ CPEV 10P/.65X1¦ CVV 2C/2¦ IV 2.0X2¦ UTP CAT.5 4PX1¦ UTP CAT.5 25PX1¦ UTP CAT.5 25PX2¦ CVVS 20C/1.25¦ O/F JUMPER CORD(FC-PC)¦ UTP CAT.5 25PX4¦ CVVS 10C/.65X2¦ O F D¦ 배 선 반¦ 분 전 반¦ VCT 2C/5.5 X2¦ VCT 2C/5.5¦ GV 14¦ GV 14¦ VCT 2C/5.5 X2¦ GV 14¦ GV 14¦ GV 14¦ GV 14¦ GV 14¦ VCT 2C/5.5¦ VCT 2C/5.5¦ GV 14¦ GV 14¦ GV 14¦ 접지단자함¦ GV 14¦ VCT 2C/5.5 X2¦ VCT 2C/14¦ VCT 2C/5.5¦ RACK¦ KEY PHONE¦ UTP CAT.5 4PX1, CPEV 5P/.65X1¦ UL2464-24AWGX60C(방송), CPEV-S 0.9X5P¦ 5C-2V X5¦ VCT 2C/5.5 X2¦ CVVS 5C/2.0 X2¦ FR-3 2.0X3¦ M U X¦ U. P. S¦ V T S¦ RACK¦ SUB MASTER¦ 방 송 설 비¦ RACK¦ CLOCK¦ 복합통신 설비¦ RACK¦ LIMIT S/W¦ 종합 CONSOLE¦ LIMIT SWITCH¦ 복합통신 설비¦ 예비랙(이동통신용)¦ KEYPHONE RACK¦ 14¦ 13¦ 12¦ 11¦ F A X ¦ 10¦ 9¦ 8¦ 7¦ 전기 시계¦ 6¦ 5¦ 4¦ 3¦ 방송 장비¦ 배 선 반¦ D/I MUX¦ VTS RACK¦ 2¦ 1¦ BATTERY¦ U P S¦ GV 14¦ 블럭 단자(200P)¦ ADMINISTRATION ROOM WIRING PLAN¦ 종 합 C O N S O L E¦ VTS CONSOLE¦ 안내 게시기¦ P.A REMOTE¦ PANEL¦ TRAIN RADIO¦ MONITOR¦ F A X¦ 비상벨 모장치¦ 화재 수신반¦ (방재 단자함)¦ X¦ 06¦ X¦ 05¦ 03¦ Y¦ 04¦ X¦ 03¦ X¦ 02¦ X¦ 01¦ X¦ Y¦ 04¦ 방송설비 ¦ 전기시계설비 ¦ SMS¦ PRINTER¦ 출입통제설비 ¦ PRINTER¦ 열차무선설비 ¦ 종합집중 관리 CONSOLE¦ 종합무선 중계설비¦ 11¦ 12¦ 14¦ 13¦ 6¦ 7¦ 8¦ 10¦ 9¦ 2,700 x 1,400 x 1,580¦ 700 x 800¦ 653 x 540¦ 600 x 800 x 814¦ 600 x 700¦ 600 x 700¦ 500 x 200¦ 600 x 700¦ 600 x 700¦ 배선반 (OFD)¦ 키폰¦ 전송장비 ¦ 화상설비 ¦ Equipment Schedule¦ 번 호¦ 1¦ 4¦ 3¦ 5¦ 2¦ 규 격 (W x D)¦ 600 x 700¦ 600 x 700¦ 600 x 300¦ 1270 x 500¦ 장 비 명¦ 냉난방기¦ 1100 x 500¦ 통신,신호기계실¦ 비품창고¦ 12¦ 11¦ 14¦ 13¦ 역무실¦ 1¦ 2¦ BATT¦ DIST¦ UPS¦ AVR¦ 9¦ 2¦ 5¦ 5¦ 6¦ 3¦ 4¦ 4¦ 7¦ 8¦ 8¦ 8¦ 15¦ 15¦ 행선안내설비¦ 600 x 700¦ 접지 단자함¦ 품 목¦ W450 x H100¦ W450 x 10개¦ W450 x 5개¦ 규 격 (W x H)¦ 2¦ 3¦ 1¦ 번 호¦ CABLR TRAY 규격¦ HORIZONTAL ELBOW¦ HORIZONTAL TEE¦ CABLE TRAY¦ 지하철 902정거장¦ 김포공항¦ 공항시장¦ NONE¦ 902정거장 통신기계실&안전관리실 CABLE WIRING DIAGRAM¦ S = NONE¦ T¦ 1¦ 0¦ 0¦ 1¦ 0¦ 2¦ 6¦ 0¦ 1¦ 5¦ 개화¦ 902정거장 통신기계실&안전관리실 CABLE¦ WIRING DIAGRAM¦
| 1단계_정거장 - 복사본 | 1단계_정거장 - 복사본 | 028. T7001034-009 902정거장 전화설비 지하3층신설평면도(3-3).dwg | ~¦ ES.DN¦ ES.UP¦ ES.UP¦ ES.DN¦ ES.DN¦ ES.UP¦ ES.UP¦ ES.DN¦ DN¦ DN¦ UP¦ UP¦ UP¦ PS¦ PS¦ 도심방향¦ PS¦ PS¦ EPS¦ PS¦ PS¦ DN¦ UP¦ ST¦ ST¦ ST¦ ST¦ 14¦ X¦ X¦ 15¦ X¦ 14¦ 26¦ X¦ 25¦ X¦ 24¦ X¦ 23¦ X¦ 22¦ X¦ 21¦ X¦ 20¦ X¦ 19¦ X¦ 18¦ X¦ 17¦ X¦ 16¦ X¦ 창고-3¦ 발매기실/매표소-2¦ 발매기실/매표소-1¦ 대 합 실¦ 7500¦ 7500¦ 7500¦ 7500¦ 7500¦ 7500¦ 7500¦ 7500¦ 7500¦ 7500¦ 7500¦ 7500¦ P¦ M¦ G¦ M¦ PB(200X200X100)¦ P¦ P¦ PB(100X100X100)¦ PB(100X100X100)¦ P¦ G¦ A¦ PB(500X500X300)¦ P¦ PB(500X500X300)¦ P¦ PB(500X500X300)¦ P¦ P¦ C¦ AMP¦ DOWN TO B4¦ C¦ E¦ E¦ G ¦ PB(500X500X300)¦ C¦ PB(500X500X300)¦ I¦ C¦ B¦ P¦ P¦ PB(400X400X300)¦ PB(400X400X300)¦ P¦ P¦ PB(400X400X300)¦ PB(500X500X300)¦ C¦ H¦ P¦ PB(500X500X300)¦ AMP¦ DOWN TO B2¦ K¦ 25P¦ 25P¦ DOWN TO B4¦ J¦ (16)HIV1.2X2¦ (16)HIV1.2X4¦ (16)HIV1.2X6¦ C¦ (16)IV1.2X4¦ OFSM 4COREx2¦ F-GV 14 x2¦ F-CV 2.0 /2Cx2¦ 광복합케이블2조(통신TRAY):해외지급분¦ 승강장하부 TRAY이용(해외시공)¦ OFSM 4COREx2¦ F-GV 14 x2¦ F-CV 2.0 /2Cx2¦ 승강장하부 TRAY이용(해외시공)¦ DOWN TO B4F 발매기실¦ UTP CAT.5 4Px2조¦ UTP CAT.5 4Px4조¦ C¦ P¦ 승강장1¦ 승강장2¦ 승강장3¦ 매표소2¦ E/S-3¦ (16)UTP CAT.5 4PX2(INT)¦ (22)5C-2VX2(MONITOR)¦ (22)CPEV 5P/.65(M.CON)¦ (22)CV 3.5 /2C(M.POW)¦ (42)UTP CAT.5 25PX3(9호선 매표소 B3-2,B4-1,2)¦ (28)UTP CAT.5 25P(공중전화 B4)¦ A¦ (22)CPEV 5P/.65(KP)¦ (22)VCT 2.0 /2C(KP POW)¦ B¦ (16)UTP CAT.5 4PX2(INT)¦ (22)5C-2VX2(MONITOR)¦ (22)CPEV 5P/.65(M.CON)¦ (22)CV 3.5 /2C(M.POW)¦ (16)UTP CAT.5 25PX2(9호선 매표소 B3-2,B4-1,2)¦ (28)UTP CAT.5 25P(공중전화 B4)¦ C¦ (16)UTP CAT.5 4PX2(INT)¦ (22)5C-2VX2(MONITOR)¦ (22)CPEV 5P/.65(M.CON)¦ (22)CV 3.5 /2C(M.POW)¦ (42)UTP CAT.5 25PX3(9호선 매표소 B3-2,B4-1,2)¦ (28)UTP CAT.5 25P(공중전화 B4)¦ E¦ (16)UTP CAT.5 4PX2(INT)¦ (22)5C-2VX2(MONITOR)¦ (22)CPEV 5P/.65(M.CON)¦ (22)CV 3.5 /2C(M.POW)¦ (42)UTP CAT.5 25PX3(9호선 매표소 B3-2,B4-1,2)¦ (28)UTP CAT.5 25P(공중전화 B4)¦ G¦ (22)5C-2VX2(MONITOR)¦ (22)CPEV 5P/.65(M CON)¦ (22)CV 3.5 /2C(M.POW)¦ H¦ DOWN TO B4¦ UTP CAT.5 25P(공중전화 B4)¦ UTP CAT.5 4PX2(INT)¦ 5C-2VX2(MONITOR)¦ CPEV 5P/.65(M.CON)¦ CV 3.5 /2C(M.POW)¦ UTP CAT.5 25PX2(9호선 매표소 B4-1,2)¦ I¦ DUCT(450X100)¦ UTP CAT.5 4PX3(INT)¦ 5C-2VX2(MONITOR)¦ CPEV 5P/.65(M.CON)¦ CV 3.5 /2C(M.POW)¦ J¦ DOWN TO B4¦ DUCT(450X100)¦ UTP CAT.5 4PX3(INT)¦ 5C-2VX4(MONITOR)¦ CPEV 5P/.65(M.CON)¦ CV 3.5 /2CX2(M.POW)¦ K¦ UP TO B2¦ DUCT(600X100)¦ 1. 음향유도기 전원은 전기콘센트를 이용한다.¦ NOTE¦ 2. 증폭기전원은 전기콘센트를 이용한다.¦ 3. 통신기계실 및 안전관리실 MAIN 분전반은 전기에서 설치한다.¦ 1. 일반교환기에 수용된 전화기는 안전관리실만 IP전화기로 교체한다.¦ NOTE¦ 2. 콜폰, E/L폰, 승강장 비상통화장치도 교체한다.¦ 3. 전화 및 인터폰 구간의 배선배관은 기존활용한다.¦ 지하철 902정거장¦ 김포공항¦ 공항시장¦ 1/400¦ 902정거장 전화설비 지하3층 신설평면도(3/3)¦ S = 1/400¦ 902정거장 전화설비 지하3층 신설평면도(3/3)¦ 개화¦ (기설활용)¦ T¦ 7¦ 0¦ 0¦ 1¦ 0¦ 3¦ 4¦ 0¦ 0¦ 9¦
| 1단계_정거장 - 복사본 | 1단계_정거장 - 복사본 | 026. T7001034-009 916정거장 전화설비 지하3층 철거평면도 (1_2).dwg | \A1;10,300¦ \A1;4,375¦ \A1;7,500¦ \A1;5,000¦ \A1;5,000¦ \A1;5,000¦ \A1;10,000¦ \A1;7,500¦ \A1;7,500¦ \A1;5,000¦ \A1;10,000¦ \A1;10,000¦ \A1;10,000¦ \A1;5,000¦ \A1;65,000¦ \A1;26,875¦ \A1;7,080¦ \A1;4,950¦ \A1;32,860¦ \A1;7,080¦ \A1;4,950¦ \A1;4,400¦ \A1;4,400¦ 1. 음향유도기 전원은 전기콘센트를 이용한다.¦ NOTE¦ 2. 증폭기전원은 전기콘센트를 이용한다.¦ 3. 통신기계실 및 안전관리실 MAIN 분전반은 전기에서 설치한다.¦ MATCH LINE DWG No. "S1-TA-S16-DB-013-0"¦ KEY PLAN¦ X05¦ X03¦ X01¦ X00¦ X-01¦ X-02¦ X-03¦ X-04¦ X-05¦ X-06¦ X-07¦ X-08¦ Y00¦ Y01¦ Y03¦ Y05¦ Y06¦ UP¦ UP¦ PSD기계실 2¦ PSD기계실 1¦ 내부계단 3¦ 배수펌프실¦ 내부엘리베이터 1¦ 내부계단 6¦ 내부엘리베이터 2¦ UP¦ UP¦ (16) 인터폰선 0.6x2Px4조 (INT)¦ DOWN TO CP PANEL¦ (P20:300x300x200)¦ (TB NO.8)¦ UTP 25P¦ 공중전화¦ (P27:200x200x100)¦ (TB NO.9)¦ UTP 25P¦ 공중전화¦ (16) UTP Cat.5E 4Px1조 (승강장 INT)¦ (16) UTP Cat.5E 4Px1조 (승강장 INT)¦ UTP Cat.5E 4Px3조 (승강장 공중전화)¦ UTP Cat.5E 4Px1조 (승강장 INT)¦ TRAY (600x150)¦ UP TO 지하2층¦ (P26:300x300x200)¦ UTP Cat.5E 4Px3조 (승강장 공중전화)¦ UTP Cat.5E 4Px1조 (승강장 INT)¦ TRAY (600x150)¦ UP TO 지하2층¦ (16) UTP Cat.5E 4Px1조 (승강장 INT)¦ (22) UTP Cat.5E 4Px3조 (승강장 공중전화)¦ (22) UTP Cat.5E 4Px3조 (승강장 공중전화)¦ (16) UTP Cat.5E 4Px1조 (승강장 INT)¦ (16) 인터폰선 0.6x2Px4조 (INT)¦ DOWN TO CP PANEL¦ 지하철 916정거장¦ 여의도¦ 샛강¦ 노량진¦ 1/400¦ 916정거장 전화설비 지하3층 철거평면도(1/2)¦ S = 1/400¦ 916정거장 전화설비 지하3층 철거평면도(1/2)¦ T¦ 7¦ 0¦ 0¦ 1¦ 0¦ 3¦ 4¦ 0¦ 0¦ 9¦ (기설활용)¦ INT¦ P¦
| 1단계_정거장 - 복사본 | 1단계_정거장 - 복사본 | 006. T7005077-001 종합관리 및 복지후생동 안내실 CCTV설비 계통도.dwg | 차량기지보완감시¦ M/A-1¦ CCCM-1¦ MAC-1¦ 24" MONITOR¦ N V R¦ 안내실¦ 주요기능실 감시¦ HALL-1¦ HALL-2¦ HALL-3¦ HALL-4¦ HALL-5¦ HALL-6¦ CCC-1¦ ELEC-1¦ Tcp/IP¦ Tcp/IP¦ Tcp/IP¦ Tcp/IP¦ Tcp/IP¦ Tcp/IP¦ Tcp/I7¦ 통신실출입구¦ M/S¦ Hall-7¦ 24" MONITOR¦ 뷰 어 서 버¦ Tcp/I7¦ Tcp/I7¦ Tcp/I7¦ Tcp/I7¦ Tcp/IP¦ Tcp/IP¦ Tcp/IP¦ 종합관리 및 복지후생동 안내실 CCTV 설비 계통도¦ S = NONE¦ 종합관리 및 복지후생동 안내실 CCTV 설비¦ 차량기지¦ 차량기지¦ NONE¦ 계통도¦ T¦ 7¦ 0¦ 0¦ 5¦ 0¦ 7¦ 7¦ 0¦ 0¦ 1¦
| 1단계_정거장 - 복사본 | 1단계_정거장 - 복사본 | 106. T7001034-049 차량기지 부속동 구내통신설비 철거평면도 (종합창고).dwg | \A1;70,000¦ \A1;10,000¦ \A1;10,000¦ \A1;10,000¦ \A1;10,000¦ \A1;10,000¦ \A1;10,000¦ \A1;10,000¦ \A1;3,500¦ \A1;3,000¦ \A1;3,500¦ \A1;2,700¦ \A1;4,600¦ \A1;2,700¦ \A1;3,500¦ \A1;3,000¦ \A1;3,500¦ \A1;2,700¦ \A1;4,600¦ \A1;2,700¦ \A1;3,500¦ \A1;3,000¦ \A1;3,500¦ \A1;2,700¦ \A1;4,600¦ \A1;2,700¦ \A1;3,500¦ \A1;3,000¦ \A1;3,500¦ \A1;20,000¦ \A1;10,000¦ \A1;10,000¦ \A1;2,000¦ \A1;5,000¦ \A1;3,000¦ 2D¦ AMP¦ P¦ T¦ H¦ SLOPE¦ SLOPE¦ SLOPE¦ 종합창고¦ SLOPE¦ X11¦ X12¦ X13¦ X14¦ X15¦ X16¦ X17¦ X18¦ 수3-12¦ F/S (JF) 0.65x12P (50%차폐)x1조¦ FC 50mmx1조¦ FR-CVVSB 3C/2.5㎟x1조 (SP)¦ [UTP 25P]¦ [10P]¦ x2¦ (16) UTP Cat.5E 4Px2조¦ NOTE¦ (16) UTP Cat.5E 4Px2조¦ (22) UTP Cat.5E 4Px3조¦ : (16) HIV 1.5㎟x2조¦ : (16) HIV 1.5㎟x3조¦ : (16) HIV 1.5㎟x4조¦ ux2¦ ux3¦ (16) UTP Cat.5E 4Px1조¦ ux1¦ (22) UTP Cat.5E 4Px4조¦ (28) UTP Cat.5E 4Px5조¦ ux4¦ ux5¦ : (16) HIV 1.5㎟x5조¦ Y0¦ Y1¦ I¦ I¦ 50¦ 1 ¦ 1 ¦ 신호 지상교육설비 위치¦ COD 100mmx1조 (28mmx4조)¦ 10C-HFBTx3조 (종합창고,중정비분소,경비실(후문) TV)¦ FC 100mmx1조 (SPARE)¦ (P4:200x200x100))¦ (P3:100x100x100))¦ (P2:100x100x100))¦ (P1:100x100x100))¦ R¦ (16) 5C-HFBTx1조 (TV)¦ (16) UTP Cat.5E 4Px2조¦ (16) 5C-HFBTx1조 (TV)¦ (16) UTP Cat.5E 4Px2조¦ (16) 5C-HFBTx1조 (TV)¦ FR-CV 2C/4.0㎟x1조 (TV AMP POWER)¦ 1.2¦ (종합창고)¦ 차량기지 부속동 구내통신설비 철거평면도 (종합창고)¦ S = 1/400¦ 1/400¦ 차량기지¦ 차량기지¦ 차량기지 부속동 구내통신설비 철거평면도 ¦ T¦ 7¦ 0¦ 0¦ 1¦ 0¦ 3¦ 4¦ 0¦ 4¦ 9¦
| 1단계_정거장 - 복사본 | 1단계_정거장 - 복사본 | 013. T1001026-009 917정거장 AFC CABLE WIRING DIAGRAM.dwg | D/I MUX (ROUTER)¦ (통신기계실)¦ 분전반 (전기시설분)¦ (안전관리실)¦ AFC 접지단자함¦ (안전관리실)¦ DPC BOX¦ SMS (S/W HUB)¦ EM GATE¦ CONTROL BOX¦ AGM 11형 (No.1)¦ AGM 12형 (No.2)¦ AGM 6형 (No.3)¦ AGM 8형 (No.4)¦ AGM 8형 (No.6)¦ AGM 8형 (No.7)¦ AGM 10형 (No.9)¦ ATVM (No.1~2)¦ OF-SM-4Cx1조¦ FTP Cat.5E 4Px1조¦ F-GV 4.0㎟x2조¦ F-GV 4.0㎟x1조¦ HFCO 2C/4.0㎟x1조¦ FTP Cat.5E 4Px2조¦ FR-CVVS 4C/2.5㎟x1조 (DPC)¦ HFCO 3C/4.0㎟x2조¦ HFCO 3C/4.0㎟x1조¦ HFCO 3C/4.0㎟x1조¦ HFCO 3C/4.0㎟x1조¦ HFCO 3C/4.0㎟x1조¦ AAM (No.1)¦ FTP Cat.5E 4Px1조¦ F-GV 4.0㎟x1조¦ HFCO 3C/4.0㎟x1조¦ (안전관리실)¦ (안전관리실)¦ S/W HUB¦ (발매기실)¦ 분전반 (전기시설분)¦ (발매기실)¦ AFC 접지단자함¦ (발매기실)¦ AGM 6형 (No.10)¦ AGM 8형 (No.11)¦ AGM 8형 (No.12)¦ ATVM (No.3~4)¦ AAM (No.2)¦ AGM 8형 (No.13)¦ AGM 8형 (No.14)¦ AGM 6형 (No.16) ¦ 환급기 (No.2)¦ OF-SM-4Cx1조¦ F-GV 4.0㎟x1조¦ FR-CVVS 4C/2.5㎟x1조 (DPC)¦ HFCO 3C/4.0㎟x1조¦ HFCO 3C/4.0㎟x1조¦ HFCO 3C/4.0㎟x1조¦ HFCO 3C/4.0㎟x1조¦ HFCO 3C/4.0㎟x1조¦ FTP Cat.5E 4Px1조¦ FTP Cat.5E 4Px2조¦ UTP Cat.5E 4Px1조¦ F-GV 4.0㎟x1조¦ F-GV 4.0㎟x1조¦ F-GV 4.0㎟x1조¦ F-GV 4.0㎟x1조¦ HFCO 3C/4.0㎟x1조¦ AGM 8형 (No.5)¦ FTP Cat.5E 4Px1조¦ HFCO 3C/4.0㎟x1조¦ HFCO 3C/4.0㎟x1조¦ FTP Cat.5E 4Px1조¦ HFCO 3C/4.0㎟x1조¦ HFCO 2C/4.0㎟x1조¦ UTP Cat.5E 4Px2조(INT)¦ 화재수신반¦ 환급기 (No.1)¦ FTP Cat.5E 4Px1조¦ F-GV 4.0㎟x1조¦ FTP Cat.5E 4Px1조¦ F-GV 4.0㎟x1조¦ HFCO 3C/4.0㎟x1조¦ 통신UPS¦ (통신기계실)¦ 통합교환설비¦ (통신기계실)¦ FTP Cat.5E 4Px1조¦ FTP Cat.5E 4Px1조¦ FTP Cat.5E 4Px1조¦ FTP Cat.5E 4Px1조¦ FTP Cat.5E 4Px1조¦ FTP Cat.5E 4Px1조¦ FTP Cat.5E 4Px1조¦ FTP Cat.5E 4Px1조¦ FTP Cat.5E 4Px1조¦ FTP Cat.5E 4Px1조¦ FTP Cat.5E 4Px1조¦ FTP Cat.5E 4Px1조¦ FTP Cat.5E 4Px1조¦ FTP Cat.5E 4Px1조¦ UTP Cat.5E 4Px2조(INT)¦ UTP Cat.5E 4Px2조(INT)¦ UTP Cat.5E 4Px2조(INT)¦ UTP Cat.5E 4Px1조(INT)¦ UTP Cat.5E 4Px1조(INT)¦ UTP Cat.5E 4Px1조(INT)¦ UTP Cat.5E 4Px1조(INT)¦ AGM 8형 (No.8)¦ AGM 10형 (No.15)¦ AGM 10/11형 (No.17) ¦ AGM 12형 (No.18) ¦ FTP Cat.5E 4Px1조¦ FTP Cat.5E 4Px1조¦ HFCO 3C/4.0㎟x1조¦ HFCO 3C/4.0㎟x1조¦ 917정거장 AFC CABLE WIRING DIAGRAM¦ 917정거장 AFC CABLE WIRING DIAGRAM¦ S = NONE¦ NONE¦ 지하철 917정거장¦ 샛강¦ 노량진¦ 노들¦ T¦ 1¦ 0¦ 0¦ 1¦ 0¦ 2¦ 6¦ 0¦ 0¦ 9¦
| 1단계_정거장 - 복사본 | 1단계_정거장 - 복사본 | 075. T9103066-004 903정거장 AFC설비 지하1층 장비배치도 (철거).dwg | \A1;1,000¦ \A1;800¦ \A1;800¦ \A1;600¦ \A1;600¦ \A1;2,001¦ \A1;7,500¦ \A1;7,500¦ \A1;7,500¦ \A1;7,500¦ \A1;7,500¦ \A1;7,500¦ \A1;7,500¦ \A1;7,500¦ \A1;5,000 ¦ \A1;5,000 ¦ \A1;5,000 ¦ \A1;7,500¦ \A1;7,500¦ \A1;7,500¦ \A1;7,500¦ \A1;7,500¦ \A1;7,500¦ \A1;4350¦ \A1;4350¦ \A1;7450¦ \A1;23600¦ \A1;7450¦ 8형¦ 10형¦ 6형¦ 8형¦ 8형¦ \A1;5,000 ¦ \A1;600¦ \A1;200¦ \A1;600¦ \A1;200¦ \A1;900¦ \A1;200¦ \A1;447¦ \A1;1,200¦ \A1;2,385¦ \A1;1,800¦ \A1;600¦ \A1;200¦ \A1;200¦ \A1;600¦ \A1;200¦ \A1;600¦ \A1;200¦ \A1;634¦ \A1;1,000¦ \A1;800¦ \A1;200¦ \A1;297¦ \A1;500¦ \A1;1,200¦ \A1;1991¦ \A1;12,731¦ Detail "B"¦ Detail "A"¦ Detail "A"¦ 발매기실¦ 903정거장 AFC설비 지하1층 장비배치도 (철거)¦ S = 1 / 600¦ 복 도¦ 기계실¦ 이동통신¦ 용역창고¦ 용역원대기실¦ 통신기계실¦ 내부계단¦ 안전관리실¦ 발매기실 창고¦ 발매기실¦ 편 의 점¦ 비품창고¦ 외부출입구2¦ 외부출입구2¦ 대 합 실¦ 외부출입구4¦ 화 장 실¦ 외부출입구1¦ UP¦ UP¦ UP¦ UP¦ UP¦ UP¦ UP¦ UP¦ E/V¦ E/V¦ DN¦ E/V¦ DN¦ DN¦ X26¦ X25¦ X24¦ X23¦ X22¦ X21¦ X20¦ X19¦ X18¦ X17¦ X16¦ X15¦ X14¦ X12¦ X13¦ X11¦ X10¦ X09¦ X08¦ X07¦ X06¦ X05¦ X04¦ X03¦ X02¦ X01¦ X00¦ 16,5000¦ Y03¦ Y04¦ Y02¦ Y01¦ Y00¦ 11형¦ 12형¦ AAM ¦ AAM ¦ PAID AREA¦ Y02¦ Detail "B"¦ 11형¦ 12형¦ 903정거장 AFC설비 지하1층 장비배치도 (철거)¦ 1 / 600¦ 지하철 903정거장¦ 김포공항¦ 공항시장¦ 신방화¦ T¦ 9¦ 1¦ 0¦ 3¦ 0¦ 6¦ 6¦ 4¦ 0¦ 0¦
| 1단계_정거장 - 복사본 | 1단계_정거장 - 복사본 | 042. T7009934-003 905정거장 출입통제설비 지하1층 철거 평면도(1_2).dwg | P¦ P¦ ACU¦ CCTV¦ CONSOLE¦ C/R¦ A¦ KEY PLAN¦ \A1;83800¦ \A1;4400¦ \A1;4400¦ \A1;7500¦ \A1;7500¦ \A1;7500¦ \A1;7500¦ \A1;7500¦ \A1;7500¦ \A1;7500¦ \A1;7500¦ \A1;7500¦ \A1;7500¦ \A1;7880¦ \A1;8000¦ \A1;8000¦ \A1;7880¦ \A1;31760¦ \A1;5930¦ \A1;3900¦ \A1;12100¦ \A1;3900¦ \A1;5930¦ L¦ E/V¦ E/V¦ UP¦ UP¦ UP¦ UP¦ UP¦ UP¦ 공조기계실1¦ 대 합 실¦ 운전취급실¦ 비상전원실¦ 화 장 실¦ E/V¦ E/V¦ E/V¦ DN¦ DN¦ DN¦ DN¦ DN¦ DN¦ DN¦ DN¦ UP¦ UP¦ UP¦ UP¦ 편 의 점¦ 발매기실¦ 비상전원실¦ CO2 실¦ 안전관리실¦ 신호통신기계실¦ 용역원대기실¦ (16) UTP Cat.5E 4Px2조 (출입통제)¦ UTP Cat.5E 4Px8조 (출입통제)¦ TRAY (600x150)¦ DOWN TO 통신기계실 ACCESS FLOOR¦ 지상E/L¦ 지상E/L¦ UTP Cat.5E 4Px2조 (출입통제)¦ MATCH LINE DWG No. "S1-TA-S05-DB-018-1.dwg"¦ (16) UTP Cat.5E 4Px2조 (출입통제)¦ 905정거장 출입통제설비 지하1층 철거 평면도 (1/2) ¦ S = 1 / 400¦ X08¦ X09¦ X10¦ X11¦ X12¦ X00¦ X01¦ X02¦ X03¦ X04¦ X05¦ X06¦ X07¦ Y00¦ Y01¦ Y02¦ Y03¦ Y04¦ (16) UTP Cat.5E 4Px2조 (출입통제)¦ UTP Cat.5E 4Px6조 (출입통제)¦ UTP Cat.5E 4Px2조 (출입통제)¦ UTP Cat.5E 4Px8조 (출입통제)¦ UTP Cat.5E 4Px8조 (출입통제)¦ UTP Cat.5E 4Px4조 (출입통제)¦ 905정거장 출입통제설비 지하1층 철거 평면도 (1/2) ¦ 1/400¦ 지하철 905정거장¦ 신방화¦ 마곡나루¦ 양천향교¦ T¦ 7¦ 0¦ 0¦ 9¦ 9¦ 3¦ 4¦ 3¦ 0¦ 0¦
| 1단계_정거장 - 복사본 | 1단계_정거장 - 복사본 | 015. T1001026-011 908정거장 출입통제설비 CABLE WIRING DIAGRAM.dwg | 통신기계실¦ ELE-4 (대합실)¦ ELE-3 (대합실)¦ ELE-2 (대합실)¦ ELE-1 (지상층)¦ ELE-5 (대합실)¦ ELE-6 (승강장)¦ ES-1 (외부계단출입구)¦ ES-2 (외부계단출입구)¦ ES-3 (외부계단출입구)¦ ES-4 (외부계단출입구)¦ ES-5(1) (외부계단출입구)¦ ES-6 (외부계단출입구)¦ ES-7 (대합실)¦ T-1 (화장실.여)¦ P-1 (승강장)¦ P-2 (승강장)¦ P-4 (승강장)¦ AGM-1 (대합실)¦ ATVM-1 (대합실)¦ C-1 ( (대합실)¦ COMM-1 (통신기계실)¦ 안전관리실¦ 대합실 (지하1,2층)¦ ELEC-1 (전기실)¦ P-3 (승강장)¦ 발매기실¦ C/R¦ UTP Cat.5E 4Px8조 (출입통제)¦ ES-8 (대합실)¦ ES-9 (대합실)¦ C-2 ( (대합실)¦ 용역원대기실¦ C/R¦ C/R¦ C/R¦ 출입¦ 통제¦ 시스템¦ (ACU)¦ ELE-7 (승강장)¦ C-3 ( (대합실)¦ AGM-2 (대합실)¦ ES-5(2) (외부계단출입구)¦ 908정거장 출입통제설비 CABLE WIRING DIAGRAM¦ 908정거장 출입통제설비 CABLE WIRING DIAGRAM¦ S = NONE¦ NONE¦ 지하철 908정거장¦ 가양¦ 증미¦ 등촌¦ T¦ 1¦ 0¦ 0¦ 1¦ 0¦ 2¦ 6¦ 0¦ 1¦ 1¦
| 1단계_정거장 - 복사본 | 1단계_정거장 - 복사본 | 018. T7001034-001 905정거장 전화설비 신설평면도 지하1층(1_2).dwg | INT¦ CONSOLE¦ IP¦ KT¦ INT¦ H¦ M¦ MIS HUB¦ KEY PLAN¦ \A1;4400¦ \A1;4400¦ \A1;7500¦ \A1;7500¦ \A1;7500¦ \A1;7500¦ \A1;7500¦ \A1;7500¦ \A1;7500¦ \A1;7500¦ \A1;7500¦ \A1;7500¦ \A1;7880¦ \A1;8000¦ \A1;8000¦ \A1;7880¦ \A1;31760¦ \A1;5930¦ \A1;3900¦ \A1;12100¦ \A1;3900¦ \A1;5930¦ \A1;83800¦ 1. 일반교환기에 수용된 전화기는 IP전화기로 교체한다.¦ NOTE¦ 2. 콜폰, E/L폰, 승강장 비상통화장치도 교체한다.¦ 3. 전화 및 인터폰 구간의 배선배관은 기존활용한다.¦ OF-SM-24Core(난연)x1조 (안전관리실)(신설)¦ B¦ (16) UTP 4Px4조¦ x4¦ x2¦ (16) UTP Cat.5E 4Px2조 (임대상가-1) ¦ 공중전화¦ UTP 25P¦ [TB NO.1]¦ UTP Cat.5E 4Px2조 (임대상가) ¦ x2¦ (22) UTP Cat.5E 4Px3조 (대합실 공중전화) ¦ A¦ C¦ D¦ E¦ G¦ (16) 인터폰선 0.6x2Px4조(INT) ¦ DOWN TO CP PANEL¦ (16) 인터폰선 0.6x2Px4조(INT) ¦ (16) 인터폰선 0.6x2Px4조(INT) ¦ x2¦ (16) 인터폰선 0.6x2Px4조(INT) ¦ (16) UTP Cat.5E 4Px2조 (용역원 대기실) ¦ x2¦ (16) UTP Cat.5E 4Px3조 (편의점) ¦ KT MANHOLE¦ 수공¦ x2¦ (22) UTP Cat.5E 4Px3조 (대합실 공중전화) ¦ UTP Cat.5E 25Px1조 (콜폰) ¦ UTP Cat.5E 25Px3조 (CONSOLE CONTROL, LSE) ¦ B¦ TRAY (600x150)¦ DOWN TO 안전관리실¦ UTP Cat.5E 25Px3조 (안전관리실) ¦ UTP Cat.5E 4Px4조 (임대상가) ¦ UTP Cat.5E 4Px2조 (공조기계실-1) ¦ 인터폰선 0.6x2Px3조 (INT) ¦ A¦ C¦ UTP Cat.5E 25Px3조 (CONSOLE CONTROL, LSE) ¦ 인터폰선 0.6x2Px10조 (INT) ¦ UTP Cat.5E 25Px3조 (안전관리실) ¦ TRAY (300x100)¦ D¦ E¦ F¦ G¦ UTP Cat.5E 25Px3조 (CONSOLE CONTROL, LSE) ¦ UTP Cat.5E 25Px3조 (안전관리실) ¦ UTP Cat.5E 4Px2조x2 (이동통신기계실, 편의점) ¦ UTP Cat.5E 4Px4조 (공조기계실-1,2) ¦ UTP Cat.5E 4Px4조 (임대상가) ¦ UTP Cat.5E 25Px2조 (운전취급실) ¦ UTP Cat.5E 25Px1조 (전기실) ¦ TRAY (600x150)¦ DOWN TO 통신기계실 ACCESS FLOOR¦ (16) 인터폰선 0.6x2Px1조(INT) ¦ (28) UTP Cat.5 25Px1조(콜폰) ¦ (P1:100x100x100)¦ (28) UTP Cat.5 25Px1조(콜폰) ¦ UTP 25P¦ [TB NO.3]¦ [TB NO.2]¦ UTP 50P¦ (28) UTP Cat.5 25Px1조(콜폰) ¦ (16) 인터폰선 0.6x2Px4조(INT) ¦ (28) UTP Cat.5 25Px1조(콜폰) ¦ (16) 인터폰선 0.6x2Px4조(INT) ¦ 지상E/L¦ 지상E/L¦ (16) 인터폰선 0.6x2Px4조(INT) ¦ UTP Cat.5E 4Px1조 (MIS) ¦ MATCH LINE DWG No. "S1-TA-S05-DB-010-1.dwg"¦ (P2:100x100x100)¦ (P3:200x200x100)¦ (P6:600x600x300)¦ x2¦ (16) UTP Cat.5E 4Px2조 (공조기계실-1) ¦ (16) UTP Cat.5E 4Px2조 (임대상가-2) ¦ (16) UTP Cat.5E 4Px2조 (공조기계실-1) ¦ UTP Cat.5E 4Px3조 (대합실 공중전화) ¦ UTP Cat.5E 4Px6조 (승강장 공중전화) ¦ UTP Cat.5E 4Px3조 (대합실 공중전화) ¦ UTP Cat.5E 4Px6조 (승강장 INT) ¦ NOTE¦ 2. 증폭기전원은 전기콘센트를 이용한다.¦ 3. 통신기계실 및 안전관리실 MAIN 분전반은 전기에서 설치한다.¦ 1. 음향유도기 전원은 전기콘센트를 이용한다.¦ (효성 우6-2 직3)¦ X08¦ X09¦ X10¦ X11¦ X12¦ X00¦ X01¦ X02¦ X03¦ X04¦ X05¦ X06¦ X07¦ Y00¦ Y01¦ Y02¦ Y03¦ Y04¦ E/V¦ E/V¦ E/V¦ E/V¦ DN¦ DN¦ DN¦ DN¦ UP¦ UP¦ UP¦ UP¦ UP¦ UP¦ 공조기계실1¦ 대 합 실¦ 안전관리실¦ H¦ H¦ H¦ (기계분야 인터폰 모장치) ¦ 인터폰선 0.6x2Px4조 (INT) ¦ (16) 인터폰선 0.6x2Px4조 (INT) ¦ E/V¦ E/V¦ DN¦ DN¦ UP¦ UP¦ 편 의 점¦ 발매기실¦ 비상전원실¦ CO2 실¦ 신호통신기계실¦ 용역원대기실¦ DN¦ DN¦ x6¦ UTP 50P¦ [TB NO.6]¦ UTP Cat.5E 25Px2조 (운전취급실) ¦ 2x¦ UTP Cat.5E 4Px1조 (MIS) ¦ UTP Cat.5E 4Px2조 (용역원 대기실) ¦ TRAY (300x100)¦ TRAY (300x100)¦ DOWN TO CP PANEL¦ (16) 인터폰선 0.6x2Px4조(INT) ¦ DOWN TO CP PANEL¦ (16) 인터폰선 0.6x2Px4조(INT) ¦ DOWN TO CP PANEL¦ (16) 인터폰선 0.6x2Px4조(INT) ¦ TRAY (300x100)¦ 인터폰선 0.6x2Px12조 (INT) ¦ UTP Cat.5E 4Px2조x4 (임대상가, 용역원대기실, 운전취급실) ¦ UTP Cat.5E 4Px4조 (임대상가) ¦ UTP Cat.5E 4Px2조 (공조기계실-1) ¦ UTP Cat.5E 4Px3조 (대합실 공중전화) ¦ TRAY (300x100)¦ UTP Cat.5E 25Px3조 (CONSOLE CONTROL, LSE) ¦ 인터폰선 0.6x2Px8조 (INT) ¦ UTP Cat.5E 25Px3조 (안전관리실) ¦ UTP Cat.5E 4Px2조 (용역원 대기실) ¦ UTP Cat.5E 4Px1조 (편의점) ¦ UTP Cat.5E 4Px1조 (편의점) ¦ UTP Cat.5E 4Px2조 (편의점) ¦ UTP Cat.5E 25Px1조 (전기실) ¦ TRAY (300x100)¦ UTP Cat.5E 4Px6조 (승강장 공중전화) ¦ UTP Cat.5E 4Px2조 (공조기계실-2) ¦ UTP Cat.5E 4Px6조 (승강장 INT) ¦ UTP Cat.5E 4Px2조 (이동통신기계실) ¦ UTP Cat.5E 4Px4조 (임대상가) ¦ UTP Cat.5E 4Px2조 (공조기계실-1) ¦ UTP Cat.5E 4Px3조 (대합실 공중전화) ¦ TRAY (300x100)¦ UTP Cat.5E 25Px3조 (CONSOLE CONTROL, LSE) ¦ UTP Cat.5E 25Px3조 (안전관리실) ¦ UTP Cat.5E 4Px2조 (용역원 대기실) ¦ UTP Cat.5E 4Px2조 (편의점) ¦ F¦ UTP Cat.5E 4Px4조 (임대상가) ¦ UTP Cat.5E 4Px4조 (공조기계실-1,2) ¦ UTP Cat.5E 4Px3조 (대합실 공중전화) ¦ TRAY (300x100)¦ UTP Cat.5E 25Px3조 (CONSOLE CONTROL, LSE) ¦ UTP Cat.5E 25Px3조 (안전관리실) ¦ UTP Cat.5E 4Px2조 (용역원 대기실) ¦ UTP Cat.5E 4Px2조 (편의점) ¦ UTP Cat.5E 25Px1조 (전기실) ¦ UTP Cat.5E 4Px2조 (이동통신기계실) ¦ UTP Cat.5E 4Px6조 (승강장 공중전화) ¦ UTP Cat.5E 4Px6조 (승강장 INT) ¦ I¦ I¦ (22) UTP Cat.5E 4Px3조 (대합실 공중전화) ¦ 4-35~38¦ 4-31~34¦ x2¦ J¦ (16) UTP Cat.5E 4Px2조¦ J¦ 5-35~38¦ 5-31~34¦ 5-25~28¦ 5-21~24¦ 5-45~48¦ 5-41~44¦ 5-15~18¦ 5-11~14¦ D7¦ V1.2.3.4.5.6¦ 7-1~4¦ 6-45~48¦ UTP25P¦ 천정형¦ 9¦ 10¦ 11¦ 12¦ 7¦ 6¦ 5¦ 4¦ 3¦ 2¦ 1¦ 8¦ 13¦ K¦ (16) UTP Cat.5E 4Px2조 (운전취급실) ¦ (운전취급실) ¦ UTP Cat.5E 25Px2조 (안전관리실)(신설)¦ UTP Cat.5E 25Px2조 (안전관리실)(신설)¦ UTP Cat.5E 25Px2조 (안전관리실)(신설)¦ UTP Cat.5E 25Px2조 (안전관리실)(신설)¦ UTP Cat.5E 25Px2조 (안전관리실)(신설)¦ OF-SM-24Core(난연)x1조 (안전관리실)(신설)¦ OF-SM-24Core(난연)x1조 (안전관리실)(신설)¦ OF-SM-24Core(난연)x1조 (안전관리실)(신설)¦ OF-SM-24Core(난연)x1조 (안전관리실)(신설)¦ 1. 일반교환기에 수용된 전화기는 안전관리실만 IP전화기로 교체한다.¦ NOTE¦ 2. 콜폰, E/L폰, 승강장 비상통화장치도 교체한다.¦ 3. 전화 및 인터폰 구간의 배선배관은 기존활용한다.¦ 지하철 905정거장¦ 신방화¦ 마곡나루¦ 양천향교¦ 1/400¦ 905정거장 전화설비 지하1층 신설평면도 (1/2)¦ S = 1 / 400¦ 905정거장 전화설비 지하1층 신설평면도(1/2)¦ T¦ 7¦ 0¦ 0¦ 1¦ 0¦ 3¦ 4¦ 0¦ 0¦ 1¦ (기설활용)¦ P¦
| 1단계_정거장 - 복사본 | 1단계_정거장 - 복사본 | 022. T1001026-018 913정거장 신호통신기계실 & 안전관리실 CABLE WIRING DIAGRAM.dwg | 공통접지 단자함¦ FR-CVVSB 4P/1.5㎟ (연선전화)¦ FR-CVVSB 4P/1.5㎟ (연선전화)¦ From: 912 ¦ To: 914 ¦ 발매기실 접지단자함 (AFC)¦ F-GV 50㎟x1조¦ From: 912 ¦ To: 914 ¦ From: 912 ¦ To: 914 ¦ F/S(J.F) 0.65x25P (50%%%차폐) 직통전화¦ F/S(J.F) 0.65x25P (50%%%차폐) 직통전화¦ From: 912 ¦ To: 914 ¦ OF-SM 46Core (상선)¦ OF-SM 46Core (상선)¦ OF-SM 46Core (하선)¦ OF-SM 46Core (하선)¦ F-GV 6.0㎟x9조¦ OFD¦ 배선반¦ ADM¦ CCTV MATRIX RACK¦ 부모시계¦ 열차무선 장치¦ 종합무선 중계장치¦ UPS¦ 분전반¦ 종합집중관리 콘솔¦ 화재수신반¦ 광점퍼코드 (FC-PC)x4조¦ 광점퍼코드 (FC-PC)x4조¦ UTP Cat.5E 25Px10조¦ UTP Cat.5E 4Px1조 (DATA)¦ UL 2464-AMESB 24AWGx16Cx3조(방송)¦ P.A AMP RACK¦ FR-CV 4C/25㎟x2조¦ FR-CV 3C/4.0㎟¦ FR-CV 3C/4.0㎟¦ FR-CV 3C/6.0㎟¦ FR-CV 3C/4.0㎟¦ FR-CV 3C/6.0㎟¦ F-GV 6.0㎟x1조¦ F-GV 6.0㎟x2조¦ F-GV 6.0㎟x4조¦ F-GV 6.0㎟x5조¦ F-GV 6.0㎟x7조¦ F-GV 6.0㎟x8조¦ 통신기계실¦ UTP Cat.5E 4Px4조 (영상)¦ UTP Cat.5E 25Px2조 (CONSOLE)¦ FR-CV 3C/4.0㎟¦ 접지단자함 (AFC)¦ F-GV 50㎟x1조¦ 접지단자함 (통신)¦ UTP Cat.5E 25Px1조 (CCTV)¦ F-GV 6㎟x1조¦ F-GV 50㎟x1조¦ F-GV 50㎟x1조¦ 분전반¦ 출입통제 (ACU)¦ UTP Cat.5E 4Px1조 (DATA)¦ FR-CV 3C/4.0㎟¦ F-GV 6.0㎟x6조¦ 행선안내게시기 (LSE)¦ 안전관리실¦ UTP Cat.5E 25Px1조 (LSE)¦ FR-CV 3C/6.0㎟¦ UTP Cat.5E 4Px1조 (화재탐지용)¦ UL 2464-AMESB 24AWG 16Cx2조 (방송), CPEV 0.9 5Px1조, UL 2464-AMESB 24AWG 4Cx1조¦ UTP Cat.5E 4Px1조 (자동방송)¦ 사령전화 역장치¦ 종합집중관리 장치¦ CCTV 콘솔¦ 방송원격조정기¦ UTP Cat.5E 4Px1조¦ UTP Cat.5E 4Px1조¦ UTP Cat.5E 4Px1조¦ CPEV 0.9 5Px1조¦ UTP Cat.5E 4Px1조¦ UTP Cat.5E 4Px1조¦ HFC-12Dx1조¦ F-GV 16㎟x1조¦ 광점퍼코드 (FC-PC)x2조¦ F-GV 6.0㎟x2조¦ F-GV 6.0㎟x1조¦ FR-CV 3C/6.0㎟¦ UTP Cat.5E 4Px1조 (UPS NMS)¦ F-GV 6㎟x1조¦ 역단위 전산기 (SMS)¦ L-M 분전반¦ FR-CV 3C/2.5㎟¦ FR-CV 3C/4㎟¦ UTP Cat.5E 25Px1조¦ UTP Cat.5E 25Px1조¦ UTP Cat.5E 4Px1조¦ FR-CV 3C/4.0㎟¦ OF-SM 48Core (상선)¦ From: 912정거장 ¦ OF-SM 48Core (하선)¦ OF-SM 48Core (상선)¦ OF-SM 48Core (하선)¦ To: 914정거장 ¦ *전송(IP-MPLS) 및 열차무선(LTE-R)의 전원 및 신호계통은 별도 도면 참조¦ *점선( ) : 철거, 실선( ) : 신설¦ UTP Cat.5E 25Px2조¦ 단자함, OFD¦ OF-SM-24CORE X1조¦ From: 912정거장 ¦ 913정거장 신호통신기계실 & 안전관리실 CABLE WIRING DIAGRAM¦ 913정거장 신호통신기계실 & 안전관리실 CABLE WIRING DIAGRAM¦ S = NONE¦ NONE¦ 선유도¦ 당산¦ 국회의사당¦ T¦ 1¦ 0¦ 0¦ 1¦ 0¦ 2¦ 6¦ 0¦ 1¦ 8¦ T¦ 0¦ 0¦ 0¦ 0¦ 0¦ 0¦ 0¦ 0¦ 0¦ 0¦ 선유도¦ 당산¦ 국회의사당¦ OFD¦ 배선반¦ 전송설비¦ CCTV MATRIX RACK¦ 사령전화(역장치)¦ 열차무선 중계장치(SOR)¦ UPS¦ 분전반¦ 종합집중관리 콘솔¦ 화재수신반¦ 광점퍼코드x4¦ 광점퍼코드x2¦ UTP Cat.5E 25Px10¦ UL 2464-AMESB 24AWGx16Cx3(방송) , CPEV 0.65/5Px1 (Rail Condition)¦ CPEV 0.65/5Px1(Rail Condition)¦ P.A AMP RACK¦ F-CV 4C/25㎟¦ F-CV 3C/4.0㎟¦ F-CV 3C/4.0㎟¦ F-CV 3C/4.0㎟¦ F-CV 3C/4.0㎟¦ 전기공통접지 단자함¦ UTP Cat.5E 4Px1 (화재수신)¦ UL 2464-AMESB 24AWG 16Cx1 (방송)¦ F-GV 6.0㎟x1¦ F-GV 6.0㎟x2¦ F-GV 6.0㎟x4¦ F-GV 6.0㎟x5¦ F-GV 6.0㎟x7¦ F-GV 6.0㎟x8¦ 통신기계실¦ UTP Cat.5E 4Px4 (영상), UTP Cat.5E 25Px1 (제어)¦ UTP Cat.5E 25Px1 (CONSOLE)¦ F-CV 3C/4.0㎟¦ 접지단자함 (AFC)¦ F-GV 50㎟x1¦ 접지단자함 (통신)¦ UTP Cat.5E 25Px1 (CCTV)¦ F-GV 50㎟x1¦ 분전반((AFC)¦ OF-SM 72Core (상선)¦ Fom: 930정거장 ¦ OF-SM 72Core (하선)¦ To: 932정거장 ¦ 출입통제 (ACU)¦ UTP Cat.5E 4Px1 (DATA)¦ F-CV 3C/4.0㎟¦ F-GV 6.0㎟x6¦ F-GV 6.0㎟x3¦ 행선안내게시기 (LSE)¦ 역무관리실¦ UTP Cat.5E 25Px1 (LSE)¦ Fom: 930정거장 ¦ To: 932정거장 ¦ F-CV 2C/10㎟¦ UTP Cat.5E 4Px1 (화재수신)¦ UTP Cat.5E 4Px1 (화재수신)¦ 지하재방송(역장치)¦ 광점퍼코드x4(FM, TV, 예비)¦ M I S(역장치)¦ 광점퍼코드x12(상위망, 하위망)¦ F-CV 3C/4.0㎟¦ F-CV 3C/4.0㎟¦ F-GV 6.0㎟x9¦ F-GV 6.0㎟x10¦ F-GV 6.0㎟x11¦ 광점퍼코드x2¦ CPEV-S 0.9x10Px2조 직통전화, 연선전화¦ CPEV-S 0.9x10Px2조 직통전화, 연선전화¦ F-GV 6.0㎟x1¦ F-GV 6.0㎟x2¦ *전송(IP-MPLS) 및 열차무선(LTE-R)의 전원 및 신호계통은 별도 도면 참조¦ *점선( ) : 철거, 실선( ) : 신설¦ OF-SM 48Core (상선)¦ From: 930정거장 ¦ OF-SM 48Core (하선)¦ OF-SM 48Core (상선)¦ OF-SM 48Core (하선)¦ To: 932정거장 ¦
| 1단계_정거장 - 복사본 | 1단계_정거장 - 복사본 | 023. T7001034-006 914정거장 전화설비 지하3층 신설평면도 (2_2).dwg | \A1;27,000¦ \A1;7,500¦ \A1;7,500¦ \A1;7,500¦ \A1;7,500¦ \A1;7,500¦ \A1;7,500¦ \A1;8,130¦ \A1;7,500¦ \A1;7,500¦ \A1;7,500¦ \A1;7,500¦ \A1;7,500¦ \A1;7,500¦ \A1;2,000¦ \A1;10,000¦ \A1;20,980¦ \A1;5490¦ \A1;5490¦ 1. 일반교환기에 수용된 전화기는 IP전화기로 교체한다.¦ NOTE¦ 2. 콜폰, E/L폰, 승강장 비상통화장치도 교체한다.¦ 3. 전화 및 인터폰 구간의 배선배관은 기존활용한다.¦ 1. 음향유도기 전원은 전기콘센트를 이용한다.¦ NOTE¦ 2. 증폭기전원은 전기콘센트를 이용한다.¦ 3. 통신기계실 및 안전관리실 MAIN 분전반은 전기에서 설치한다.¦ MATCH LINE DWG No. "S1-TA-S14-DB-013-0"¦ KEY PLAN¦ X09¦ X10¦ X11¦ X12¦ X13¦ X14¦ X15¦ X16¦ X17¦ X18¦ X19¦ X20¦ X21¦ X22¦ Y00¦ Y01¦ Y02¦ Y03¦ 100,130¦ UP¦ 창 고 2¦ PSD기계실¦ 승강장¦ 내부엘리베이터¦ 914 정거장¦ STA.16km294.519¦ (16) UTP Cat.5E 4Px1조 (승강장 INT)¦ (16) UTP Cat.5E 4Px1조 (승강장 INT)¦ TRAY (900x150)¦ UP TO 지하 2층¦ (P16:200x200x100)¦ (P17:400x400x200)¦ (P18:400x400x200)¦ (P19:400x400x200)¦ (P20:400x400x200)¦ (P22:300x300x200)¦ (16) UTP Cat.5E 4Px2조 (승강장 INT)¦ (16) UTP Cat.5E 4Px2조 (승강장 INT)¦ (16) UTP Cat.5E 4Px1조 (승강장 INT)¦ (16) UTP Cat.5E 4Px2조 (승강장 INT)¦ (16) 인터폰선 0.6x2Px4조 (INT)¦ DOWN TO CP PANEL¦ 공중전화¦ UTP 25P¦ (TB NO.6)¦ (22) UTP Cat.5E 4Px3조 (승강장공중전화)¦ UTP Cat.5E 4Px3조 (승강장공중전화)¦ (P21:300x300x200)¦ (22) UTP Cat.5E 4Px3조 (승강장 INT)¦ (22) UTP Cat.5E 4Px3조 (승강장 INT)¦ UTP Cat.5E 4Px3조 (승강장 INT)¦ UTP Cat.5E 4Px3조 (승강장 공중전화)¦ TRAY (300x100)¦ DOWN TO 승강장 PIT¦ 접지단자함¦ 접지¦ 1. 일반교환기에 수용된 전화기는 안전관리실만 IP전화기로 교체한다.¦ NOTE¦ 2. 콜폰, E/L폰, 승강장 비상통화장치도 교체한다.¦ 3. 전화 및 인터폰 구간의 배선배관은 기존활용한다.¦ 지하철 914정거장¦ 당산¦ 국회의사당¦ 여의도¦ 1/400¦ 914정거장 전화설비 지하3층 신설평면도(2/2)¦ S = 1/400¦ 914정거장 전화설비 지하3층 신설평면도(2/2)¦ T¦ 7¦ 0¦ 0¦ 1¦ 0¦ 3¦ 4¦ 0¦ 0¦ 6¦ (기설활용)¦ P¦ INT¦
| 1단계_정거장 - 복사본 | 1단계_정거장 - 복사본 | 062. T7005034-019 902정거장 CCTV,TDI,시계설비 지하3층철거평면도(1-3).dwg | INT¦ KEY PLAN¦ 1. 일반교환기에 수용된 전화기는 IP전화기로 교체한다.¦ NOTE¦ 2. 콜폰, E/L폰, 승강장 비상통화장치도 교체한다.¦ 3. 전화 및 인터폰 구간의 배선배관은 기존활용한다.¦ 902정거장 CCTV,TDI,시계설비 지하1층 철거평면도(1/3)¦ 902정거장 CCTV,TDI,시계설비 지하1층 ¦ 철거평면도(1/3)¦ 8150¦ 3550¦ 8240¦ 9020¦ 8840¦ 26100¦ 11700¦ UP¦ 5호선환승통로¦ UP¦ 공항철도 (상행선-도심방향)¦ 기 지 방 향¦ 9호선 (하행선-도심방향)¦ 9호선 (하행선-도심방향)¦ 5호선환승통로¦ 발매기실¦ 발매기실/¦ 예비실¦ 대 합 실¦ 00¦ Y¦ 01¦ Y¦ 02¦ Y¦ 03¦ Y¦ Y¦ 04¦ -11¦ X¦ -10¦ X¦ -9¦ X¦ -8¦ X¦ -7¦ X¦ -6¦ X¦ -5¦ X¦ X¦ -4¦ -3¦ X¦ -2¦ X¦ -1¦ X¦ 00¦ X¦ X¦ -12¦ /매표소-1¦ 매표소-2¦ 7000¦ 7000¦ 7000¦ 7500¦ 7500¦ 7500¦ 7500¦ 7000¦ 7500¦ 7500¦ 7500¦ 7500¦ INT¦ UP TO B2¦ P¦ C¦ P¦ P¦ PB(150X150X100)¦ PB(150X150X100)¦ PB(150X150X100)¦ (16)UTP CAT.5 4P(INT)¦ 01¦ X¦ 7500¦ P¦ M¦ M¦ PB(300X300X200)¦ C¦ (16)UTP CAT.5 4P(INT)¦ (22)5C-2VX2(MONITOR)¦ (22)CPEV 5P/.65(M.CON)¦ (22)CV 3.5 /2C(M.POW)¦ (16)5C-2V(CCTV)¦ (16)UTP CAT.5 4P(INT)¦ (22)CV 3.5 /2CX2(C.POW)¦ INT¦ P¦ T¦ C¦ P¦ C¦ (16)UTP CAT.5 4P(INT)¦ (16)5C-HFBT(TV)¦ (28)UTP CAT.5 25P(9호선 예비실 B3)¦ (16)IV 1.2X2(CL)(철거)¦ (16)HIV 1.2X5(SP)¦ PB(200X200X200)¦ P¦ PB(200X200X200)¦ P¦ C¦ C¦ (16)5C-2V(CCTV)¦ (36)CV 3.5 /2CX2(C.POW)¦ M¦ M¦ C¦ PB(300X300X200)¦ B¦ P¦ C¦ AMP¦ AMP¦ P¦ P¦ D¦ PB(300X300X200)¦ 25P¦ A¦ (16)IV 1.2X4(CL)(철거)¦ C¦ 25P¦ PB(200X200X200)¦ PB(200X200X200)¦ (16)HIV1.2X2¦ (16)HIV1.2X3¦ (16)HIV1.2X4¦ (16)HIV1.2X6¦ UP TO B2¦ E¦ C/R¦ C/R¦ P¦ P¦ (16C)¦ UTP CAT.5 4Px2조(16C)¦ C¦ (16)5C-2V(CCTV)¦ (22)CV 3.5 /2C(C.POW)¦ 승강장4¦ 승강장5¦ 승강장6¦ 게이트2¦ 매표소1¦ E/V-2¦ E/V-1¦ (22)5C-2VX2(CCTV)¦ (22)CV 3.5 /2C(C.POW)(철거)¦ (22)CV3.5 /2C(C.POW)(철거)¦ (36)5C-2VX5(CCTV)¦ (16)5C-2V(CCTV)¦ (36)5C-2VX6(CCTV)¦ (22)CV3.5 /2C(C.POW)(철거)¦ (22)CV3.5 /2C(C.POW)(철거)¦ (28)5C-2VX3(CCTV)¦ (22)CV 3.5 /2C(C.POW)(철거)¦ (16)5C-2V(CCTV)¦ (22)CV 3.5 /2C(C.POW)(철거)¦ (22)5C-2VX2(CCTV)¦ (22)CV 3.5 /2C(C.POW)(철거)¦ (22)5C-2VX2(CCTV)¦ (22)5C-2VX2(CCTV)¦ (22)CV 3.5 /2C(C.POW)(철거)¦ (16)5C-2V(CCTV)¦ (36)CV 3.5 /2CX2(C.POW)(철거)¦ (36)CV 3.5 /2CX2(C.POW)(철거)¦ (16)5C-2V(CCTV)¦ (36)CV 3.5 /2CX2(C.POW)(철거)¦ (16)IV1.2X2(CL)(철거)¦ (28)UTP CAT.5 25PX2(9호선 예비실B3,매표소B3-1)¦ (16)HIV1.2X5(SP)¦ (16)UTP CAT.5 4P(INT)¦ (16)5C-HFBT(TV)¦ A¦ (16)IV1.2X2(CL)(철거)¦ (22)CV3.5 /2C(M.POW)¦ (36)UTP CAT.5 25PX2(9호선 예비실B3,매표소 B3-1)¦ (16)HIV1.2X5(SP)¦ (22)5C-2VX2(MONITOR)¦ (16)UTP CAT.5 4P(INT)¦ (16)5C-HFBT(TV)¦ (22)CPEV 5P/.65(M.CON)¦ B¦ (16)IV1.2X2(CL)(철거)¦ (16)HIV1.2X3(SP)¦ C¦ (16)IV1.2X2(CL)(철거)¦ (16)HIV1.2X3(SP)¦ D¦ (16)HIV 1.2X2(SP)¦ E¦ (철거)¦ (철거)¦ (철거)¦ 지하철 902정거장¦ 김포공항¦ 공항시장¦ 1/400¦ S = 1/400¦ 개화¦ 902정거장 CCTV,TDI,시계설비 지하3층 철거평면도(1/3)¦ 902정거장 CCTV,TDI,시계설비 지하31층 ¦ 철거평면도(1/3)¦ T¦ 7¦ 0¦ 0¦ 5¦ 0¦ 3¦ 4¦ 0¦ 1¦ 9¦ CCTV(기존동축활용)¦ P¦
| 1단계_정거장 - 복사본 | 1단계_정거장 - 복사본 | 027. T7001034-009 종합관리 및 복지후생동 구내통신설비 지하1층 철거평면도.dwg | T¦ \A1;7,700¦ \A1;67,100¦ \A1;6,600¦ \A1;6,600¦ \A1;6,600¦ \A1;6,600¦ \A1;6,600¦ \A1;6,600¦ \A1;6,600¦ \A1;6,600¦ \A1;6,600¦ \A1;2,100¦ \A1;10,800¦ \A1;7,500¦ \A1;7,500¦ \A1;27,900¦ \A1;3,200¦ \A1;3,400¦ \A1;3,200¦ \A1;3,400¦ \A1;3,600¦ \A1;3,000¦ \A1;5,700¦ \A1;1,800¦ \A1;2,400¦ \A1;4,000¦ \A1;3,500¦ \A1;3,800¦ \A1;2,000¦ \A1;1,800¦ G.T¦ 장비반입구¦ SUN KEN¦ DECK¦ 조경공간¦ 조경¦ D.A¦ D.A¦ DN¦ UP¦ 장애우¦ 장애우¦ 하부 OPEN¦ 공간¦ P¦ D¦ P¦ D¦ 17인승¦ 17인승¦ 장애우¦ 겸 용¦ X01¦ X02¦ X03¦ X04¦ X05¦ X06¦ X07¦ X08¦ X09¦ X10¦ X11¦ Y01¦ Y02¦ Y04¦ Y05¦ Y06¦ Y03¦ HALL¦ 식당¦ 냉장실¦ 매점¦ 영양사실¦ 침실¦ 화장실(여)¦ 계단실-2¦ 부식창고¦ SLOPE¦ SLOPE¦ D.A¦ 작업창고¦ 주방¦ UP¦ 17인승¦ 샤워실¦ 세척실¦ x2¦ (P4:100x100x100)¦ x2¦ (16) ECX 5C-2Vx1조 (CAMERA)(철거)¦ A¦ MAC-1¦ R¦ x2¦ (16) UTP Cat.5E 4Px2조 (출입통제)¦ (16) UTP Cat.5E 4Px2조 (침실)¦ (16) UTP Cat.5E 4Px2조 (주방)¦ (16) UTP Cat.5E 4Px2조 (침실)¦ (22) 5C-HFBTx2조 (TV)¦ (16) F-GV 4.0㎟x1조 (GND)¦ (36) UTP Cat.5E 25Px2조 (식당)¦ (16) F-GV 4.0㎟x1조 (GND)¦ (36) UTP Cat.5E 25Px2조 (전기실)¦ D¦ F¦ G¦ ELEC-1¦ (P3:200x200x100)¦ (16) ECX 5C-2Vx1조 (CAMERA)(철거)¦ A¦ DOWN TO 지하2층 기계실¦ TRAY (W:600xH:150)¦ SPIRAL SLEEVE(난연) 28mmx6조¦ OF-SM-8Corex3조 (검사고, 주공장, 중정비쎈타 광S/W HUB)¦ FR-CVVSB 20C/1.5㎟x2조 (검사고, 주공장 방송)¦ MIC-SH 2C/0.75㎟x2조x2 (검사고, 주공장 방송)¦ 10C-HFBTx5조 (검사고, 주공장, 부속동, 901정거장 TV)¦ FR-CVVSB 2C/2.5㎟x2조 (검사고, 주공장 CLOCK)¦ OF-SM-4Corex1조 (열차무선)¦ F/S(J.F) 0.65x100P(50%차폐)x4조 (검사고, 주공장, 중정비쎈타, 901국선)¦ OF-SM-46Corex2조 (본선)¦ F/S(J.F) 0.65x25P(50%차폐)x1조 (본선)¦ F/S(J.F) 0.65x50P(50%차폐)x1조 (모타카고)¦ F/S(J.F) 0.65x25P(50%차폐)x3조 (변전소, 경비실(정문), 경비실(후문))¦ FR-CVVSB 3C/2.5㎟x15조 (부속동 SP)¦ B¦ CABLE TRAY (W:600xH:150)¦ SPIRAL SLEEVE(난연) 28mmx6조¦ OF-SM-8Corex3조 (검사고, 주공장, 중정비쎈타 광S/W HUB)¦ FR-CVVSB 20C/1.5㎟x2조 (검사고, 주공장 방송)¦ MIC-SH 2C/0.75㎟x2조x2 (검사고, 주공장 방송)¦ 10C-HFBTx5조 (검사고, 주공장, 부속동, 901정거장 TV)¦ FR-CVVSB 2C/2.5㎟x2조 (검사고, 주공장 CLOCK)¦ OF-SM-4Corex1조 (열차무선)¦ F/S(J.F) 0.65x100P(50%차폐)x4조 (검사고, 주공장, 중정비쎈타, 901국선)¦ OF-SM-46Corex2조 (본선)¦ F/S(J.F) 0.65x25P(50%차폐)x1조 (본선)¦ F/S(J.F) 0.65x50P(50%차폐)x1조 (모타카고)¦ F/S(J.F) 0.65x25P(50%차폐)x3조 (변전소, 경비실(정문), 경비실(후문))¦ FR-CVVSB 3C/2.5㎟x15조 (부속동 SP)¦ ECX 5C-2Vx1조 (CAMERA)(철거)¦ C¦ CABLE TRAY (W:600xH:150)¦ SPIRAL SLEEVE(난연) 28mmx6조¦ OF-SM-8Corex3조 (검사고, 주공장, 중정비쎈타 광S/W HUB)¦ FR-CVVSB 20C/1.5㎟x2조 (검사고, 주공장 방송)¦ MIC-SH 2C/0.75㎟x2조x2 (검사고, 주공장 방송)¦ 10C-HFBTx5조 (검사고, 주공장, 부속동, 901정거장 TV)¦ FR-CVVSB 2C/2.5㎟x2조 (검사고, 주공장 CLOCK)¦ OF-SM-4Corex1조 (열차무선)¦ F/S(J.F) 0.65x100P(50%차폐)x4조 (검사고, 주공장, 중정비쎈타, 901국선)¦ OF-SM-46Corex2조 (본선)¦ F/S(J.F) 0.65x25P(50%차폐)x1조 (본선)¦ F/S(J.F) 0.65x50P(50%차폐)x1조 (모타카고)¦ F/S(J.F) 0.65x25P(50%차폐)x3조 (변전소, 경비실(정문), 경비실(후문))¦ FR-CVVSB 3C/2.5㎟x15조 (부속동 SP)¦ D¦ UTP Cat.5E 4Px2조 (출입통제)¦ UTP Cat.5E 25Px2조 (식당)¦ 5C-HFBTx1조 (TV)¦ HIV 1.5㎟x2조 (CLOCK)¦ F-GV 4.0㎟x1조 (GND)¦ E¦ CABLE TRAY (W:300xH:150)¦ UTP Cat.5E 25Px2조 (식당)¦ 5C-HFBTx1조 (TV)¦ HIV 1.5㎟x2조 (CLOCK)¦ F-GV 4.0㎟x1조 (GND)¦ F¦ UP TO 지상1층 EPS실¦ UTP Cat.5E 25Px1조 (감시실)¦ CABLE TRAY (W:600xH:150)¦ UTP Cat.5E 4Px2조 (출입통제)¦ UTP Cat.5E 25Px2조x2 (전기실, 식당)¦ SPIRAL SLEEVE(난연) 28mmx6조¦ ECX 5C-2Vx2조 (CAMERA)(철거)¦ 5C-HFBTx2조 (TV)¦ HIV 1.5㎟x4조 (CLOCK)¦ F-GV 4.0㎟x1조 (GND)¦ OF-SM-8Corex3조 (검사고, 주공장, 중정비쎈타 광S/W HUB)¦ FR-CVVSB 20C/1.5㎟x2조 (검사고, 주공장 방송)¦ MIC-SH 2C/0.75㎟x2조x2 (검사고, 주공장 방송)¦ 10C-HFBTx5조 (검사고, 주공장, 부속동, 901정거장 TV)¦ FR-CVVSB 2C/2.5㎟x2조 (검사고, 주공장 CLOCK)¦ OF-SM-4Corex1조 (열차무선)¦ F/S(J.F) 0.65x100P(50%차폐)x4조 (검사고, 주공장, 중정비쎈타, 901국선)¦ OF-SM-46Corex2조 (본선)¦ F/S(J.F) 0.65x25P(50%차폐)x1조 (본선)¦ F/S(J.F) 0.65x50P(50%차폐)x1조 (모타카고)¦ F/S(J.F) 0.65x25P(50%차폐)x3조 (변전소, 경비실(정문), 경비실(후문))¦ FR-CVVSB 3C/2.5㎟x15조 (부속동 SP)¦ G¦ DOWN TO 지하2층 기계실¦ UTP Cat.5E 25Px1조 (감시실)¦ TRAY (W:600xH:150)¦ HIV 1.5㎟x2조 (CLOCK)¦ 5C-HFBTx1조 (TV)¦ F-GV 4.0㎟x1조 (GND)¦ H¦ CABLE TRAY (W:300xH:150)¦ UTP Cat.5E 4Px4조 (영양사실, 매점)¦ UTP Cat.5E 4Px4조 (주방, 침실)¦ HIV 1.5㎟x2조 (CLOCK)¦ 5C-HFBTx1조 (TV)¦ I¦ CABLE TRAY (W:300)¦ UTP Cat.5E 4Px4조 (영양사실, 매점)¦ HIV 1.5㎟x2조 (CLOCK)¦ 5C-HFBTx1조 (TV)¦ UTP 50P¦ [TB No.3]¦ x2¦ 비상전원실¦ 전기실¦ FR-CVVSB 6C/1.5㎟x2조 (변전소 출입통제)¦ FR-CVVSB 6C/1.5㎟x2조 (변전소 출입통제)¦ FR-CVVSB 6C/1.5㎟x2조 (변전소 출입통제)¦ FR-CVVSB 6C/1.5㎟x2조 (변전소 출입통제)¦ (22) 5C-HFBTx2조 (TV)¦ (P5:300x300x200)¦ FR-CV 2C/4.0㎟x3조 (TV AMP POWER)¦ FR-CV 2C/4.0㎟x3조 (TV AMP POWER)¦ FR-CV 2C/4.0㎟x3조 (TV AMP POWER)¦ FR-CV 2C/4.0㎟x3조 (TV AMP POWER)¦ 인터폰선 0.6x2Px1조 (인터폰)¦ 인터폰선 0.6x2Px1조 (인터폰)¦ H¦ I¦ (16) 5C-HFBTx1조 (TV)¦ (16) UTP Cat.5E 4Px2조 (매점)¦ (16) HIV 1.5㎟x2조 (CLOCK)¦ (16) 5C-HFBTx1조 (TV)¦ (16) UTP Cat.5E 4Px2조 (영양사실)¦ x2¦ C¦ x2¦ UTP 50P¦ [TB No.2]¦ E¦ B¦ (22) 5C-HFBTx2조 (TV)¦ (16) UTP Cat.5E 4Px2조 (영양사실)¦ CABLE TRAY (W:600xH:150)¦ SPIRAL SLEEVE(난연) 28mmx6조¦ OF-SM-8Corex3조 (검사고, 주공장, 중정비쎈타 광S/W HUB)¦ FR-CVVSB 20C/1.5㎟x2조 (검사고, 주공장 방송)¦ MIC-SH 2C/0.75㎟x2조x2 (검사고, 주공장 방송)¦ 10C-HFBTx5조 (검사고, 주공장, 부속동, 901정거장 TV)¦ FR-CVVSB 2C/2.5㎟x2조 (검사고, 주공장 CLOCK)¦ OF-SM-4Corex1조 (열차무선)¦ F/S(J.F) 0.65x100P(50%차폐)x4조 (검사고, 주공장, 중정비쎈타, 901국선)¦ OF-SM-46Corex2조 (본선)¦ F/S(J.F) 0.65x25P(50%차폐)x1조 (본선)¦ F/S(J.F) 0.65x50P(50%차폐)x1조 (모타카고)¦ F/S(J.F) 0.65x25P(50%차폐)x3조 (변전소, 경비실(정문), 경비실(후문))¦ FR-CVVSB 3C/2.5㎟x15조 (부속동 SP)¦ ECX 5C-2Vx1조 (CAMERA)(철거)¦ FR-CVVSB 6C/1.5㎟x2조 (변전소 출입통제)¦ FR-CV 2C/4.0㎟x3조 (TV AMP POWER)¦ 1.2¦ 5.10¦ 1.6¦ 3.8¦ 4.9¦ 2.7¦ 종합관리 및 복지후생동 구내통신설비 ¦ 종합관리 및 복지후생동 구내통신설비 지하1층 철거평면도¦ S = 1/300¦ 1/300¦ 차량기지¦ 차량기지¦ 지하1층 철거평면도¦ T¦ 7¦ 0¦ 0¦ 1¦ 0¦ 3¦ 4¦ 0¦ 0¦ 9¦ P¦ C/R¦
| 1단계_정거장 - 복사본 | 1단계_정거장 - 복사본 | 048. T9103066-003 910정거장 AFC설비 지하1층 장비배치도.dwg | \A1;5,000¦ \A1;5,000¦ \A1;5,000¦ \A1;5,000¦ \A1;5,000¦ \A1;5,000¦ \A1;5,000¦ \A1;5,000¦ \A1;5,000¦ \A1;7,500¦ \A1;7,500¦ \A1;20,000¦ \A1;32,500¦ \A1;520¦ \A1;7,711¦ \A1;7,709¦ \A1;520¦ \A1;3,730¦ \A1;3,729¦ \A1;8,231¦ \A1;8,229¦ \A1;3,730¦ \A1;11,960¦ \A1;11,959¦ \A1;23,919¦ \A1;600¦ \A1;600¦ \A1;600¦ \A1;600¦ \A1;1,450¦ \A1;1100¦ \A1;150¦ \A1;150¦ \A1;150¦ \A1;150¦ \A1;150¦ \A1;150¦ \A1;600¦ \A1;150¦ \A1;150¦ AAM ¦ Detail "B"¦ Detail "A"¦ X21¦ X22¦ X23¦ X24¦ X25¦ X26¦ X27¦ X00¦ X01¦ X20¦ X19¦ X18¦ X17¦ X16¦ X15¦ X02¦ X03¦ X04¦ X05¦ X06¦ X07¦ X08¦ X09¦ X12¦ X13¦ X14¦ X10¦ X11¦ 7,500¦ 7,500¦ 7,500¦ 7,500¦ 7,500¦ 7,500¦ 7,500¦ 7,500¦ 7,500¦ 7,500¦ 5,000¦ 5,000¦ 5,000¦ 5,000¦ 5,000¦ 5,573¦ 60,000¦ 32,500¦ 20,573¦ Y-00¦ Y-01¦ Y-05¦ Y-06¦ Y-03¦ DN¦ 올라옴¦ DN¦ 올라옴¦ DN¦ 올라옴¦ DN¦ 올라옴¦ DN¦ 통신기계실¦ 비상전원실¦ 전기실¦ CO2실¦ 용역대기실¦ 이동통신기계실¦ 공조기계실-2¦ 편의점¦ 발매기실¦ 안전관리실¦ 물탱크실¦ 공조기계실-1¦ 화장실¦ 대합실¦ 복 도¦ 외부출입구1¦ 외부출입구4¦ 외부출입구3¦ 외부출입구2¦ 외부엘리베이터2¦ 외부엘리베이터1¦ 내부엘리베이터2¦ 내부엘리베이터1¦ 내부계단1¦ 내부계단2¦ 내부계단3¦ 내부계단4¦ 방범셔터설치¦ 방범셔터설치¦ 910 정거장¦ STA.11km750.167¦ Detail "B"¦ Detail "A"¦ 발매기실¦ AAM ¦ 6/12형¦ 10형¦ 10형¦ 8형¦ 8형¦ 6형¦ 8형¦ 대합실¦ PAID AREA¦ 대합실¦ FREE AREA¦ 구 분¦ 당 초¦ 변 경¦ 6형¦ 8형¦ 10형¦ 6/12형¦ 10/11형¦ 11형¦ 12형¦ 1¦ 1¦ 3¦ 3¦ 1¦ 2¦ -¦ -¦ -¦ -¦ 1¦ 1¦ 1¦ 1¦ 11형¦ 910정거장 AFC설비 지하1층 장비배치도¦ 910정거장 AFC설비 지하1층 장비배치도¦ S = 1 / 600¦ 1/600¦ 지하철 910정거장¦ 등촌¦ 염창¦ 신목동¦ T¦ 9¦ 1¦ 0¦ 3¦ 0¦ 6¦ 6¦ 0¦ 0¦ 3¦
| 1단계_정거장 - 복사본 | 1단계_정거장 - 복사본 | 006. T1001026-002 917정거장 CIRCUIT WIRING SYSTEM DIAGRAM_철거.dwg | KT¦ IP¦ G¦ D¦ C/R¦ T¦ 0¦ 0¦ 0¦ 0¦ 0¦ 0¦ 0¦ 0¦ 0¦ 0¦ 통신기계실¦ 통신기계실¦ 안전관리실¦ 소방외부 무선통신 보조설비¦ 경찰통신설비¦ O/F(SM) FM RADIO¦ POWER DISTRIBUTION¦ O/F(SM)¦ O/F(SM)¦ FM 광전송장치¦ UPS¦ EQUIP¦ MULTI¦ COMM¦ CCTV¦ 광화상전송장치¦ MATRIX¦ RACK¦ TV 광전송장치¦ 부모시계¦ To: NEXT STATION¦ O/F(SM)¦ O/F(SM)¦ To: KT¦ DATA¦ M/D¦ E¦ Ports¦ T¦ SUB ADM¦ SPCM TEL¦ KT¦ 전력사령¦ 방재사령¦ 통신사령¦ FAX¦ Data Line (전력)¦ Data Line¦ Data Line¦ Data Line¦ Data Line (AFC)¦ Data Line (통신)¦ Data Line (방재)¦ Data Line (운전)¦ SMS¦ AGM¦ AAM¦ ATVM¦ IP¦ P.A AMP¦ x2¦ x2¦ 지하1층 (대합실) x 54¦ 지하2층 (승강장상선) x 21¦ G¦ G¦ G¦ G¦ G¦ 지하2층 (승강장상선) x 2¦ 지하2층 (승강장하선) x 2¦ PAN/TILT x 2¦ 지하1층 (대합실) x 26 , G.L ELEV x 2¦ 지하2층 (승강장 상,하선) x 4¦ CCTV¦ CONSOLE¦ 지하1층¦ (복합통신ANT)¦ 무선통신 보조설비¦ HFC-22D-FR¦ HFC-12D-FR¦ 본선터널 (승강장) RFCL-42D-광대역¦ 본선터널 (승강장) RFCL-42D-광대역¦ D¦ POWER LINE¦ INT¦ T¦ T¦ x6¦ x2¦ x17¦ x2¦ L¦ O¦ x2¦ T¦ x14¦ x2¦ x4¦ x16 ¦ 인터폰¦ 모장치¦ 배 선 반¦ 지하2층 (승강장하선) x 21¦ x2¦ 출입통제¦ C/R¦ C/R¦ C/R¦ C/R¦ 운전사령¦ Data Line¦ 열차무선¦ C¦ O/F(SM) 열차무선¦ Data Line¦ 소방외부¦ E¦ T¦ L¦ O¦ x3¦ 공조기계실-1¦ 공조기계실-2¦ 이동통신기계실¦ Callphone¦ 전기실¦ 기능실복도¦ 발매기실-1,2¦ 화장실 (남,여)-1,2,3¦ 장애자화장실¦ 임대상가 1¦ ELEV, 화장실¦ 용역원대기실¦ 지하1층 (대합실)¦ PSD실 (상선)¦ PSD실 (하선)¦ 편의점¦ 비상전원실¦ 승강장 INT¦ 임대상가 2¦ 용역창고¦ 119 구조대¦ 119 구조대 침실x3¦ 119 구조대 창고¦ x2 ¦ x5¦ x2¦ ATT¦ x6¦ RF중계기¦ 국철1호선 노량진역 역무실¦ 환승통로¦ TV공시청 ANT¦ 복합통신 ANT¦ INT¦ x6¦ &¦ (VOICE)¦ FXO/FXS¦ Ethernet Port¦ T¦ T¦ x3¦ T¦ T¦ IP¦ 본선터널 (승강장) RFCL-42D-광대역¦ D¦ 지하1층 (기능실) x 2¦ x2¦ 본선터널 (승강장) RFCL-42D-광대역¦ 공간화상 [승강장 차량기지방향] x 1¦ 공간화상 [승강장 강남방향] x 1¦ 환급기¦ x2 ¦ CCTV¦ 광화상전송장치¦ MATRIX¦ RACK¦ TV 광수신기¦ DATA¦ M/D¦ E¦ Ports¦ T¦ &¦ (VOICE)¦ SUB ADM¦ TEL¦ SPCM¦ 전력사령¦ 통신사령¦ Data Line (전력)¦ Data Line¦ Data Line¦ Data Line¦ Data Line (AFC)¦ Data Line (통신)¦ Data Line (방재)¦ Data Line (운전)¦ P.A AMP¦ L¦ O¦ 배 선 반¦ 출입통제¦ 운전사령¦ E¦ T¦ L¦ O¦ Data Line (신호)¦ FXO/FXS¦ Ethernet Port¦ MULTI¦ COMM¦ EQUIP¦ FM광전송장치¦ 열차무선¦ O/F(SM) FM RADIO, 지상파DMB¦ 소방외부 무선통신 보조설비¦ 소방 무선통신 보조설비¦ 철거¦ 철거¦ 철거¦ 철거¦ 917정거장 CIRCUIT WIRING SYSTEM DIAGRAM / 철거¦ 917정거장 CIRCUIT WIRING SYSTEM DIAGRAM / 철거¦ S = NONE¦ NONE¦ 샛강¦ 노량진¦ 노들¦ T¦ 1¦ 0¦ 0¦ 1¦ 0¦ 2¦ 6¦ 0¦ 0¦ 2¦
| 1단계_정거장 - 복사본 | 1단계_정거장 - 복사본 | 026. T7003034-001 910정거장 방송설비 지하1층 신설평면도 (1_2).dwg | CONSOLE¦ \A1;520¦ \A1;7,711¦ \A1;7,709¦ \A1;520¦ \A1;3,730¦ \A1;3,729¦ \A1;8,231¦ \A1;8,229¦ \A1;3,730¦ \A1;11,960¦ \A1;11,959¦ \A1;23,919¦ \A1;116°¦ \A1;26°¦ S = 1 / 400¦ 903정거장 방송설비 지하1층 신설평면도(2/2)¦ 1/400¦ 904정거장 방송설비 지하1층 신설평면도 (1/2)¦ 0¦ 0¦ 0¦ -¦ 0¦ 0¦ 0¦ 0¦ (기설활용)¦ -¦ T¦ 7¦ 0¦ 0¦ 3¦ 0¦ 3¦ 4¦ 0¦ 1¦ 6¦ : (16) HIV 1.5㎟x2조¦ NOTE¦ : (16) HIV 1.5㎟x5조¦ : (16) HIV 1.5㎟x6조¦ : (22) HIV 1.5㎟x7조¦ : (22) HIV 1.5㎟x8조¦ : (22) HIV 1.5㎟x10조¦ : (16) HIV 1.5㎟x4조¦ : (16) HIV 1.5㎟x3조¦ MATCH LINE DWG No. "S1-TA-S10-DB-014-0"¦ KEY PLAN¦ X00¦ X01¦ X02¦ X03¦ X04¦ X05¦ X06¦ X07¦ X08¦ X09¦ X12¦ X10¦ X11¦ 3,750¦ 7,500¦ 7,500¦ 7,500¦ 7,500¦ 7,500¦ 7,500¦ 5,000¦ 5,000¦ 5,000¦ 5,000¦ 5,000¦ 5,573¦ 32,500¦ 20,573¦ Y-00¦ Y-01¦ Y-05¦ Y-06¦ Y-03¦ DN¦ UP¦ DN¦ UP¦ DN¦ 편의점¦ 발매기실¦ 안전관리실¦ 물탱크실¦ 공조기계실-1¦ 화장실¦ 대합실¦ 외부출입구1¦ 외부출입구4¦ 외부출입구3¦ 외부출입구2¦ 외부엘리베이터2¦ 외부엘리베이터1¦ 내부계단1¦ 내부계단4¦ 방범셔터설치¦ 방범셔터설치¦ A¦ A¦ (P1:200x200x200)¦ (P2:200x200x100)¦ DOWN TO 안전관리실 ACCESS FLOOR¦ TRAY (600x150)¦ B¦ UTP Cat.5E 4Px1조 (화재탐지용)¦ UL 2464-AMESB 24AWG 16Cx2조 (PA)¦ UL 2464-AMESB 24AWG 4Cx1조 (PA)¦ CPEV 0.9/5Px1조 (PA)¦ UTP Cat.5E 4Px1조 (자동방송, 근접화재)¦ (16) UTP Cat.5E 4Px1조 (화재탐지용)¦ (22) UL 2464-AMESB 24AWG 16Cx2조 (PA)¦ (22) UL 2464-AMESB 24AWG 4Cx1조 (PA)¦ (16) UTP Cat.5E 4Px1조 (자동방송, 근접화재)¦ A¦ (16) CPEV 0.9/5Px1조 (PA)¦ B¦ 임대상가¦ 벽부형 3W : 2 EA¦ 천정형 3W : 34 EA¦ 인터넷카페¦ 지하철 910정거장¦ 등촌¦ 염창¦ 신목동¦ S = 1 / 400¦ 910정거장 방송설비 지하1층 신설평면도(1/2)¦ 1/400¦ 910정거장 방송설비 지하1층 신설평면도 (1/2)¦ (기설활용)¦ T¦ 7¦ 0¦ 0¦ 3¦ 0¦ 3¦ 4¦ 0¦ 0¦ 1¦ P¦
| 1단계_정거장 - 복사본 | 1단계_정거장 - 복사본 | 001~003. T1001001~3 정거장 목록표,범례도, 표지,간지.dwg | T¦ 1¦ 0¦ 0¦ 1¦ 0¦ 0¦ 3¦ 0¦ 0¦ 1¦ (905 정거장)¦ 공통¦ T¦ 1¦ 0¦ 0¦ 0¦ 0¦ 0¦ 0¦ 0¦ 0¦ 0¦ 도 면 목 록 표¦ NONE¦ 도 면 목 록 표¦ S = NONE¦ 심 볼¦ 명 칭¦ 비 고¦ 심 볼¦ 명 칭¦ 비 고¦ ( 36 )¦ ATT¦ 관 로 케 이 블 포 설 (신설)¦ GND¦ MGB¦ 직 매 케 이 블 포 설¦ 트 라 후 내 포 설¦ 천 장 노 출 배 관¦ 케 이 블 접 속¦ 바 닥 배 관¦ 전 선 관 규 격¦ 전 선 관 상 향¦ 전 선 관 하 향¦ 전 선 관 통 과¦ 분 전 반¦ U T P 단 자 함¦ 주 접 지 단 자 함¦ 접 지 단 자 함¦ 천 장 형 풀 박 스¦ 기 설 천 장 형 풀 박 스¦ 벽 부 형 풀 박 스¦ 아 웃 레 트 박 스¦ 인 공¦ 수 공 (신 설)¦ 모 듈 러 잭 (R J - 4 5)¦ 구 내 전 화¦ 역 간 직 통 전 화¦ 사 령 전 화¦ 키 폰 전 화 모 장 치¦ 키 폰 전 화 자 장 치¦ 인 터 폰 자 장 치¦ 모 사 전 송 장 치¦ 콜 폰¦ T V 단 자¦ 장 애 자 용 유 도 음 향 장 치¦ 증 폭 기¦ 천 장 형 스 피 커 (3 W)¦ 벽 부 형 스 피 커 (3 W)¦ 벽 부 형 스 피 커 (3 W)¦ 천 장 형 스 피 커 (5 W)¦ 벽 부 형 스 피 커 (5 W)¦ 컬 럼 형 스 피 커 (20 W)¦ 음 량 조 절 기¦ H I V 1 . 5 ㎟ x 3 조¦ 안 테 나¦ 카 메 라¦ 펜 틸 트 카 메 라¦ 열 차 행 선 안 내 게 시 기¦ 부 모 시 계¦ 자 시 계¦ 사 각 시 계¦ M¦ 방 송 단 자 함¦ P¦ P¦ KP¦ KP¦ H¦ M¦ G¦ PA AMP¦ T¦ 기 설 벽 부 형 풀 박 스¦ INT¦ H o r n 스 피 커 (30 W)¦ 4D¦ AMP¦ T V 분 배 기¦ T V 증 폭 기¦ C/R¦ ACU¦ 출 입 통 제 자 장 치¦ 출 입 통 제 주 장 치¦ 종 단 저 항¦ (200x200x100)¦ (400x500x150)¦ 심 볼¦ 명 칭¦ 비 고¦ SMS¦ ATVM¦ AAM¦ AGM¦ 자 동 발 매 기¦ 자 동 정 산 기¦ 역 단 위 전 산 기¦ 개 집 표 기¦ 케 이 블 트 레 이¦ 일 반 전 화 (국선)¦ KT¦ ATTENUATOR 포함¦ 수치규격표시¦ 수치규격표시¦ 분 배 기¦ D¦ 승 강 장 천 장 노 출 배 관¦ (36) : 수치규격표시¦ 인터폰¦ 모장치¦ 인 터 폰 모 장 치¦ MSC¦ MWS¦ 시스템박스¦ 컬 럼 형 스 피 커 (10 W)¦ INSTALLATION OF DUCT SYSTEM¦ INSTALLATION OF DIRECTBURIED CABLE¦ INSTALLATION OF TROUGH SYSTEM¦ CABLE TRAY¦ CABLE IN CONDUIT CELING EXPOSED¦ CABLE JOINT¦ CABLE IN CONDUIT FLOOR EXPOSED¦ CONDUIT SIZE¦ CONDUIT GOING UPWARD¦ CONDUIT GOING DOWNWARD¦ CONDUIT PASSING¦ POWER DISTRIBUTION BOARD¦ UTP TERMINAL BOX¦ PUBLIC ADDRESS TERMINAL BOX¦ MAIN GROUND BOX¦ EARTH TERMINAL BOX¦ CEILING PULL BOX¦ CEILING PULL BOX¦ WALL PULL BOX¦ WALL PULL BOX¦ MODULAR JACK¦ SYSTEM BOX¦ INTERIOR TELEPHONE¦ MAGNETIC TELEPHONE¦ DISPATCH TELEPHONE¦ KEYPHONE MASTER¦ KEYPHONE SLAVE¦ AUTOMATIC TELEPHONE¦ INTERPHONE MASTER¦ INTERPHONE SLAVE¦ FACSIMILE¦ CALL PHONE¦ OUTLET FOR TV¦ AMPLIFILER¦ SPEAKER (CEILING MOUNTED TYPE)¦ SPEAKER (WALL MOUNTED TYPE)¦ SPEAKER (WALL MOUNTED TYPE)¦ SPEAKER (CEILING MOUNTED TYPE)¦ SPEAKER (WALL MOUNTED TYPE)¦ SPEAKER (COLUMN MOUNTED TYPE)¦ SPEAKER (COLUMN MOUNTED TYPE)¦ SPEAKER (HORN MOUNTED TYPE)¦ ATTENUATOR¦ DISTRIBUTOR FOR TV¦ BOOSTER FOR TV¦ CAMERA FOR CCTV¦ PANTILTED CAMERA¦ DISPLAY FOR TRAIN DESTINATION INDICATION¦ REPEAT ELETRIC CLOCK¦ SLAVE ELECTRIC CLOCK (WALL MOUNTED TYPE)¦ INDEPENDENCE OUTSIDE CLOCK¦ ACCESS CONTROL UNIT¦ CARD READER¦ ANTENNA¦ DISTRIBUTOR FOR RADIO COMMUNICATION¦ DUMMY LOAD¦ STATION MONITORING SYSTEM¦ AUTOMATIC TICKET VENDING MACHINE¦ AUTOMATIC ADD FARE MACHINE¦ AUTOMATIC GATE MACHINE¦ CABLE IN CONDUIT CELING EXPOSED FOR PALTFORM¦ OUTLET BOX¦ Man Hole¦ Hand Hole¦ 토크백¦ 모장치¦ 토 크 백 모 장 치¦ TALK BACK MASTER¦ 수 공 (기 설)¦ H¦ Hand Hole¦ 관 로 케 이 블 포 설 (기설)¦ INSTALLATION OF DUCT SYSTEM¦ 콤바이너¦ c¦ COMBINER¦ 소 방 무 선 접 속 단 자 함¦ RADIO TERMINAL CONNECTION BOX FOR THE FIRE¦ 관 리 역 전 산 기¦ MANAGING STATION COMPUTER¦ 유 지 보 수 전 산 기¦ MAINTENCE WORK STATION¦ 연 선 전 화¦ WAY SIDE TELEPHONE¦ 토 크 백¦ TALK BACK¦ Vmh¦ VMT¦ 환급기¦ V M 수 신 기¦ V M 송 신 기¦ 출 입 구 및 환 승 통 로 안 내 게 시 기¦ L¦ 환 급 기¦ 범 례 도¦ NONE¦ 범 례 표¦ S = NONE¦ 도면번호¦ 구 분¦ 도 면 명¦ 축 척¦ 도면번호¦ 구 분¦ 축 척¦ 도면번호¦ 구 분¦ 축 척¦ 1¦ 2¦ 도면목록표¦ NONE¦ 3¦ NONE¦ 4¦ 5¦ NONE¦ 6¦ NONE¦ 7¦ 8¦ 9¦ 10¦ 11¦ 12¦ 13¦ 14¦ 15¦ 16¦ 17¦ 18¦ 19¦ 20¦ 21¦ 22¦ 23¦ 24¦ 25¦ 26¦ 도 면 명¦ 도 면 명¦ NONE¦ NONE¦ 1/600¦ 905정거장 CIRCUIT WIRING SYSTEM DIAGRAM/신설¦ 905정거장 통신기계실&안전관리실 CABLE WIRING DIAGRAM¦ 905정거장 종합무선중계,열차무선설비 DIAGRAM¦ 905정거장 열차무선설비 지하1층 평면도¦ 905(마곡나루) 역사노드 랙 배치도¦ NONE¦ NONE¦ NONE¦ 1/100¦ NONE¦ NONE¦ NONE¦ NONE¦ 범례도¦ 905정거장 ¦ 27¦ 28¦ 29¦ 30¦ 31¦ 32¦ 33¦ 34¦ 35¦ 36¦ 37¦ 38¦ 39¦ 40¦ 41¦ 42¦ 43¦ 44¦ 공통상세도¦ 45¦ 46¦ 905정거장 통신기계실 기기배치도 및 바닥 TRAY 설치도¦ 47¦ 48¦ 49¦ 50¦ 51¦ 52¦ 53¦ 54¦ 55¦ 56¦ 57¦ 58¦ 59¦ 60¦ 61¦ 62¦ 63¦ 64¦ 65¦ 66¦ 67¦ 68¦ 69¦ 70¦ 71¦ 72¦ 73¦ 74¦ 75¦ 76¦ NONE¦ NONE¦ NONE¦ NONE¦ NONE¦ NONE¦ NONE¦ NONE¦ NONE¦ NONE¦ NONE¦ NONE¦ NONE¦ NONE¦ NONE¦ NONE¦ NONE¦ NONE¦ NONE¦ NONE¦ NONE¦ NONE¦ NONE¦ NONE¦ NONE¦ 77¦ 78¦ 905정거장 CIRCUIT WIRING SYSTEM DIAGRAM/철거¦ 서지보호기 상세도¦ DU 시스템 상세도¦ OPDP 상세도¦ RRU 시스템 상세도¦ OFD 48C 상세도¦ FDF 48C 상세도¦ 실내안테나 설치상세도¦ 옴니 안테나 상세도¦ RACK 접지상세도¦ PIPING 상세도[1/3]¦ PIPING 상세도[2/3]¦ PIPING 상세도[3/3]¦ TERMINAL BOX 상세도¦ 접지함 상세도¦ 여자화장실 INTERPHONE DETAIL¦ RACK 바닥고정 설치상세도¦ 광점퍼코드[OJC]상세도¦ 발매기 설치 상세도¦ AFC PIPING DETAIL¦ AGM CHANEL BASE 설치 상세도¦ 무선통신 외부단자 및 공시청 안테나 설치 상세도¦ 방송설비 설치 상세도¦ 천정형 P/T BRACKET 설치 상세도¦ 카메라 설치 상세도¦ 행선안내 표시기 외형도¦ 행선안내 표시기 현장 설치도¦ 출입구 및 환승통로 게시기 상세도¦ 출입통제시스템 설치 상세도¦ 종합무선중계설비 상세도¦ T1001002-001¦ T1001003-001¦ T1001004-001¦ 정거장 통신설비 계통도¦ 905정거장 역사 L3스위치 인터페이스 구성도¦ NONE¦ T1001026-001¦ T1001026-002¦ T4009934-001¦ T9103026-001¦ T9103075-001¦ T9103066-001¦ GPS 안테나 설치 상세도¦ T9103038-001¦ T9103038-002¦ T9103038-003¦ T9103038-004¦ T9103038-005¦ T9103038-006¦ T9103038-007¦ T9103038-008¦ T9103038-009¦ T9103038-010¦ T9103038-011¦ T9103038-012¦ T9103038-013¦ T9103038-014¦ T9103038-015¦ T9103038-016¦ T9103038-017¦ T9103038-018¦ T9103038-019¦ T9103038-020¦ T9103038-021¦ T9103038-022¦ T9103038-023¦ T9103038-024¦ T9103038-025¦ T9103038-026¦ T9103038-027¦ T9103038-028¦ T9103038-029¦ T9103038-030¦ 905정거장 COMMUNICATION CABLE WIRING DIAGRAM¦ 905정거장 전화설비 지하1층 신설평면도 (1/2)¦ 905정거장 CCTV,TDI,시계설비 CABLE WIRING DIAGRAM¦ 905정거장 CCTV,TDI,시계설비 지하1층 신설평면도 (1/2)¦ 905정거장 안전관리실 기기배치도 및 바닥 TRAY 설치도¦ 905정거장 전화설비 지하1층 신설평면도 (2/2)¦ 905정거장 전화설비 지하2층 신설평면도(1/2)¦ 905정거장 전화설비 지하2층 신설평면도(2/2)¦ 905정거장 전화설비 지하1층 철거평면도 (1/2)¦ 905정거장 전화설비 지하1층 철거평면도 (2/2)¦ 905정거장 전화설비 지하2층 철거평면도(1/2)¦ 905정거장 전화설비 지하2층 철거평면도(2/2)¦ 905정거장 CCTV,TDI,시계설비 지하1층 신설평면도 (2/2)¦ 905정거장 CCTV,TDI,시계설비 지하2층 신설평면도(1/2)¦ 905정거장 CCTV,TDI,시계설비 지하2층 신설평면도(2/2)¦ 905정거장 CCTV,TDI,시계설비 지하1층 철거평면도 (1/2)¦ 905정거장 CCTV,TDI,시계설비 지하1층 철거평면도 (2/2)¦ 905정거장 CCTV,TDI,시계설비 지하2층 철거평면도(1/2)¦ 905정거장 CCTV,TDI,시계설비 지하2층 철거평면도(2/2)¦ 905정거장 방송설비 지하1층 신설평면도 (2/2)¦ 905정거장 방송설비 지하2층 신설평면도(1/2)¦ 905정거장 방송설비 지하2층 신설평면도(2/2)¦ 905정거장 방송설비 지하1층 신설평면도 (1/2)¦ 905정거장 방송설비 CABLE WIRING DIAGRAM¦ T9103038-031¦ 자시계 외형도¦ T1001026-003¦ T1001026-004¦ T1001026-005¦ T1001026-006¦ T1001026-007¦ T1001026-008¦ T1001026-009¦ T1001026-010¦ T1001026-011¦ T1001026-012¦ T1001026-013¦ NONE¦ NONE¦ NONE¦ NONE¦ NONE¦ NONE¦ NONE¦ NONE¦ NONE¦ NONE¦ NONE¦ NONE¦ NONE¦ NONE¦ NONE¦ 905정거장 AFC SYSTEM DIAGRAM¦ 905정거장 AFC SYSTEM DIAGRAM / 철거¦ 905정거장 AFC CABLE WIRING DIAGRAM¦ 905정거장 AFC CABLE WIRING DIAGRAM / 철거¦ 905정거장 출입통제설비 CABLE WIRING DIAGRAM ¦ 905정거장 출입통제설비 CABLE WIRING DIAGRAM / 철거¦ T7001034-001¦ T7001034-002¦ T7001034-003¦ T7001034-004¦ T7001034-005¦ T7001034-006¦ T7001034-007¦ T7001034-008¦ 1/400¦ 1/400¦ 1/400¦ 1/400¦ 1/400¦ 1/400¦ 1/400¦ 1/400¦ T7003034-001¦ T7003034-002¦ T7003034-003¦ T7003034-004¦ 1/400¦ 1/400¦ 1/400¦ 1/400¦ T7005034-001¦ T7005034-002¦ T7005034-003¦ T7005034-004¦ T7005034-005¦ T7005034-006¦ T7005034-007¦ T7005034-008¦ 1/400¦ 1/400¦ 1/400¦ 1/400¦ 1/400¦ 1/400¦ 1/400¦ 1/400¦ 905정거장 AFC설비 지하1층 평면도¦ T5001034-001¦ 1/400¦ 905정거장 출입통제설비 지하1층 평면도 (1/2)¦ T7009934-001¦ T7009934-002¦ T7009934-003¦ T7009934-004¦ 1/400¦ 1/400¦ 1/400¦ 1/400¦ 905정거장 출입통제설비 지하1층 평면도 (2/2)¦ 905정거장 출입통제설비 지하1층 철거평면도 (1/2)¦ 905정거장 출입통제설비 지하1층 철거평면도 (2/2)¦ 79¦ T9103066-002¦ T9103066-003¦ T9103066-004¦ 1/50¦ 905정거장 AFC설비 지하1층 장비배치도¦ 905정거장 AFC설비 지하1층 장비배치도 / 철거¦ 1/600¦ 1/600¦ T¦ 공통¦ 1¦ 0¦ 0¦ 1¦ 0¦ 0¦ 2¦ 0¦ 0¦ 1¦ (공통 상세도)¦ 서울시메트로9호선(주) 대체투자(신호 및 통신설비) 타당성조사, 기본 및 실시설계 용역¦ 실 시 설 계 도 면¦ 2019. 03. ¦ [ 통신 설비-905정거장 ]¦ (주)안세기술 컨소시엄¦ 서울시메트로 9호선(주)¦
| 1단계_정거장 - 복사본 | 1단계_정거장 - 복사본 | 009. T1001026-005 914정거장 CCTV,TDI,시계설비 CABLE WIRING DIAGRAM.dwg | FR-CV 3C/4.0㎟, OF-SM-8C(난연)¦ FR-CV 3C/4.0㎟, OF-SM-8C(난연)¦ 통신기계실¦ ELE-4 (지상층)¦ 안전관리실¦ CONSOLE DESK¦ ELE-3 (대합실)¦ ELE-2 (대합실)¦ ELE-1 (지상층)¦ ELE-5 (대합실)¦ ELE-6 (승강장)¦ ES-1 (외부계단출입구)¦ ES-2 (외부계단출입구)¦ ES-3[1] (외부계단출입구)¦ ES-7 (대합실)¦ T-1 (화장실.여)¦ P-1 (승강장)¦ P-2 (승강장)¦ P-4 (승강장)¦ P-5 (승강장)¦ AGM-1 (대합실)¦ ATVM-1 (대합실)¦ C-1 ( (대합실)¦ COMM-1 (통신기계실)¦ 안전관리실¦ 대합실¦ ELEC-1 (전기실)¦ UTP Cat.5E 4Px4조(신설)¦ UTP Cat.5E 25Px1조(신설)¦ x2¦ P-3 (승강장)¦ P-6 (승강장)¦ OF-SM-4C, F-CV 3C/2.5㎟ (공간화상)(철거)¦ OF-SM-4C, F-CV 3C/2.5㎟ (공간화상)(철거)¦ 발매기실 x 2¦ ES-8 (대합실)¦ ES-9 (대합실)¦ AGM-4 (대합실)¦ ATVM-2 (대합실)¦ C-2 ( (대합실)¦ 용역원대기실¦ L¦ S¦ E¦ AGM-3 (대합실)¦ AGM-2 (대합실)¦ C¦ C¦ T¦ M¦ A¦ T¦ R¦ V¦ R¦ A¦ C¦ K¦ I¦ X¦ 공간화상¦ (차량기지방향)¦ 공간화상¦ (강남방향)¦ ES-3[2] (외부계단출입구)¦ ES-4[1] (외부계단출입구)¦ ES-4[2] (외부계단출입구)¦ ES-5[1] (외부계단출입구)¦ ES-5[2] (외부계단출입구)¦ ES-6[1] (외부계단출입구)¦ ES-6[2] (외부계단출입구)¦ T-2 (화장실.여)¦ ELE-7(2) (대합실)¦ ELE-7(1) (지상층)¦ UL 2919-AMESB 24AWG 4Px1조 (TDI), FR-CV 3C/4.0㎟x1조 (TDI POWER), OF-MM-12Core(난연)x1조 (TDI), UTP Cat.5E 4Px2조 (TDI):기존활용¦ UL 2919-AMESB 24AWG 4Px1조 (TDI), FR-CV 3C/4.0㎟x1조 (TDI POWER), OF-MM-12Core(난연)x1조 (TDI), UTP Cat.5E 4Px2조 (TDI):기존활용¦ UL 2919-AMESB 24AWG 4Px1조 (TDI), FR-CV 3C/4.0㎟x1조 (TDI POWER), OF-MM-12Core(난연)x1조 (TDI), UTP Cat.5E 4Px2조 (TDI):기존활용¦ UL 2919-AMESB 24AWG 4Px1조 (TDI), FR-CV 3C/4.0㎟x1조 (TDI POWER), OF-MM-12Core(난연)x1조 (TDI), UTP Cat.5E 4Px2조 (TDI):기존활용¦ 승강장모니터(상선)¦ 승강장모니터(하선)¦ FR-CV 3C/4.0㎟(신설), OF-SM-8C(난연)(신설)¦ FR-CV 3C/4.0㎟(신설), OF-SM-8C(난연)(신설)¦ FR-CV 3C/4.0㎟x1조 (출입구 게시기 POWER), UTP Cat.5E4Px2조 (출입구게시기)(철거)¦ FR-CV 3C/4.0㎟x1조 (출입구 게시기 POWER), UTP Cat.5E4Px2조 (출입구게시기)(철거)¦ FR-CV 3C/4.0㎟x1조 (출입구 게시기 POWER), UTP Cat.5E4Px2조 (출입구게시기)(철거)¦ 스위치¦ L2¦ HIV 1.5㎟x2조 (CLOCK)(철거), HIV 2.5㎟x2조 (CLOCK POWER)(철거)¦ HIV 1.5㎟x2조 (CLOCK)(철거)¦ ECX 5C-2V(기존활용)¦ ECX 5C-2V(기존활용)¦ ECX 5C-2V(기존활용)¦ ECX 5C-2V(기존활용)¦ ECX 5C-2V(기존활용)¦ ECX 5C-2V(기존활용)¦ ECX 5C-2V(기존활용)¦ ECX 5C-2V(기존활용)¦ ECX 5C-2V(기존활용)¦ ECX 5C-2V(기존활용)¦ ECX 5C-2V(기존활용)¦ ECX 5C-2V(기존활용)¦ ECX 5C-2V(기존활용)¦ ECX 5C-2V(기존활용)¦ ECX 5C-2V(기존활용)¦ ECX 5C-2V(기존활용)¦ ECX 5C-2V(기존활용)¦ ECX 5C-2V(기존활용)¦ ECX 5C-2V(기존활용)¦ ECX 5C-2V(기존활용)¦ ECX 5C-2V(기존활용)¦ ECX 5C-2V(기존활용)¦ ECX 5C-2V(기존활용)¦ ECX 5C-2V(기존활용)¦ ECX 5C-2V(기존활용)¦ ECX 5C-2V(기존활용)¦ ECX 5C-2V(기존활용)¦ ECX 5C-2V(기존활용)¦ ECX 5C-2V(기존활용)¦ ECX 5C-2V(기존활용)¦ ECX 5C-2V(기존활용)¦ ECX 5C-2V(기존활용)¦ ECX 5C-2V(기존활용)¦ ECX 5C-2V(기존활용)¦ ECX 5C-2V(기존활용)¦ ECX 5C-2V(기존활용)¦ ECX 5C-2V(기존활용)¦ ECX 5C-2V(기존활용)¦ ECX 5C-2V(기존활용)¦ FR-CV 3C/4.0㎟x1조 (대합실 게시기 POWER)(기존활용), OF-SM-8Core(난연)x2조 (대합실게시기)(신설)¦ 지하철 914정거장¦ 당산¦ 국회의사당¦ 여의도¦ NONE¦ 914정거장 CCTV,TDI,시계설비 CABLE WIRING DIAGRAM¦ S = NONE¦ 914정거장 CCTV,TDI,시계설비 CABLE WIRING¦ DIAGRAM¦ T¦ 1¦ 0¦ 0¦ 1¦ 0¦ 2¦ 6¦ 0¦ 0¦ 5¦
| 1단계_정거장 - 복사본 | 1단계_정거장 - 복사본 | 048. T7009934-003 916정거장 출입통제설비 지하2층 평면도 (2_2).dwg | {\C256;vmh}¦ C/R¦ ACU¦ CCTV¦ \A1;7,080¦ \A1;4,950¦ \A1;32,860¦ \A1;7,080¦ \A1;4,950¦ \A1;4,400¦ \A1;4,400¦ \A1;7,500¦ \A1;5,000¦ \A1;5,000¦ \A1;5,000¦ \A1;5,000¦ \A1;5,000¦ \A1;5,000¦ \A1;5,000¦ \A1;5,000¦ \A1;5,000¦ \A1;5,000¦ \A1;5,000¦ \A1;5,000¦ \A1;5,000¦ \A1;5,000¦ \A1;5,000¦ \A1;5,000¦ \A1;5,000¦ \A1;5,000¦ \A1;8,750¦ \A1;8,750¦ \A1;8,750¦ \A1;4,375¦ \A1;128,125¦ P¦ UTP Cat.5E 4Px8조 (출입통제)¦ DOWN TO 통신기계실 ACCESS FLOOR¦ MATCH LINE DWG No. "S1-TA-S16-DB-020-0"¦ KEY PLAN¦ Y00¦ Y01¦ Y03¦ Y05¦ Y06¦ X28¦ X25¦ X23¦ X21¦ X19¦ X17¦ X15¦ X13¦ X11¦ X09¦ X08¦ X07¦ X06¦ X27¦ 신호통신기계실¦ 물탱크실¦ CO2실¦ 비상전원실¦ 공조기계실 2¦ 용역원 대기실¦ 운전취급실¦ 복도¦ 이동통신기계실¦ DN¦ DN¦ DN¦ OPEN¦ OPEN¦ 전기실¦ OPEN¦ OPEN¦ OPEN¦ OPEN¦ 내부계단 4¦ 내부계단 5¦ 용역원 창고¦ DN¦ DN¦ OPEN¦ OPEN¦ 916 정거장 ¦ STA.17km956,000¦ UTP Cat.5E 4Px4조 (출입통제)¦ UTP Cat.5E 4Px4조 (출입통제)¦ UTP Cat.5E 4Px8조 (출입통제)¦ (16) UTP Cat.5E 4Px2조 (출입통제)¦ 916정거장 출입통제설비 지하2층 평면도 (2/2)¦ 916정거장 출입통제설비 지하2층 평면도 (2/2)¦ S = 1 / 400¦ 1/400¦ 지하철 916정거장¦ 여의도¦ 샛강¦ 노량진¦ T¦ 7¦ 0¦ 0¦ 9¦ 9¦ 3¦ 4¦ 0¦ 0¦ 3¦ P¦
| 1단계_정거장 - 복사본 | 1단계_정거장 - 복사본 | 026. T7003034-001 905정거장 방송설비 지하1층 신설평면도(1_2).dwg | REMOTE AMP¦ PA AMP¦ KEY PLAN¦ \A1;83800¦ \A1;4400¦ \A1;4400¦ \A1;7500¦ \A1;7500¦ \A1;7500¦ \A1;7500¦ \A1;7500¦ \A1;7500¦ \A1;7500¦ \A1;7500¦ \A1;7500¦ \A1;7500¦ \A1;7880¦ \A1;8000¦ \A1;8000¦ \A1;7880¦ \A1;31760¦ \A1;5930¦ \A1;3900¦ \A1;12100¦ \A1;3900¦ \A1;5930¦ S = 1 / 400¦ 903정거장 방송설비 지하1층 신설평면도(2/2)¦ 1/400¦ 904정거장 방송설비 지하1층 신설평면도 (1/2)¦ 0¦ 0¦ 0¦ -¦ 0¦ 0¦ 0¦ 0¦ (기설활용)¦ -¦ T¦ 7¦ 0¦ 0¦ 3¦ 0¦ 3¦ 4¦ 0¦ 1¦ 6¦ 방송단자함¦ [20p]¦ (16) UTP Cat.5E 4Px1조 (화재탐지용)¦ (22) HIV 1.5㎟x5조 (대합실 SP)¦ (36) HIV 1.5㎟x4조x2 (승강장 SP)¦ (22) HIV 1.5㎟x5조 (대합실 SP)¦ (36) HIV 1.5㎟x4조x2 (승강장 SP)¦ (16) UTP Cat.5E 4Px1조 (화재탐지용)¦ MATCH LINE DWG No. "S1-TA-S05-DB-014-1.dwg"¦ (P1:200x200x100)¦ (P2:200x200x100)¦ (P3:300x300x200)¦ (P4:300x300x200)¦ DOWN TO 방송단자함¦ : (16) HIV 1.5㎟x6조¦ : (22) HIV 1.5㎟x10조¦ : (22) HIV 1.5㎟x8조¦ : (22) HIV 1.5㎟x7조¦ : (16) HIV 1.5㎟x5조¦ : (16) HIV 1.5㎟x4조¦ : (16) HIV 1.5㎟x3조¦ : (16) HIV 1.5㎟x2조¦ NOTE¦ X08¦ X09¦ X10¦ X11¦ X12¦ X00¦ X01¦ X02¦ X03¦ X04¦ X05¦ X06¦ X07¦ Y00¦ Y01¦ Y02¦ Y03¦ Y04¦ E/V¦ E/V¦ E/V¦ E/V¦ DN¦ DN¦ DN¦ DN¦ DN¦ DN¦ DN¦ DN¦ UP¦ UP¦ UP¦ UP¦ UP¦ UP¦ UP¦ UP¦ 공조기계실1¦ 대 합 실¦ (22) UL 2464-AMESB 24AWG 16Cx2조(PA)¦ (22) UL 2464-AMESB 24AWG 4Cx1조(PA)¦ E/V¦ E/V¦ E/V¦ DN¦ DN¦ DN¦ DN¦ DN¦ DN¦ DN¦ DN¦ UP¦ UP¦ UP¦ UP¦ 편 의 점¦ 발매기실¦ 비상전원실¦ CO2 실¦ 안전관리실¦ 신호통신기계실¦ 운전취급실¦ 용역원대기실¦ (16) UTP Cat.5E 4Px1조 (자동방송, 근접화재)¦ DOWN TO 안전관리실 ACCESS FLOOR¦ TRAY (600x150)¦ C¦ UTP Cat.5E 4Px1조 (화재탐지용)¦ UL 2464 AMESB 24AWG 16Cx2조 (PA)¦ UL 2464 AMESB 24AWG 4Cx1조 (PA)¦ CPEV 0.9/5Px1조 (PA)¦ UTP Cat.5E 4Px1조 (자동방송, 근접화재)¦ B¦ (16) CPEV 0.9/5Px1조 (PA)¦ C¦ B¦ A¦ (16) UTP Cat.5E 4Px1조 (화재탐지용)¦ (22) UL 2464-AMESB 24AWG 16Cx2조(PA)¦ (22) UL 2464-AMESB 24AWG 4Cx1조(PA)¦ (16) UTP Cat.5E 4Px1조 (자동방송, 근접화재)¦ A¦ (16) CPEV 0.9/5Px1조 (PA)¦ B¦ D¦ (22) UL 2464-AMESB 24AWG 16Cx2조(PA)¦ (22) UL 2464-AMESB 24AWG 4Cx1조(PA)¦ (16) UTP Cat.5E 4Px1조 (자동방송, 근접화재)¦ (16) CPEV 0.9/5Px1조 (PA)¦ D¦ 벽부형 스피커 이동¦ 벽부형 3W : 3 EA¦ 천정형 3W : 45 EA¦ 지하철 905정거장¦ 신방화¦ 마곡나루¦ 양천향교¦ S = 1 / 400¦ 905정거장 방송설비 지하1층 신설평면도(1/2)¦ 1/400¦ 905정거장 방송설비 지하1층 신설평면도 (1/2)¦ (기설활용)¦ T¦ 7¦ 0¦ 0¦ 3¦ 0¦ 3¦ 4¦ 0¦ 0¦ 1¦ P¦
| 1단계_정거장 - 복사본 | 1단계_정거장 - 복사본 | 065. T7005034-022 902정거장 CCTV,TDI,시계설비 지하4층철거평면도(1-3).dwg | INT¦ KEY PLAN¦ 1. 일반교환기에 수용된 전화기는 IP전화기로 교체한다.¦ NOTE¦ 2. 콜폰, E/L폰, 승강장 비상통화장치도 교체한다.¦ 3. 전화 및 인터폰 구간의 배선배관은 기존활용한다.¦ ~¦ 902정거장 CCTV,TDI,시계설비 지하1층 철거평면도(1/3)¦ 902정거장 CCTV,TDI,시계설비 지하1층 ¦ 철거평면도(1/3)¦ 창고-1¦ 승강장¦ 승강장¦ 발매기실/¦ 매표소-2¦ 발매기실/¦ 매표소-1¦ 기 지 방 향¦ UP¦ DN¦ 침사조¦ 지하수¦ 00¦ Y¦ 01¦ Y¦ 02¦ Y¦ 03¦ Y¦ Y¦ 04¦ X¦ 07¦ X¦ 06¦ X¦ 05¦ 04¦ X¦ 03¦ X¦ 02¦ X¦ 01¦ X¦ X¦ 00¦ X¦ -1¦ X¦ -2¦ -3¦ X¦ 7500¦ 7500¦ 7500¦ 7500¦ 7500¦ 7500¦ 7500¦ 7500¦ 7500¦ 7500¦ 8150¦ 3550¦ 8240¦ 9020¦ 8840¦ 26100¦ 11700¦ AMP¦ AMP¦ P¦ P¦ C¦ (16)IV 1.2X2(CL)(철거)¦ (16)IV 1.2X2(CL)(철거)¦ 25P¦ PB(200X200X200)¦ C¦ 25P¦ B¦ PB(200X200X200)¦ A¦ P¦ P¦ C¦ M¦ M¦ PB(300X300X200)¦ C¦ PB(300X300X200)¦ C¦ P¦ C¦ PB(300X300X200)¦ E¦ INT¦ INT¦ (16)UTP CAT.5 4P(INT)¦ P¦ INT¦ INT¦ (16)UTP CAT.5 4P(INT)¦ (22)5C-2VX2(MONDOR)¦ (22)CV 3.5 /2C(M.POW)¦ (22)CPEN 5P/.65(M.COM)¦ D¦ PB(300X300X200)¦ F¦ (16)HIV1.2X2¦ (16)HIV1.2X3¦ (16)HIV1.2X4¦ (16)HIV1.2X6¦ UP TO: 지하1층 통신기계실(9호선)¦ OFSM 4CORE(22C)¦ F-GV 14 (22C)¦ F-CV 2.0 /2C(16C)¦ 승강장하부 TRAY이용(해외시공)¦ P¦ 매표소1¦ 발매기1¦ 게이트1¦ E/V-1¦ (22)CV 3.5 /2C(C.POW)(철거)¦ (22)5C-2VX2(CCTV)¦ (22)CV 3.5 /2C(C.POW)(철거)¦ (16)5C-2V(CCTV)¦ (28)5C-2VX3(CCTV)¦ (22)CV 3.5 /2C(C.POW)(철거)¦ (22)CV 3.5 /2C(C.POW)(철거)¦ (16)5C-2V(CCTV)¦ (28)5C-2VX4(CCTV)¦ (22)CV 3.5 /2C(C.POW)(철거)¦ (16)5C-2V(CCTV)¦ (36)CV 3.5 /2CX2(C.POW)(철거)¦ (16)5C-2V(CCTV)¦ (36)CV 3.5 /2C(C.POW)(철거)¦ (16)5C-2V(CCTV)¦ (22)CV 3.5 /2C(C.POW)(철거)¦ (16)5C-2V(CCTV)¦ (22)CV 3.5 /2C(C.POW)(철거)¦ 승강장1¦ (16)IV1.2X2(CL)(철거)¦ (28)UTP CAT.5 25P(9호선 매표소 B4-1)¦ (16)HIV1.2X3(SP)¦ A¦ (16)IV1.2X2(CL)(철거)¦ (16)HIV1.2X3(SP)¦ B¦ (16)IV1.2X2(CL)(철거)¦ (28)UTP CAT.5 25P(9호선 매표소 B4-1)¦ (16)HIV1.2X3(SP)¦ C¦ (16)IV1.2X2(CL)(철거)¦ (28)UTP CAT.5 25P(9호선 매표소 B4-1)¦ (16)HIV1.2X3(SP)¦ D¦ (16)IV1.2X2(CL)(철거)¦ (28)UTP CAT.5 25P(9호선 매표소 -1)¦ (16)HIV1.2X3(SP)¦ (16)UTP CAT.5 4PX2(INT)¦ E¦ (16)IV1.2X2(CL)(철거)¦ (28)UTP CAT.5 25P(9호선 매표소 B4-1)¦ (16)HIV1.2X3(SP)¦ (16)UTP CAT.5 4PX2(INT)¦ F¦ (철거)¦ (철거)¦ 지하철 902정거장¦ 김포공항¦ 공항시장¦ 1/400¦ S = 1/400¦ 개화¦ 902정거장 CCTV,TDI,시계설비 지하4층 철거평면도(1/3)¦ 902정거장 CCTV,TDI,시계설비 지하4층 ¦ 철거평면도(1/3)¦ T¦ 7¦ 0¦ 0¦ 5¦ 0¦ 3¦ 4¦ 0¦ 2¦ 2¦ CCTV(기존동축활용)¦ P¦
| 1단계_정거장 - 복사본 | 1단계_정거장 - 복사본 | 023. T7001034-006 906정거장 전화설비 지하1층 철거평면도(2_2).dwg | KEY PLAN¦ \A1;500¦ \A1;7500¦ \A1;7500¦ \A1;7500¦ \A1;7500¦ \A1;7500¦ \A1;7500¦ \A1;7500¦ \A1;7500¦ \A1;7500¦ \A1;7500¦ \A1;7500¦ \A1;4500¦ \A1;7500¦ \A1;7500¦ \A1;124500¦ \A1;7500¦ \A1;7500¦ \A1;7500¦ \A1;9750¦ \A1;9750¦ \A1;19500¦ \A1;6850¦ \A1;2900¦ \A1;6850¦ \A1;2900¦ x2¦ UTP 50P¦ [TB NO.4]¦ x2¦ [TB NO.5]¦ UTP 25P¦ DOWN TO 지하2층¦ UTP Cat.5E 4Px2조x2 (제2,3사업자 기계실)¦ TRAY (900x150)¦ UTP Cat.5E 4Px3조 (승강장 INT)¦ (16) UTP Cat.5E 4Px1조 (운영원 대기실)¦ (28) UTP Cat.5E 25Px1조 (운영원 대기실)¦ (16) UTP Cat.5E 4Px2조 (공조기계실-2)¦ UTP Cat.5E 25Px3조 (전기실,운영원 대기실)¦ UTP Cat.5E 4Px1조 (운영원 대기실)¦ UTP Cat.5E 4Px3조 (승강장 공중전화)¦ (16) UTP Cat.5E 4Px2조 (용역원 대기실)¦ UTP Cat.5E 4Px3조 (승강장 INT)¦ UTP Cat.5E 4Px3조 (승강장 공중전화)¦ DOWN TO 지하2층¦ TRAY (900x150)¦ MATCH LINE DWG No. "S1-TA-S06-DB-009-1.dwg"¦ 상세도 "A"참조¦ 상세"A"¦ 단면 상세(A-A)¦ 접지 인출 BOX(STS) ¦ UTP Cat.5E 25Px1조 (운영원 대기실)¦ UTP Cat.5E 4Px1조 (운영원 대기실)¦ (36) SPARE (운영원대기실)¦ x3¦ UP TO 환기실¦ A¦ A¦ B¦ B¦ 정거장 환기구에 설치¦ 접지 인출 BOX(STS):통신분야(4회선)¦ 600x400¦ 70C¦ 1. 음향유도기 전원은 전기콘센트를 이용한다.¦ 2. 증폭기전원은 전기콘센트를 이용한다.¦ 3. 통신기계실 및 안전관리실 MAIN 분전반은 전기에서 설치한다.¦ NOTE¦ 보조통신실¦ 용역창고¦ 용역대기실¦ CO2실¦ 비상전원실¦ 전 기 실¦ 복 도¦ 물탱크실¦ 공조기계실2¦ 운영원대기실¦ 변 전 실¦ X16¦ X17¦ X18¦ X19¦ X20¦ X21¦ X22¦ X11¦ X12¦ X13¦ X14¦ X15¦ X26¦ X27¦ X28¦ X23¦ X24¦ X25¦ Y00¦ Y02¦ Y03¦ Y06¦ Y04¦ (400x400x200)¦ TRAY (300x100)¦ TRAY (300x100)¦ 접지단자함¦ A¦ UTP Cat.5E 25Px3조 (전기실,운영원 대기실)¦ UTP Cat.5E 4Px1조 (보조통신실)¦ TRAY (300x100)¦ UTP Cat.5E 4Px2조x2 (제2,3사업자 기계실)¦ UTP Cat.5E 4Px6조 (승강장 INT)¦ UTP Cat.5E 4Px6조 (승강장 공중전화)¦ A¦ (16) UTP Cat.5E 4Px2조 (운영원 대기실)¦ HUB¦ C¦ B¦ V5.6¦ V3.4¦ V1.2¦ V1.2¦ TB No.4¦ TB No.4¦ UP¦ (36) UTP Cat.5E 25Px2조 (전기실)¦ (16) UTP Cat.5E 4Px2조 (공조기계실-2)¦ (36) SPARE (전기실)¦ (16) UTP Cat.5E 4Px2조 (용역원대기실)¦ B¦ C¦ (철거)¦ (철거)¦ (철거)¦ 지하철 906정거장¦ 마곡나루¦ 양천향교¦ 가양¦ 1/400¦ 906정거장 전화설비 지하1층 철거평면도(2/2)¦ S = 1/400¦ 906정거장 전화설비 지하1층 철거평면도(2/2)¦ T¦ 7¦ 0¦ 0¦ 1¦ 0¦ 3¦ 4¦ 0¦ 0¦ 6¦ (기설활용)¦ P¦
| 1단계_정거장 - 복사본 | 1단계_정거장 - 복사본 | 029. T7003034-004 918정거장 방송설비 지하2층 신설평면도 (2_2).dwg | \A1;26,150¦ \A1;11,300¦ \A1;3,550¦ \A1;11,300¦ \A1;9,600¦ \A1;56,250¦ \A1;3,750¦ \A1;7,500¦ \A1;7,500¦ \A1;5,000¦ \A1;5,000¦ \A1;5,000¦ \A1;5,000¦ \A1;5,000¦ \A1;5,000¦ \A1;5,000¦ \A1;5,000¦ \A1;5,000¦ \A1;5,000¦ \A1;5,000¦ \A1;5,000¦ \A1;5,000¦ \A1;5,000¦ \A1;5,000¦ \A1;5,000¦ \A1;42,500¦ \A1;200¦ S = 1 / 400¦ 903정거장 방송설비 지하1층 신설평면도(2/2)¦ 1/400¦ 904정거장 방송설비 지하1층 신설평면도 (1/2)¦ 0¦ 0¦ 0¦ -¦ 0¦ 0¦ 0¦ 0¦ (기설활용)¦ -¦ T¦ 7¦ 0¦ 0¦ 3¦ 0¦ 3¦ 4¦ 0¦ 1¦ 6¦ : (16) HIV 1.5㎟x2조¦ NOTE¦ : (16) HIV 1.5㎟x5조¦ : (16) HIV 1.5㎟x6조¦ : (22) HIV 1.5㎟x7조¦ : (22) HIV 1.5㎟x8조¦ : (22) HIV 1.5㎟x10조¦ : (16) HIV 1.5㎟x4조¦ : (16) HIV 1.5㎟x3조¦ KEY PLAN¦ Y00¦ Y01¦ Y02¦ Y-01¦ X15¦ X16¦ X17¦ X18¦ X19¦ X20¦ X21¦ X22¦ X23¦ X24¦ X25¦ X26¦ X27¦ X28¦ X29¦ X30¦ X31¦ X32¦ X33¦ Y03¦ 배수펌프실¦ MATCH LINE DWG No. "S1-TA-S18-DB-015-0"¦ 천정형 5W : 14 EA¦ 지하철 918정거장¦ 노량진¦ 노들¦ 중앙대입구¦ S = 1 / 400¦ 918정거장 방송설비 지하2층 신설평면도(2/2)¦ 1/400¦ 918정거장 방송설비 지하2층 신설평면도 (2/2)¦ (기설활용)¦ T¦ 7¦ 0¦ 0¦ 3¦ 0¦ 3¦ 4¦ 0¦ 0¦ 4¦
| 1단계_정거장 - 복사본 | 1단계_정거장 - 복사본 | 005. T9203075-001 차량기지구내 통신회선 구성도.dwg | ON¦ ON¦ ON¦ MISC¦ MISC¦ 1¦ A¦ B¦ 2¦ 4¦ 3¦ 5¦ 8¦ 7¦ 6¦ 1¦ 3¦ 2¦ 4¦ 5¦ 7¦ 6¦ 8¦ (중요)¦ CRINCAL¦ (긴급)¦ MAJOR¦ (일반)¦ MINOR¦ 경보 LAMP¦ [ IP-MPLS ]¦ 종합관리 및 복지후생동 종합사령실 기계실¦ [ MDF, OFD ]¦ 경비실(후문)¦ [ BACKBON S/W ]¦ 종합관리 및 복지후생동 MIS/AFC실¦ [ OFD ]¦ 시험동¦ 모타카고¦ 종합창고¦ 기취고¦ 차륜전삭고¦ 변전소¦ 주공장¦ 검사고¦ 중정비쎈타¦ 통신기계실 IDF 100P/250P¦ 통신기계실 IDF 100P/250P¦ 통신기계실 광S/W HUB 24Port¦ 통합분소 IDF 100P/200P¦ 수위실 UTP 25P¦ 시험동 UTP 25P¦ 창고 UTP 50P¦ 종합창고 UTP 25P¦ 기취고실 UTP 25P¦ 대기실 UTP 25P¦ 운영대기실 UTP 25P¦ F/S (JF) 0.65x12P (50%차폐)x1조¦ F/S (JF) 0.65x12P (50%차폐)x1조¦ F/S (JF) 0.65x12P (50%차폐)x1조¦ F/S (JF) 0.65x25P (50%차폐)x1조¦ 차체자동세척고¦ 펌프실 UTP 25P¦ 폐수처리장¦ 관리실 UTP 25P¦ F/S (JF) 0.65x12P (50%차폐)x1조¦ OF-SM-8Corex1조 (MIS)¦ OF-SM-8Corex1조 (MIS)¦ OF-SM-8Corex1조 (MIS)¦ F/S (JF) 0.65x100P (50%차폐)x1조¦ F/S (JF) 0.65x100P (50%차폐)x1조¦ F/S (JF) 0.65x100P (50%차폐)x1조¦ 통신기계실 광S/W HUB 24Port¦ 통합분소 광S/W HUB 24Port¦ 경비실(정문)¦ 수위실 UTP 25P¦ 자동일상검사장치실¦ 자동일상검사장실 UTP 25P¦ F/S (JF) 0.65x25P (50%차폐)x1조¦ F/S (JF) 0.65x12P (50%차폐)x1조¦ F/S (JF) 0.65x12P (50%차폐)x1조¦ F/S (JF) 0.65x50P (50%차폐)x1조¦ F/S (JF) 0.65x25P (50%차폐)x1조¦ F/S (JF) 0.65x12P (50%차폐)x1조¦ OF-SM-24CORE¦ 차량기지구내 통신회선 구성도¦ 차량기지구내 통신회선 구성도¦ S = NONE¦ NONE¦ 차량기지¦ 차량기지¦ T¦ 9¦ 2¦ 0¦ 3¦ 0¦ 7¦ 5¦ 0¦ 0¦ 1¦
| 1단계_정거장 - 복사본 | 1단계_정거장 - 복사본 | 076. T9103038-028 AFC PIPING DETAIL.dwg | -¦ T¦ 0¦ 0¦ 0¦ 0¦ 0¦ 0¦ 0¦ 0¦ 0¦ 0¦ 공통¦ ¦ ¦ ¦ ¦ ¦ ¦ ¦ 비상게이트 인터컴 및 락 설치 상세도¦ ¦ ¦ ¦ ¦ ¦ ¦ ¦ ¦ ¦ ¦ ¦ 매표창구(대리석 타일)¦ 콘센트 위치는 매표창구 아래¦ (현장여건에 맞추어 높이 및 간격 조정)¦ (접지2구)¦ 콘센트¦ 후강전선관¦ ACCESS FLOOR¦ FR-CV 3C/4.0㎟x1조¦ FR-CV 3C/4.0㎟x2조¦ FR-CV 3C/4.0㎟x3조¦ 콘센트 설치 상세도(안전관리실)¦ (전기시설분)¦ (접지2구)¦ 콘센트¦ (전기시설분)¦ (접지2구)¦ 콘센트¦ (전기시설분)¦ 전기콘센트 설치는 전기분야에서 시공한다.¦ NOTE¦ \A1;300¦ DETAIL A¦ 호출¦ DETAIL A¦ 100¦ 90¦ 120¦ 90¦ DETAIL B¦ 문열림 방향¦ 고정¦ 프레임 폭변경 : 50mm ->100mm¦ 45¦ 190¦ 760¦ 1,100¦ 60¦ 45¦ F.L¦ 60¦ 60¦ \A1;180¦ \A1;300¦ DETAIL B¦ 축척 : 1/50¦ 축척 : 1/50¦ DETAIL A¦ 인터컴 매입¦ 락매입¦ (프레임 중앙부 취부)¦ 타공 SIZE : 37mm x 192mm(WxH)¦ 간격 : 10mm¦ 인터컴 매입¦ 타공 SIZE : 80mm x 100mm(WxH)¦ 6¦ 6¦ 37¦ 1,150¦ \A1; 25¦ 25¦ 25¦ \A1;1,100¦ 222¦ 25¦ 30타공(케이블인입용)-전후관통¦ ∅¦ 30타공(케이블인입용)-전후관통¦ ∅¦ AFC PIPING DETAIL¦ AFC PIPING DETAIL¦ S = NONE¦ NONE¦ 공통¦ T¦ 9¦ 1¦ 0¦ 3¦ 0¦ 3¦ 8¦ 0¦ 2¦ 8¦ \A1;1.0~2.0¦ \A1;1.0~2.0¦
| 1단계_정거장 - 복사본 | 1단계_정거장 - 복사본 | 041. T7005034-009 912정거장 CCTV,TDI,시계설비 지하3층 철거평면도 (1_2).dwg | P¦ P¦ \A1;2,400¦ \A1;30,700¦ \A1;12,950¦ \A1;78,750¦ \A1;3,750¦ \A1;7,500¦ \A1;7,500¦ \A1;7,500¦ \A1;6,000¦ \A1;4,000¦ \A1;7,500¦ \A1;5,000¦ \A1;5,000¦ \A1;5,000¦ \A1;5,000¦ \A1;5,000¦ \A1;5,000¦ \A1;5,000¦ \A1;5,000¦ \A1;5,000¦ \A1;5,000¦ \A1;5,000¦ \A1;20,000¦ \A1;37,750¦ \A1;41,000¦ \A1;2,400¦ \A1;12,950¦ MATCH LINE DWG No. "S1-TA-S12-DB-023-0"¦ KEY PLAN¦ X07¦ X08¦ X09¦ X11¦ X12¦ X15¦ X16¦ X10¦ X13¦ X14¦ X17¦ X20¦ X21¦ X18¦ X19¦ X22¦ X23¦ X24¦ Y00¦ Y02¦ Y03¦ Y06¦ Y04¦ UP¦ UP¦ 승강장¦ 창 고¦ 승강장¦ 창 고¦ P-1¦ (16) UL 2919-AMESB 24AWG 4Px1조 (TDI)¦ (28) FR-CV 3C/4.0㎟x1조 (TDI POWER)¦ (16) UL 2919-AMESB 24AWG 4Px1조 (TDI)¦ (16) ECX 5C-2Vx1조 (CAMERA)(기존활용)¦ (16) ECX 5C-2Vx1조 (CAMERA)(기존활용)¦ (28) FR-CV 3C/4.0㎟x1조 (TDI POWER)¦ (16) UL 2919-AMESB 24AWG 4Px1조 (TDI)¦ (28) FR-CV 3C/4.0㎟x1조 (TDI POWER)¦ (16) UL 2919-AMESB 24AWG 4Px1조 (TDI)¦ (16) ECX 5C-2Vx1조 (CAMERA)(기존활용)¦ (16) ECX 5C-2Vx1조 (CAMERA)(기존활용)¦ (28) FR-CV 3C/4.0㎟x1조 (TDI POWER)¦ P-3¦ (P19: 300x300x200)¦ (16) UTP Cat.5E 4Px2조 (TDI)¦ (28) OF-MM-12Core(난연)x1조 (TDI)¦ (16) UTP Cat.5E 4Px2조 (TDI)¦ (28) OF-MM-12Core(난연)x1조 (TDI)¦ (16) UTP Cat.5E 4Px2조 (TDI)¦ (28) OF-MM-12Core(난연)x1조 (TDI)¦ (16) UTP Cat.5E 4Px2조 (TDI)¦ (28) OF-MM-12Core(난연)x1조 (TDI)¦ NOTE¦ 1. 광케이블, 전원/접지케이블 (OF-SM-4Core, CV 3C/2.5㎟)¦ 3. 승강장 ANT설치위치: 열차 진행방향 정거장 시종점부에 설치¦ 2. 광케이블, 전원/접지케이블 (OF-SM-8Core, CV 3C/2.5㎟)¦ 본선 TRAY 이용¦ OF-SM-4Cx1조 [공간화상)(철거)¦ F-CV 3C/2.5㎟x1조 (공간화상)(철거)¦ 본선 TRAY 이용¦ OF-SM-4Cx1조 [공간화상)(철거)¦ F-CV 3C/2.5㎟x1조 (공간화상)(철거)¦ vmh¦ vmh¦ (철거)¦ 지하철 912정거장¦ 신목동¦ 선유도¦ 당산¦ 1/400¦ S = 1 / 400¦ 912정거장 CCTV,TDI,시계설비 지하3층 철거평면도(1/2)¦ 912정거장 CCTV,TDI,시계설비 지하3층¦ 철거평면도(1/2)¦ T¦ 7¦ 0¦ 0¦ 5¦ 0¦ 3¦ 4¦ 0¦ 0¦ 9¦ CCTV(기존동축활용)¦ G¦
| 1단계_정거장 - 복사본 | 1단계_정거장 - 복사본 | 028. T7003034-003 904정거장 방송설비 지하2층 신설평면도(1_2).dwg | P¦ KEY PLAN¦ \A1;7500¦ \A1;10681¦ \A1;11638¦ \A1;10681¦ \A1;5680¦ \A1;1061¦ \A1;9620¦ \A1;12600¦ \A1;11400¦ \A1;22800¦ \A1;11400¦ \A1;12600¦ \A1;48000¦ S = 1 / 400¦ 903정거장 방송설비 지하1층 신설평면도(2/2)¦ 1/400¦ 904정거장 방송설비 지하1층 신설평면도 (1/2)¦ 0¦ 0¦ 0¦ -¦ 0¦ 0¦ 0¦ 0¦ -¦ T¦ 7¦ 0¦ 0¦ 3¦ 0¦ 3¦ 4¦ 0¦ 1¦ 6¦ (기설활용)¦ TRAY (600X150)¦ HIV 1.5㎟x4조 (승강장 SP)¦ UP TO 지하1층¦ UP TO 지하1층¦ TRAY (600X150)¦ MATCH LINE DWG No. "S1-TA-S04-DB-016-1.dwg"¦ HIV 1.5㎟x4조 (승강장 SP)¦ HIV 1.5㎟x4조 (승강장 SP)¦ (160 HIV 1.5㎟x4조 (승강장 SP)¦ (16) HIV 1.5㎟x4조 (승강장 SP)¦ : (16) HIV 1.5㎟x6조¦ : (22) HIV 1.5㎟x10조¦ : (22) HIV 1.5㎟x8조¦ : (22) HIV 1.5㎟x7조¦ : (16) HIV 1.5㎟x5조¦ : (16) HIV 1.5㎟x4조¦ : (16) HIV 1.5㎟x3조¦ : (16) HIV 1.5㎟x2조¦ NOTE¦ UP¦ X-03¦ X-02¦ X-01¦ X00¦ X01¦ X02¦ X03¦ X04¦ X05¦ X06¦ X07¦ 7,200¦ 7,500¦ 7,500¦ 7,500¦ 7,500¦ 7,500¦ 7,500¦ 7,500¦ 7,500¦ Y-01¦ Y00¦ Y02¦ Y04¦ Y01¦ Y03¦ Y05¦ UP¦ UP¦ UP¦ 공조기계실-2¦ 승 강 장¦ 승 강 장¦ 정화조¦ 창 고¦ 창 고¦ PSD 기계실¦ PSD 기계실¦ X08¦ X09¦ X10¦ X11¦ 벽부형 3W : 4 EA¦ 천정형 5W : 22 EA¦ 지하철 904정거장¦ 공항시장¦ 신방화¦ 마곡나루¦ S = 1 / 400¦ 904정거장 방송설비 지하2층 신설평면도(1/2)¦ 1/400¦ 904정거장 방송설비 지하2층 신설평면도 (1/2)¦ T¦ 7¦ 0¦ 0¦ 3¦ 0¦ 3¦ 4¦ 0¦ 0¦ 3¦ (기설활용)¦
| 1단계_정거장 - 복사본 | 1단계_정거장 - 복사본 | 013. T1001026-009 908정거장 AFC CABLE WIRING DIAGRAM.dwg | D/I MUX (ROUTER)¦ (통신기계실)¦ 분전반 (전기시설분)¦ (안전관리실)¦ AFC 접지단자함¦ (안전관리실)¦ DPC BOX¦ EM GATE¦ CONTROL BOX¦ AGM 6형 (No.3)¦ AGM 10형 (No.4)¦ AGM 8형 (No.5)¦ AGM 8형 (No.6)¦ AGM 8형 (No.7)¦ ATVM (No.1~2)¦ 환급기 (No.1)¦ FTP Cat.5E 4Px1조¦ UTP Cat.5E 4Px1조¦ FTP Cat.5E 4Px1조¦ F-GV 4.0㎟x2조¦ F-GV 4.0㎟x1조¦ F-GV 4.0㎟x1조¦ HFCO 2C/4.0㎟x1조¦ FTP Cat.5E 4Px2조¦ FR-CVVS 4C/2.5㎟x1조 (DPC)¦ HFCO 3C/4.0㎟x2조¦ HFCO 3C/4.0㎟x1조¦ HFCO 3C/4.0㎟x1조¦ HFCO 3C/4.0㎟x1조¦ HFCO 3C/4.0㎟x1조¦ AAM (No.1)¦ FTP Cat.5E 4Px1조¦ F-GV 4.0㎟x1조¦ HFCO 3C/4.0㎟x1조¦ (안전관리실)¦ (안전관리실)¦ FTP Cat.5E 4Px1조¦ UTP Cat.5E 4Px2조(INT)¦ 화재수신반¦ HFCO 3C/4.0㎟x1조¦ FTP Cat.5E 4Px1조¦ F-GV 4.0㎟x1조¦ 통신UPS¦ (통신기계실)¦ 통합교환설비¦ (통신기계실)¦ SMS (S/W HUB)¦ FTP Cat.5E 4Px1조¦ FTP Cat.5E 4Px1조¦ FTP Cat.5E 4Px1조¦ FTP Cat.5E 4Px1조¦ FTP Cat.5E 4Px1조¦ FTP Cat.5E 4Px1조¦ UTP Cat.5E 4Px2조(INT)¦ UTP Cat.5E 4Px1조(INT)¦ UTP Cat.5E 4Px1조(INT)¦ AGM 12형 (No.1)¦ AGM 10/11형 (No.2)¦ AGM 6형 (No.8)¦ FTP Cat.5E 4Px1조¦ HFCO 3C/4.0㎟x1조¦ 908정거장 AFC CABLE WIRING DIAGRAM¦ 908정거장 AFC CABLE WIRING DIAGRAM¦ S = NONE¦ NONE¦ 지하철 908정거장¦ 가양¦ 증미¦ 등촌¦ T¦ 1¦ 0¦ 0¦ 1¦ 0¦ 2¦ 6¦ 0¦ 0¦ 9¦
| 1단계_정거장 - 복사본 | 1단계_정거장 - 복사본 | 039. T7003034-006 903정거장 방송설비 지하3층 신설평면도-2.dwg | KEY PLAN¦ \A1;4350¦ \A1;{\fHYHeadLine-Medium¦b0¦i0¦c129¦p50;30,000}¦ \A1;5,000 ¦ \A1;7,500¦ \A1;5,000 ¦ \A1;5,000 ¦ \A1;5,000 ¦ \A1;5,000 ¦ \A1;5,000 ¦ \A1;7,500¦ \A1;7,500¦ \A1;7,500¦ \A1;7,500¦ \A1;7450¦ \A1;23600¦ \A1;10,5000¦ \A1;7,500¦ \A1;7,500¦ \A1;4350¦ \A1;7450¦ S = 1 / 400¦ 903정거장 방송설비 지하1층 신설평면도(2/2)¦ 1/400¦ 903정거장 방송설비 지하2층 신설평면도 (2/2)¦ 0¦ 0¦ 0¦ -¦ 0¦ 0¦ 0¦ 0¦ (기설활용)¦ -¦ T¦ 7¦ 0¦ 0¦ 3¦ 0¦ 3¦ 4¦ 0¦ 1¦ 6¦ HIV 1.5㎟x2조 (지하3층 SP)¦ TRAY (600x150)¦ HIV 1.5㎟x4조 (승강장 SP)¦ UP TO 지하2층¦ DOWN TO 지하4층¦ TRAY (600x150)¦ HIV 1.5㎟x4조 (승강장 SP)¦ HIV 1.5㎟x4조 (승강장 SP)¦ TRAY (600x150)¦ PASS 지하1층~지하4층¦ MATCH LINE DWG No. "S1-TA-S03-DB-021-1.dwg"¦ 대 합 실¦ : (16) HIV 1.5㎟x6조¦ : (22) HIV 1.5㎟x10조¦ : (22) HIV 1.5㎟x8조¦ : (22) HIV 1.5㎟x7조¦ : (16) HIV 1.5㎟x5조¦ : (16) HIV 1.5㎟x4조¦ : (16) HIV 1.5㎟x3조¦ : (16) HIV 1.5㎟x2조¦ NOTE¦ E/S 올라감¦ Y01¦ Y00¦ DN¦ E/S¦ DN¦ 대 합 실¦ DN¦ UP¦ UP¦ 공조기계실-2¦ 본선환기실-2¦ Y02¦ E/S 올라옴¦ Y03¦ Y04¦ E/S¦ DN¦ DN¦ X13¦ X14¦ X15¦ X16¦ X17¦ X18¦ X19¦ X20¦ X23¦ X21¦ X22¦ X24¦ X25¦ X26¦ 천정형 3W : 10 EA¦ 벽부형 3W : 6 EA¦ 지하철 903정거장¦ 김포공항¦ 공항시장¦ 신방화¦ S = 1 / 400¦ 903정거장 방송설비 지하3층 신설평면도(2/2)¦ 1/400¦ 903정거장 방송설비 지하3층 신설평면도 (2/2)¦ (기설활용)¦ T¦ 7¦ 0¦ 0¦ 3¦ 0¦ 3¦ 4¦ 0¦ 0¦ 6¦ P¦
| 1단계_정거장 - 복사본 | 1단계_정거장 - 복사본 | 078. T7001034-032 검사고 구내통신설비 지상3층 철거평면도.dwg | INT¦ P¦ \A1;10,000¦ \A1;10,000¦ \A1;10,000¦ \A1;10,000¦ \A1;10,000¦ \A1;10,000¦ \A1;10,000¦ \A1;10,000¦ \A1;10,000¦ \A1;10,000¦ \A1;10,000¦ \A1;10,000¦ \A1;10,000¦ \A1;10,000¦ \A1;140,000¦ \A1;24,000¦ \A1;50,000¦ \A1;27,500¦ \A1;43,000¦ \A1;3,500¦ \A1;15,000¦ \A1;6,400¦ \A1;6,400¦ \A1;2,200¦ \A1;2,000¦ \A1;2,000¦ 옥상 휴게실¦ 옥 상¦ SLOPE¦ SLOPE¦ SLOPE¦ SLOPE¦ SLOPE¦ X12¦ X14¦ X11¦ X10¦ X05¦ X04¦ X02¦ X03¦ X02¦ X01¦ X07¦ X06¦ X08¦ X13¦ X09¦ X00¦ YO0¦ YO1¦ YO3¦ YO2¦ 계단실-1¦ 계단실-2¦ 침실¦ 린넨창고¦ 휴 게 실¦ DN¦ SLOPE¦ SLOPE¦ SLOPE¦ SLOPE¦ DN¦ SLOPE¦ SLOPE¦ SLOPE¦ SLOPE¦ SLOPE¦ SLOPE¦ SLOPE¦ SLOPE¦ SLOPE¦ SLOPE¦ SLOPE¦ SLOPE¦ SLOPE¦ SLOPE¦ SLOPE¦ SLOPE¦ SLOPE¦ SLOPE¦ SLOPE¦ SLOPE¦ SLOPE¦ SLOPE¦ SLOPE¦ SLOPE¦ Ø150 아연도강관선홈통¦ 탕 비 실¦ 샤워실¦ (16) 5C-HFBTx1조 (TV)¦ (22) UTP Cat.5E 4Px4조 (침실)¦ (16) 인터폰선 0.6x2Px4조 (INT)¦ (16) 5C-HFBTx1조 (TV)¦ (36) UTP Cat.5E 4Px9조 (침실x8, 휴게실)¦ (28) 인터폰선 0.6x2Px8조 (INT)¦ DOWN TO 신호기계실¦ (16) 5C-HFBTx1조 (TV)¦ (16) UTP Cat.5E 4Px2조 (침실)¦ (16) 인터폰선 0.6x2Px2조 (INT)¦ R¦ (P28:200x200x100)¦ (P27:200x200x100)¦ (P26:200x200x100)¦ (22) 5C-HFBTx2조 (TV)¦ (16) UTP Cat.5E 4Px2조 (침실)¦ (16) 인터폰선 0.6x2Px2조 (INT)¦ (22) 5C-HFBTx2조 (TV)¦ (22) UTP Cat.5E 4Px4조 (침실)¦ (16) 인터폰선 0.6x2Px4조 (INT)¦ (22) 5C-HFBTx2조 (TV)¦ (16) UTP Cat.5E 4Px1조 (휴게실)¦ (16) 5C-HFBTx1조 (TV)¦ (36) UTP Cat.5E 4Px8조 (침실)¦ (28) 인터폰선 0.6x2Px8조 (INT)¦ (16) 5C-HFBTx1조 (TV)¦ (36) UTP Cat.5E 4Px8조 (침실)¦ (28) 인터폰선 0.6x2Px8조 (INT)¦ 9¦ 8¦ 6¦ 4¦ 2¦ 3¦ 1¦ 5¦ 7¦ 검사고 구내통신설비 지상3층 철거평면도¦ S = 1/600¦ 1/600¦ 차량기지¦ 차량기지¦ 검사고 구내통신설비 지상3층 철거평면도¦ T¦ 7¦ 0¦ 0¦ 1¦ 0¦ 3¦ 4¦ 0¦ 3¦ 2¦ T¦
| 1단계_정거장 - 복사본 | 1단계_정거장 - 복사본 | 037. T7005034-005 916정거장 CCTV,TDI,시계설비 지하3층 신설평면도 (2_2).dwg | G¦ P¦ \A1;7,500¦ \A1;5,000¦ \A1;5,000¦ \A1;5,000¦ \A1;5,000¦ \A1;5,000¦ \A1;5,000¦ \A1;5,000¦ \A1;5,000¦ \A1;5,000¦ \A1;5,000¦ \A1;5,000¦ \A1;5,000¦ \A1;5,000¦ \A1;5,000¦ \A1;5,000¦ \A1;5,000¦ \A1;5,000¦ \A1;5,000¦ \A1;8,750¦ \A1;8,750¦ \A1;8,750¦ \A1;4,375¦ \A1;128,125¦ \A1;7,080¦ \A1;4,950¦ \A1;32,860¦ \A1;7,080¦ \A1;4,950¦ \A1;4,400¦ \A1;4,400¦ TRAY (300x100)¦ UTP CAT.5E 25Px1조 (CONSOLE)¦ UTP CAT.5E 4Px4조 (CONSOLE)¦ FR-CV 3C/6.0㎟x1조 (LSE POWER)¦ UTP Cat.5E 4Px2조 (CL POWER)(신설)¦ F-CV 3C/2.5㎟x1조 (공간화상)(기존활용)¦ OF- SM-4Cx1조 (공간화상)(기존활용)¦ UTP Cat.5E4Px15조 (CAMERA)(신설)¦ OF-SM-8C(난연)x10조(신설) ¦ FR-CV 3C/4.0㎟x10조(신설) ¦ OF-SM-8C(난연)x2조(승강장모니터)(신설) ¦ FR-CV 3C/4.0㎟x2조(승강장모니터)(신설) ¦ -¦ T¦ 7¦ 0¦ 0¦ 3¦ 0¦ 3¦ 4¦ 0¦ 1¦ 6¦ MATCH LINE DWG No. "S1-TA-S16-DB-022-0"¦ KEY PLAN¦ X28¦ X25¦ X23¦ X21¦ X19¦ X17¦ X15¦ X13¦ X11¦ X09¦ X08¦ X07¦ X06¦ X27¦ Y00¦ Y01¦ Y03¦ Y05¦ Y06¦ UP¦ UP¦ 승강장¦ 승강장¦ 창고 2¦ 창고 1¦ 내부계단 4¦ 내부계단 5¦ UP¦ UP¦ 916 정거장 ¦ STA.17km956,000¦ B¦ (P21:300x300x200)¦ P-2¦ P-1¦ P-4¦ P-3¦ B¦ (P20:300x300x200)¦ A¦ B¦ NOTE¦ 1. 광케이블, 전원/접지케이블 (OF-SM-4Core, CV 3C/2.5㎟)¦ 3. 승강장 ANT설치위치: 열차 진행방향 정거장 시종점부에 설치¦ 2. 광케이블, 전원/접지케이블 (OF-SM-8Core, CV 3C/2.5㎟)¦ vmh¦ vmh¦ vmh¦ vmh¦ B¦ (16) UTP Cat.5E4Px1조 (CAMERA)¦ A¦ (16) UTP Cat.5E4Px1조 (CAMERA)¦ (16) UTP Cat.5E4Px1조 (CAMERA)¦ UP TO 지하2층¦ TRAY (600x150)¦ UTP Cat.5E4Px1조 (CAMERA)¦ UP TO 지하2층¦ TRAY (900x150)¦ (16) UTP Cat.5E4Px1조 (CAMERA)¦ UTP Cat.5E4Px1조 (CAMERA)¦ UP TO 지하2층¦ TRAY (900x150)¦ UTP Cat.5E4Px1조 (CAMERA)¦ TRAY (600x150)¦ UP TO 지하2층¦ (16) UTP Cat.5E4Px1조 (CAMERA)¦ (16) OF-SM-8Core(난연)x1조 (모니터)(신설)¦ (28) FR-CV 3C/4.0㎟x1조 (모니터POWER)(신설) ¦ (28) OF-MM-12Core(난연)x1조 (TDI)(기존활용)¦ (16) UL 2919-AMESB 24AWG 4Px1조 (TDI)(기존활용)¦ (28) FR-CV 3C/4.0㎟x1조 (TDI POWER)(기존활용)¦ (16) UTP Cat.5E 4Px2조 (TDI)(기존활용)¦ (28) FR-CV 3C/4.0㎟x1조 (TDI POWER)(기존활용)¦ (16) UL 2919-AMESB 24AWG 4Px1조 (TDI)(기존활용)¦ (16) UTP Cat.5E 4Px2조 (TDI)(기존활용)¦ (28) FR-CV 3C/4.0㎟x1조 (TDI POWER)(기존활용)¦ (16) UL 2919-AMESB 24AWG 4Px1조 (TDI)(기존활용)¦ UTP Cat.5E 4Px2조 (TDI)(기존활용)¦ FR-CV 3C/4.0㎟x1조 (TDI POWER)(기존활용)¦ UL 2919-AMESB 24AWG 4Px1조 (TDI)(기존활용)¦ UTP Cat.5E 4Px2조 (TDI)(기존활용)¦ UL 2919-AMESB 24AWG 4Px1조 (TDI)(기존활용)¦ FR-CV 3C/4.0㎟x1조 (TDI POWER)(기존활용)¦ (16) UTP Cat.5E 4Px2조 (TDI)(기존활용)¦ (16) UL 2919-AMESB 24AWG 4Px1조 (TDI)(기존활용)¦ (28) FR-CV 3C/4.0㎟x1조 (TDI POWER)(기존활용)¦ UTP Cat.5E 4Px2조 (TDI)(기존활용)¦ FR-CV 3C/4.0㎟x1조 (TDI POWER)(기존활용)¦ UL 2919-AMESB 24AWG 4Px1조 (TDI)(기존활용)¦ (28) OF-MM-12Core(난연)x1조 (TDI)(기존활용)¦ (16) UL 2919-AMESB 24AWG 4Px1조 (TDI)(기존활용)¦ (28) FR-CV 3C/4.0㎟x1조 (TDI POWER)(기존활용)¦ UTP Cat.5E 4Px2조 (TDI)(기존활용)¦ UL 2919-AMESB 24AWG 4Px1조 (TDI)(기존활용)¦ FR-CV 3C/4.0㎟x1조 (TDI POWER)(기존활용)¦ (28) FR-CV 3C/4.0㎟x1조 (TDI POWER)(기존활용)¦ (16) UTP Cat.5E 4Px2조 (TDI)(기존활용)¦ (16) UL 2919-AMESB 24AWG 4Px1조 (TDI)(기존활용)¦ OF-MM-12Core(난연)x1조 (TDI)(기존활용)¦ (28) OF-MM-12Core(난연)x1조 (TDI)(기존활용)¦ (28) OF-MM-12Core(난연)x1조 (TDI)(기존활용)¦ OF-MM-12Core(난연)x1조 (TDI)(기존활용)¦ OF-MM-12Core(난연)x1조 (TDI)(기존활용)¦ (28) OF-MM-12Core(난연)x1조 (TDI)(기존활용)¦ (28) OF-MM-12Core(난연)x1조 (TDI)(기존활용)¦ OF-MM-12Core(난연)x1조 (TDI)(기존활용)¦ (16) UTP Cat.5E 4Px2조 (TDI)(기존활용)¦ (16) UTP Cat.5E 4Px2조 (TDI)(기존활용)¦ (16) OF-SM-8C(난연)x1조(CAMERA) ¦ (16) FR-CV 3C/4.0㎟x1조(CAMERA) ¦ (16) OF-SM-8C(난연)x1조(CAMERA) ¦ (16) FR-CV 3C/4.0㎟x1조(CAMERA) ¦ OF-SM-8C(난연)x1조(CAMERA) ¦ FR-CV 3C/4.0㎟x1조(CAMERA) ¦ (16) OF-SM-8C(난연)x1조(CAMERA) ¦ (16) FR-CV 3C/4.0㎟x1조(CAMERA) ¦ (16) OF-SM-8C(난연)x1조(승강자모니터)(신설) ¦ (16) FR-CV 3C/4.0㎟x1조(승강장모니터)(신설) ¦ 승강장모니터(하행)¦ 지하철 916정거장¦ 여의도¦ 샛강¦ 노량진¦ 1/400¦ S = 1 / 400¦ 916정거장 CCTV,TDI,시계설비 지하3층 신설평면도(2/2)¦ 916정거장 CCTV,TDI,시계설비 지하3층¦ 신설평면도(2/2)¦ T¦ 7¦ 0¦ 0¦ 5¦ 0¦ 3¦ 4¦ 0¦ 0¦ 5¦ CCTV(기존동축활용)¦ P¦
| 1단계_정거장 - 복사본 | 1단계_정거장 - 복사본 | 100. T7001034-043 차량기지 부속동 구내통신설비 철거평면도 (차륜전삭고).dwg | H¦ P¦ \A1;3,725¦ \A1;2,000¦ \A1;1,000¦ \A1;300¦ \A1;3,300¦ \A1;425¦ \A1;4,025¦ \A1;3,725¦ \A1;3,950¦ \A1;4,550¦ \A1;12,000¦ \A1;5,000¦ \A1;5,000¦ \A1;30,000¦ \A1;10,000¦ \A1;3,400¦ \A1;2,000¦ \A1;1,000¦ \A1;1,025¦ \A1;1,500¦ \A1;500¦ \A1;500¦ \A1;200¦ \A1;200¦ \A1;330¦ \A1;330¦ \A1;430¦ \A1;430¦ \A1;500¦ \A1;2,000¦ \A1;3,300¦ \A1;2,000¦ \A1;3,300¦ \A1;5,000¦ \A1;10,000¦ \A1;3,300¦ \A1;2,000¦ \A1;10,000¦ \A1;3,300¦ \A1;500¦ \A1;5,000¦ \A1;3,400¦ \A1;2,000¦ \A1;2,000¦ \A1;1,000¦ \A1;5,000¦ \A1;3,300¦ \A1;3,400¦ \A1;1,000¦ \A1;2,000¦ \A1;3,300¦ 수3-7¦ [UTP 25P]¦ [10P]¦ x2¦ (P2:200x200x100)¦ (P1:200x200x100) ¦ [OUTLET] ¦ F/S (JF) 0.65x12P (50%차폐)x1조¦ COD 100mmx1조 (28mmx4조)¦ (28) FR-CV 3C/6.0㎟x1조 (CA POWER)¦ (16) HIV 1.5㎟x2조 (SP)¦ (28) OF-MM-4Core x1조 (CAMERA)¦ : (16) HIV 1.5㎟x2조¦ NOTE¦ : (16) HIV 1.5㎟x4조¦ : (16) HIV 1.5㎟x3조¦ FR-CVVSB 3C/2.5㎟x1조 (SP)¦ FC 100mmx1조 (SPARE)¦ FC 50mmx1조¦ DN¦ 궤도중심선¦ 레일중심선¦ 집수정(500Wx700Lx500DP)¦ 전삭고¦ DN¦ DN¦ 지브크레인기초¦ DN¦ 대기실¦ SLOPE¦ SLOPE¦ X00¦ (건축공사)¦ 궤도기초 연장¦ 어프로치 슬라브 설치구간¦ (건축공사)¦ 콘크리트 조면처리¦ 콘크리트 조면처리¦ X01¦ X02¦ X03¦ X04¦ X05¦ X06¦ X07¦ X08¦ X09¦ X10¦ X11¦ Y03¦ Y02¦ Y01¦ Y00¦ 분철함¦ (건축공사)¦ 궤도기초 연장¦ 어프로치 슬라브 설치구간¦ (건축공사)¦ (500x600x200)¦ (22) ECX 5C-2Vx1조 (CAMERA)¦ (16) HIV 1.5㎟x2조 (SP)¦ 1.2¦ (차륜전삭고)¦ 차량기지 부속동 구내통신설비 철거평면도 (차륜전삭고)¦ S = 1/200¦ 1/200¦ 차량기지¦ 차량기지¦ 차량기지 부속동 구내통신설비 철거평면도 ¦ T¦ 7¦ 0¦ 0¦ 1¦ 0¦ 3¦ 4¦ 0¦ 4¦ 3¦
| 1단계_정거장 - 복사본 | 1단계_정거장 - 복사본 | 029. T7003034-004 919정거장 방송설비 지하2층 신설평면도 (2_2).dwg | \A1;4,250¦ \A1;3,100¦ \A1;23,200¦ \A1;13,600¦ \A1;4,250¦ \A1;7,350¦ \A1;7,350¦ \A1;4,250¦ \A1;7,100¦ \A1;6,500¦ \A1;7,500¦ \A1;7,500¦ \A1;7,500¦ \A1;7,500¦ \A1;7,500¦ \A1;7,500¦ \A1;7,500¦ \A1;7,500¦ \A1;5,000¦ \A1;5,000¦ \A1;5,000¦ \A1;5,000¦ \A1;5,000¦ \A1;5,000¦ \A1;3,750¦ \A1;93,750¦ S = 1 / 400¦ 903정거장 방송설비 지하1층 신설평면도(2/2)¦ 1/400¦ 904정거장 방송설비 지하1층 신설평면도 (1/2)¦ 0¦ 0¦ 0¦ -¦ 0¦ 0¦ 0¦ 0¦ (기설활용)¦ -¦ T¦ 7¦ 0¦ 0¦ 3¦ 0¦ 3¦ 4¦ 0¦ 1¦ 6¦ 각도 : -2.0˚¦ : (16) HIV 1.5㎟x2조¦ NOTE¦ : (16) HIV 1.5㎟x5조¦ : (16) HIV 1.5㎟x6조¦ : (22) HIV 1.5㎟x7조¦ : (22) HIV 1.5㎟x8조¦ : (22) HIV 1.5㎟x10조¦ : (16) HIV 1.5㎟x4조¦ : (16) HIV 1.5㎟x3조¦ KEY PLAN¦ MATCH LINE DWG No. "S1-TA-S19-DB-015-0"¦ 정화조¦ 창고-1¦ 창고-2¦ 배수펌프실¦ UP¦ UP¦ Y00¦ Y01¦ Y02¦ Y03¦ Y04¦ Y05¦ Y06¦ 919 정거장¦ STA.21KM280.000¦ 천정형 5W : 22 EA¦ X30¦ X29¦ X28¦ X27¦ X26¦ X25¦ X24¦ X23¦ X22¦ X21¦ X20¦ X19¦ X18¦ X17¦ X16¦ 지하철 919정거장¦ 노들¦ 중앙대입구¦ 동작¦ S = 1 / 400¦ 919정거장 방송설비 지하2층 신설평면도(2/2)¦ 1/400¦ 919정거장 방송설비 지하2층 신설평면도 (2/2)¦ (기설활용)¦ T¦ 7¦ 0¦ 0¦ 3¦ 0¦ 3¦ 4¦ 0¦ 0¦ 4¦
| 1단계_정거장 - 복사본 | 1단계_정거장 - 복사본 | 050. T9103066-002 909정거장 안전관리실 기기배치도 및 바닥 TRAY 설치도.dwg | \A1;1,720¦ \A1;3,116¦ \A1;3,036¦ TRAY 설치도¦ 906정거장 안전관리실 기기배치도 및 바닥¦ -¦ T¦ 0¦ 0¦ 0¦ 0¦ 0¦ 0¦ 0¦ 0¦ 0¦ 0¦ \A1;6,489¦ \A1;8,487¦ X31¦ X32¦ Y00¦ Y01¦ 안전관리실¦ \A1;1,000¦ \A1;1,000¦ \A1;1,000¦ PSD 제어반¦ 조명제어반¦ 종합집중관리¦ 설비 콘솔1¦ 종합집중관리¦ 설비 콘솔2¦ CCTV 및 통신종합집중관리반¦ 화재탐지반¦ 행선안내¦ 행선안내¦ SMS¦ PRINTER¦ 설비자동제어반¦ \A1;932¦ \A1;1,307¦ \A1;1,807¦ TRAY (W300xH100)¦ 접지단자함¦ UTP 50P¦ UTP 25P¦ L-AFC¦ AFC GATE용¦ (28)x3¦ (28)x6¦ (28)x6¦ \A1;2,180¦ \A1;1,043¦ Equipment Schedule¦ 1¦ 번 호¦ 장 비 명¦ 규 격 (W x D x H)¦ 행선안내¦ 1200x750x1000¦ 설비자동제어반¦ 화재탐지반¦ 조명제어반¦ CCTV 및 통신종합집중관리반¦ PSD 제어반¦ SMS¦ PRINTER¦ 종합집중관리 설비 콘솔1¦ 종합집중관리 설비 콘솔2¦ 1000x600x1600¦ 1800x600x1800¦ 864x600x2304¦ 2652x600x1600¦ 800x800x2000¦ 650x800x1000¦ 700x800x750¦ 600x600x1600¦ 600x600x1600¦ 6¦ 5¦ 4¦ 3¦ 2¦ 10¦ 9¦ 8¦ 7¦ X31¦ X32¦ Y00¦ Y01¦ 안전관리실¦ \A1;1,000¦ \A1;800¦ PSD 제어반¦ 조명제어반¦ 종합집중관리¦ 설비 콘솔1¦ 종합집중관리¦ 설비 콘솔2¦ CCTV 및 통신종합집중관리반¦ 화재탐지반¦ 행선안내¦ 행선안내¦ SMS¦ 설비자동제어반¦ \A1;900¦ \A1;1,200¦ \A1;1,800¦ TRAY (W300xH100)¦ 접지단자함¦ UTP 50P¦ UTP 25P¦ L-AFC¦ AFC GATE용¦ (28)x3¦ (28)x6¦ (28)x6¦ \A1;2,180¦ \A1;1,043¦ 축척 - 2배확대¦ (LSE 1)¦ (LSE 2)¦ \A1;1,200¦ \A1;1,000¦ 909정거장 안전관리실 기기배치도 및 바닥 TRAY 설치도¦ S = 1/50¦ 1/50¦ 지하철 909정거장¦ 가양¦ 등촌¦ 염창¦ TRAY 설치도¦ 909정거장 안전관리실 기기배치도 및 바닥¦ T¦ 9¦ 1¦ 0¦ 3¦ 0¦ 6¦ 6¦ 0¦ 0¦ 2¦ \A1;6,488¦ \A1;7,500¦
| 1단계_정거장 - 복사본 | 1단계_정거장 - 복사본 | 021. T7001034-005 909정거장 전화설비 지하1층 철거평면도 (1_2).dwg | INT¦ AMP¦ 배선반¦ H¦ M¦ IP¦ \A1;30,000¦ \A1;27,023¦ \A1;124,523¦ \A1;67,500¦ \A1;57,023¦ \A1;7,900¦ \A1;28,000¦ \A1;7,600¦ \A1;7,900¦ \A1;6,100¦ \A1;6,100¦ \A1;7,500¦ \A1;7,500¦ \A1;7,500¦ \A1;7,500¦ \A1;7,500¦ \A1;7,500¦ \A1;7,500¦ \A1;7,500¦ \A1;7,500¦ \A1;7,500¦ \A1;7,500¦ \A1;7,500¦ \A1;7,500¦ \A1;5,000¦ \A1;5,000¦ \A1;5,000¦ \A1;5,000¦ \A1;5,000¦ \A1;2,024¦ 2. 증폭기전원은 전기콘센트를 이용한다.¦ 3. 통신기계실 및 안전관리실 MAIN 분전반은 전기에서 설치한다.¦ E/V¦ C¦ UTP Cat.5E 4Px3조 (대합실 공중전화)¦ TRAY (300x100)¦ UTP Cat.5E 4Px2조 (용역원대기실)¦ D¦ UTP Cat.5E 4Px3조 (대합실 공중전화)¦ TRAY (300x100)¦ UTP Cat.5E 4Px2조 (용역원대기실)¦ 인터폰선 0.6x2Px4조 (INT)¦ UTP Cat.5E 25Px2조 (CONSOLE CONTROL, LSE)¦ E¦ UTP Cat.5E 4Px3조 (대합실 공중전화)¦ TRAY (300x100)¦ UTP Cat.5E 4Px2조 (용역원대기실)¦ UTP Cat.5E 4Px4조 (임대상가)¦ MATCH LINE DWG No. "S1-TA-S09-DB-010-0"¦ 1. 음향유도기 전원은 전기콘센트를 이용한다.¦ NOTE¦ F¦ UTP Cat.5E 4Px3조 (대합실 공중전화)¦ UTP Cat.5E 4Px2조 (용역원대기실)¦ UTP Cat.5E 4Px4조 (임대상가)¦ G¦ UTP Cat.5E 4Px2조 (용역원대기실)¦ UTP Cat.5E 4Px4조 (임대상가)¦ UTP Cat.5E 4Px3조 (편의점)¦ OF-MM-4Core (운영원대기실)¦ MATCH LINE¦ A¦ TRAY (300x100)¦ TRAY (300x100)¦ H¦ UTP Cat.5E 4Px3조 (대합실 공중전화)¦ TRAY (300x100)¦ UTP Cat.5E 4Px2조 (용역원대기실)¦ UTP Cat.5E 4Px4조 (임대상가)¦ UTP Cat.5E 4Px3조 (편의점)¦ I¦ TRAY (300x100)¦ TRAY (900x150)¦ J¦ UTP Cat.5E 4Px3조 (승강장 공중전화)¦ DOWN TO 지하 2층¦ K¦ DOWN TO 통신기계실 ACCESS FLOOR¦ UTP Cat.5E 4Px2조 (용역원대기실)¦ UTP Cat.5E 4Px2조 (공조기계실)¦ UTP Cat.5E 4Px2조 (편의점)¦ UTP Cat.5E 25Px1조 (전기실)¦ UTP Cat.5E 25Px1조(운영원대기실)¦ UTP Cat.5E 25Px2조 (안전관리실)¦ UTP Cat.5E 4Px2조 (이동통신기계실)¦ TRAY (600x150)¦ L¦ TRAY (300x100)¦ UTP Cat.5E 4Px2조 (공조기계실)¦ UTP Cat.5E 25Px1조 (전기실)¦ UTP Cat.5E 25Px1조(운영원대기실)¦ UTP Cat.5E 25Px2조 (안전관리실)¦ UTP Cat.5E 4Px2조 (이동통신기계실)¦ UTP Cat.5E 25Px2조 (CONSOLE CONTROL, LSE)¦ M¦ TRAY (300x100)¦ UTP Cat.5E 25Px1조 (전기실)¦ UTP Cat.5E 25Px1조(운영원대기실)¦ UTP Cat.5E 25Px2조 (안전관리실)¦ UTP Cat.5E 25Px2조 (CONSOLE CONTROL, LSE)¦ UTP Cat.5E 4Px4조 (임대상가)¦ UTP Cat.5E 4Px6조 (승강장 공중전화)¦ UTP Cat.5E 4Px3조 (대합실 공중전화)¦ OF-MM-4Core (운영원대기실)¦ OF-MM-4Core (운영원대기실)¦ B¦ (16) UTP Cat.5E 4Px2조 (용역원대기실)¦ UTP Cat.5E 4Px3조 (대합실 공중전화)¦ UTP Cat.5E 4Px6조 (승강장 INT)¦ X-09¦ X-07¦ X-05¦ X-03¦ X-01¦ X00¦ X01¦ X02¦ X03¦ X04¦ X06¦ X08¦ Y04¦ Y03¦ Y02¦ Y01¦ Y00¦ DN¦ 발매기실 1¦ 편의점¦ 대합실¦ 용역창고¦ 용역원대기실¦ DN¦ DN¦ 통신기계실¦ 이동통신기계실¦ 복 도¦ 공조기계실¦ 물탱크실¦ 외부계단 1¦ 내부계단 1¦ 내부계단 2¦ 화장실¦ UP¦ UP¦ UP¦ 외부통로¦ 외부계단 4¦ 외부계단 5¦ 외부통로계단2¦ UP¦ MATCH LINE¦ x2¦ x2¦ x2¦ x4¦ x2¦ (P4:400x400x200)¦ (P5:200x200x100)¦ (P6:200x200x100)¦ 지상E/L¦ (16) 인터폰선 0.6x2Px4조 (INT)¦ DOWN TO CP PANEL¦ (16) 인터폰선 0.6x2Px4조 (INT)¦ UTP 25P¦ [TB No.1]¦ TRAY (300x100)¦ (22) UTP Cat.5E 4Px4조 (임대상가)¦ (16) 인터폰선 0.6x2Px4조 (INT)¦ (16) 인터폰선 0.6x2Px4조 (INT)¦ (16) UTP Cat.5E 4Px2조 (공조기계실)¦ (16) UTP Cat.5E 4Px2조 (이동통신기계실)¦ UTP Cat.5E 4Px3조 (승강장 공중전화)¦ TRAY (300x100)¦ C¦ D¦ F¦ G¦ H¦ I¦ J¦ L¦ M¦ K¦ 공중전화¦ (P7:100x100x100)¦ (P8:100x100x100)¦ UTP Cat.5E 4Px3조 (승강장 공중전화)¦ TRAY (900x150)¦ DOWN TO 지하 2층¦ (54)x2 SPARE (KT LINE)¦ A¦ B¦ E¦ (22) UTP Cat.5E 4Px3조 (대합실공중전화)¦ UTP Cat.5E 4Px3조 (승강장 INT)¦ UTP Cat.5E 4Px3조 (승강장 INT)¦ UTP Cat.5E 4Px3조 (승강장 INT)¦ (기계분야 인터폰 모장치)¦ 인터폰선 0.6x2Px3조 (INT)¦ (16) UTP Cat.5E 4Px3조 (편의점)¦ (16) 인터폰선 0.6x2Px각1조 (콜폰)¦ (28) UTP Cat.5E 25Px1조 (콜폰)¦ (28) UTP Cat.5E 25Px1조 (콜폰)¦ UTP Cat.5E 4Px1조 (편의점)¦ UTP Cat.5E 4Px1조 (편의점)¦ (16) 인터폰선 0.6x2Px4조 (INT)¦ DOWN TO CP PANEL¦ (16) 인터폰선 0.6x2Px4조 (INT)¦ DOWN TO CP PANEL¦ UTP Cat.5E 25Px1조 (콜폰)¦ 인터폰선 0.6x2Px9조 (INT)¦ (16) UTP Cat.5E 4Px2조 (이동통신기계실)¦ UTP Cat.5E 25Px1조 (콜폰)¦ 인터폰선 0.6x2Px9조 (INT)¦ UTP Cat.5E 25Px2조 (CONSOLE CONTROL, LSE)¦ OF-MM-4Core (운영원대기실)¦ UTP Cat.5E 4Px2조 (용역원대기실)¦ UTP Cat.5E 4Px2조 (공조기계실)¦ UTP Cat.5E 4Px2조 (편의점)¦ UTP Cat.5E 25Px1조 (전기실)¦ UTP Cat.5E 25Px1조(운영원대기실)¦ UTP Cat.5E 25Px2조 (안전관리실)¦ UTP Cat.5E 4Px2조 (이동통신기계실)¦ UTP Cat.5E 4Px4조 (임대상가)¦ UTP Cat.5E 4Px3조 (승강장 공중전화)¦ UTP Cat.5E 4Px3조 (대합실 공중전화)¦ UTP Cat.5E 4Px3조 (승강장 INT)¦ UTP Cat.5E 25Px1조 (콜폰)¦ 인터폰선 0.6x2Px9조 (INT)¦ UTP Cat.5E 25Px1조 (콜폰)¦ 인터폰선 0.6x2Px4조 (INT)¦ UTP Cat.5E 25Px1조 (콜폰)¦ 인터폰선 0.6x2Px4조 (INT)¦ UTP Cat.5E 25Px1조 (콜폰)¦ 인터폰선 0.6x2Px5조 (INT)¦ MATCH LINE¦ (54)x2 SPARE (KT LINE)¦ MATCH LINE¦ (22) UTP Cat.5E 4Px4조 (임대상가)¦ UTP Cat.5E 4Px4조 (임대상가)¦ UTP Cat.5E 4Px4조 (임대상가)¦ UTP Cat.5E 4Px4조 (임대상가)¦ (16) 인터폰선 0.6x2Px3조 (INT)¦ 수공¦ KT MANHOLE ¦ (김포16 직4)¦ (700x400x100)¦ 천정형UTP25P¦ 3-41~44¦ 3-45~48¦ 4-1~4¦ 4-5~8¦ 3-21~24¦ 3-25~28¦ 3-1~4¦ 3-5~8¦ 3-11~14¦ 3-15~18¦ 3-31~34¦ 3-35~38¦ 12¦ 13¦ 1¦ 2¦ 3¦ 4¦ 5¦ 6¦ 11¦ 10¦ 9¦ 7¦ 8¦ 임대상가¦ KEY PLAN¦ (철거)¦ (철거)¦ 지하철 909정거장¦ 가양¦ 등촌¦ 염창¦ 1/400¦ 909정거장 전화설비 지하1층 철거평면도(1/2)¦ S = 1/400¦ 909정거장 전화설비 지하1층 철거평면도(1/2)¦ T¦ 7¦ 0¦ 0¦ 1¦ 0¦ 3¦ 4¦ 0¦ 0¦ 5¦ (기설활용)¦ P¦
| 1단계_정거장 - 복사본 | 1단계_정거장 - 복사본 | 027. T7001034-010 916정거장 전화설비 지하3층 철거평면도 (2_2).dwg | INT¦ \A1;7,500¦ \A1;5,000¦ \A1;5,000¦ \A1;5,000¦ \A1;5,000¦ \A1;5,000¦ \A1;5,000¦ \A1;5,000¦ \A1;5,000¦ \A1;5,000¦ \A1;5,000¦ \A1;5,000¦ \A1;5,000¦ \A1;5,000¦ \A1;5,000¦ \A1;5,000¦ \A1;5,000¦ \A1;5,000¦ \A1;5,000¦ \A1;8,750¦ \A1;8,750¦ \A1;8,750¦ \A1;4,375¦ \A1;128,125¦ \A1;7,080¦ \A1;4,950¦ \A1;32,860¦ \A1;7,080¦ \A1;4,950¦ \A1;4,400¦ \A1;4,400¦ 1. 음향유도기 전원은 전기콘센트를 이용한다.¦ NOTE¦ 2. 증폭기전원은 전기콘센트를 이용한다.¦ 3. 통신기계실 및 안전관리실 MAIN 분전반은 전기에서 설치한다.¦ MATCH LINE DWG No. "S1-TA-S16-DB-012-0"¦ KEY PLAN¦ X28¦ X25¦ X23¦ X21¦ X19¦ X17¦ X15¦ X13¦ X11¦ X09¦ X08¦ X07¦ X06¦ X27¦ Y00¦ Y01¦ Y03¦ Y05¦ Y06¦ UP¦ UP¦ 승강장¦ 승강장¦ 창고 2¦ 창고 1¦ 내부계단 4¦ 내부계단 5¦ UP¦ UP¦ 916 정거장 ¦ STA.17km956,000¦ (16) UTP Cat.5E 4Px1조 (승강장 INT)¦ (16) UTP Cat.5E 4Px1조 (승강장 INT)¦ (16) UTP Cat.5E 4Px1조 (승강장 INT)¦ (16) UTP Cat.5E 4Px1조 (승강장 INT)¦ (16) UTP Cat.5E 4Px1조 (승강장 INT)¦ (P23:100x100x100)¦ (P25:400x400x300)¦ (P31:300x300x200)¦ TRAY (900x150)¦ UP TO 지하2층¦ (P22:400x400x200)¦ (P30:400x400x200)¦ UP TO 지하2층¦ TRAY (900x150)¦ (P21:400x400x200)¦ (16) UTP Cat.5E 4Px1조 (승강장 INT)¦ (16) UTP Cat.5E 4Px1조 (승강장 INT)¦ (P29:300x300x200)¦ UTP Cat.5E 4Px1조 (승강장 INT)¦ UTP Cat.5E 4Px1조 (승강장 INT)¦ TRAY (900x150)¦ UP TO 지하2층¦ UTP Cat.5E 4Px1조 (승강장 INT)¦ (P24:400x400x300)¦ (P28:400x400x200)¦ TRAY (600x150)¦ UP TO 지하2층¦ UTP Cat.5E 4Px1조 (승강장 INT)¦ DOWN TO 승강장 PIT¦ 접지단자함¦ 접지¦ 지하철 916정거장¦ 여의도¦ 샛강¦ 노량진¦ 1/400¦ 916정거장 전화설비 지하3층 철거평면도(2/2)¦ S = 1/400¦ 916정거장 전화설비 지하3층 철거평면도(2/2)¦ T¦ 7¦ 0¦ 0¦ 1¦ 0¦ 3¦ 4¦ 0¦ 1¦ 0¦ (기설활용)¦ P¦
| 1단계_정거장 - 복사본 | 1단계_정거장 - 복사본 | 001. T1001001~003 919 정거장 목록표,범례도, 표지,간지.dwg | T¦ 1¦ 0¦ 0¦ 1¦ 0¦ 0¦ 3¦ 0¦ 0¦ 1¦ (공통 상세도)¦ 공통¦ T¦ 1¦ 0¦ 0¦ 0¦ 0¦ 0¦ 0¦ 0¦ 0¦ 0¦ 네트워크장비 통신기기실 실장도¦ 서지보호기 상세도¦ DU 시스템 상세도¦ DU RACK 상세도¦ RRU 시스템 상세도¦ OFD 48C 상세도¦ OFD 24C 상세도¦ FDF 48C 상세도¦ 실내안테나 설치상세도¦ 옥상안테나폴[5M] 상세도¦ 옴니 안테나 상세도¦ 정류기 상세도¦ RACK 접지상세도¦ 수공 상세도[1/2]¦ 수공 상세도[2/2]¦ 수공철개 상세도¦ PIPING 상세도[1/3]¦ PIPING 상세도[2/3]¦ PIPING 상세도[3/3]¦ TERMINAL BOX 상세도¦ 접지함 상세도¦ WALL PULLBOX DETAIL¦ 여자화장실 INTERPHONE DETAIL¦ RACK 바닥고정 설치상세도¦ 광점퍼코드[OJC]상세도¦ 도면번호¦ 구 분¦ 도 면 명¦ 축 척¦ 도면번호¦ 구 분¦ 축 척¦ 도면번호¦ 구 분¦ 축 척¦ 1¦ 2¦ 도면목록표¦ NONE¦ 3¦ NONE¦ 4¦ NONE¦ 5¦ NONE¦ 6¦ 7¦ 8¦ 1/100¦ 9¦ 10¦ 11¦ 12¦ 13¦ 14¦ 15¦ 16¦ 17¦ 18¦ 19¦ 20¦ 21¦ 22¦ 23¦ 24¦ 25¦ 26¦ 도 면 명¦ 도 면 명¦ 1/600¦ NONE¦ 도 면 목 록 표¦ NONE¦ 도 면 목 록 표¦ S = NONE¦ 919정거장 CIRCUIT WIRING SYSTEM DIAGRAM / 철거¦ 919정거장 종합무선중계,열차무선설비 DIAGRAM¦ NONE¦ NONE¦ NONE¦ NONE¦ NONE¦ NONE¦ NONE¦ NONE¦ NONE¦ NONE¦ NONE¦ NONE¦ 정거장 통신설비 계통도¦ 범례도¦ 919정거장 ¦ 27¦ 28¦ 29¦ 30¦ 31¦ 32¦ 33¦ 34¦ 35¦ 919정거장 통신기계실 기기배치도 및 바닥 TRAY 설치도¦ 36¦ 37¦ 38¦ 39¦ 40¦ 41¦ 42¦ 43¦ 44¦ 공통상세도¦ 45¦ 46¦ NONE¦ NONE¦ NONE¦ NONE¦ NONE¦ 47¦ 48¦ 49¦ 50¦ 51¦ 52¦ 53¦ 54¦ 55¦ 56¦ 57¦ 58¦ 59¦ 60¦ 61¦ 62¦ 63¦ 64¦ 65¦ 66¦ 67¦ 68¦ 69¦ 70¦ 71¦ 72¦ 73¦ 74¦ NONE¦ NONE¦ NONE¦ NONE¦ NONE¦ NONE¦ NONE¦ NONE¦ NONE¦ NONE¦ NONE¦ NONE¦ NONE¦ NONE¦ NONE¦ 심 볼¦ 명 칭¦ 비 고¦ 심 볼¦ 명 칭¦ 비 고¦ ( 36 )¦ ATT¦ 관 로 케 이 블 포 설 (신설)¦ GND¦ MGB¦ 직 매 케 이 블 포 설¦ 트 라 후 내 포 설¦ 천 장 노 출 배 관¦ 케 이 블 접 속¦ 바 닥 배 관¦ 전 선 관 규 격¦ 전 선 관 상 향¦ 전 선 관 하 향¦ 전 선 관 통 과¦ 분 전 반¦ U T P 단 자 함¦ 주 접 지 단 자 함¦ 접 지 단 자 함¦ 천 장 형 풀 박 스¦ 기 설 천 장 형 풀 박 스¦ 벽 부 형 풀 박 스¦ 아 웃 레 트 박 스¦ 인 공¦ 수 공 (신 설)¦ 모 듈 러 잭 (R J - 4 5)¦ 구 내 전 화¦ 역 간 직 통 전 화¦ 사 령 전 화¦ 키 폰 전 화 모 장 치¦ 키 폰 전 화 자 장 치¦ 인 터 폰 자 장 치¦ 모 사 전 송 장 치¦ 콜 폰¦ T V 단 자¦ 장 애 자 용 유 도 음 향 장 치¦ 증 폭 기¦ 천 장 형 스 피 커 (3 W)¦ 벽 부 형 스 피 커 (3 W)¦ 벽 부 형 스 피 커 (3 W)¦ 천 장 형 스 피 커 (5 W)¦ 벽 부 형 스 피 커 (5 W)¦ 컬 럼 형 스 피 커 (20 W)¦ 음 량 조 절 기¦ H I V 1 . 5 ㎟ x 3 조¦ 안 테 나¦ 카 메 라¦ 펜 틸 트 카 메 라¦ 열 차 행 선 안 내 게 시 기¦ 부 모 시 계¦ 자 시 계¦ 사 각 시 계¦ M¦ 방 송 단 자 함¦ P¦ P¦ KP¦ KP¦ H¦ M¦ G¦ PA AMP¦ T¦ 기 설 벽 부 형 풀 박 스¦ INT¦ H o r n 스 피 커 (30 W)¦ 4D¦ AMP¦ T V 분 배 기¦ T V 증 폭 기¦ C/R¦ ACU¦ 출 입 통 제 자 장 치¦ 출 입 통 제 주 장 치¦ 종 단 저 항¦ (200x200x100)¦ (400x500x150)¦ 심 볼¦ 명 칭¦ 비 고¦ SMS¦ ATVM¦ AAM¦ AGM¦ 자 동 발 매 기¦ 자 동 정 산 기¦ 역 단 위 전 산 기¦ 개 집 표 기¦ 케 이 블 트 레 이¦ 일 반 전 화 (국선)¦ KT¦ ATTENUATOR 포함¦ 수치규격표시¦ 수치규격표시¦ 분 배 기¦ D¦ 승 강 장 천 장 노 출 배 관¦ (36) : 수치규격표시¦ 인터폰¦ 모장치¦ 인 터 폰 모 장 치¦ MSC¦ MWS¦ 시스템박스¦ 컬 럼 형 스 피 커 (10 W)¦ INSTALLATION OF DUCT SYSTEM¦ INSTALLATION OF DIRECTBURIED CABLE¦ INSTALLATION OF TROUGH SYSTEM¦ CABLE TRAY¦ CABLE IN CONDUIT CELING EXPOSED¦ CABLE JOINT¦ CABLE IN CONDUIT FLOOR EXPOSED¦ CONDUIT SIZE¦ CONDUIT GOING UPWARD¦ CONDUIT GOING DOWNWARD¦ CONDUIT PASSING¦ POWER DISTRIBUTION BOARD¦ UTP TERMINAL BOX¦ PUBLIC ADDRESS TERMINAL BOX¦ MAIN GROUND BOX¦ EARTH TERMINAL BOX¦ CEILING PULL BOX¦ CEILING PULL BOX¦ WALL PULL BOX¦ WALL PULL BOX¦ MODULAR JACK¦ SYSTEM BOX¦ INTERIOR TELEPHONE¦ MAGNETIC TELEPHONE¦ DISPATCH TELEPHONE¦ KEYPHONE MASTER¦ KEYPHONE SLAVE¦ AUTOMATIC TELEPHONE¦ INTERPHONE MASTER¦ INTERPHONE SLAVE¦ FACSIMILE¦ CALL PHONE¦ OUTLET FOR TV¦ AMPLIFILER¦ SPEAKER (CEILING MOUNTED TYPE)¦ SPEAKER (WALL MOUNTED TYPE)¦ SPEAKER (WALL MOUNTED TYPE)¦ SPEAKER (CEILING MOUNTED TYPE)¦ SPEAKER (WALL MOUNTED TYPE)¦ SPEAKER (COLUMN MOUNTED TYPE)¦ SPEAKER (COLUMN MOUNTED TYPE)¦ SPEAKER (HORN MOUNTED TYPE)¦ ATTENUATOR¦ DISTRIBUTOR FOR TV¦ BOOSTER FOR TV¦ CAMERA FOR CCTV¦ PANTILTED CAMERA¦ DISPLAY FOR TRAIN DESTINATION INDICATION¦ REPEAT ELETRIC CLOCK¦ SLAVE ELECTRIC CLOCK (WALL MOUNTED TYPE)¦ INDEPENDENCE OUTSIDE CLOCK¦ ACCESS CONTROL UNIT¦ CARD READER¦ ANTENNA¦ DISTRIBUTOR FOR RADIO COMMUNICATION¦ DUMMY LOAD¦ STATION MONITORING SYSTEM¦ AUTOMATIC TICKET VENDING MACHINE¦ AUTOMATIC ADD FARE MACHINE¦ AUTOMATIC GATE MACHINE¦ CABLE IN CONDUIT CELING EXPOSED FOR PALTFORM¦ OUTLET BOX¦ Man Hole¦ Hand Hole¦ 토크백¦ 모장치¦ 토 크 백 모 장 치¦ TALK BACK MASTER¦ 수 공 (기 설)¦ H¦ Hand Hole¦ 관 로 케 이 블 포 설 (기설)¦ INSTALLATION OF DUCT SYSTEM¦ 콤바이너¦ c¦ COMBINER¦ 소 방 무 선 접 속 단 자 함¦ RADIO TERMINAL CONNECTION BOX FOR THE FIRE¦ 관 리 역 전 산 기¦ MANAGING STATION COMPUTER¦ 유 지 보 수 전 산 기¦ MAINTENCE WORK STATION¦ 연 선 전 화¦ WAY SIDE TELEPHONE¦ 토 크 백¦ TALK BACK¦ Vmh¦ VMT¦ 환급기¦ V M 수 신 기¦ V M 송 신 기¦ 출 입 구 및 환 승 통 로 안 내 게 시 기¦ L¦ 환 급 기¦ 범 례 도¦ NONE¦ 범 례 표¦ S = NONE¦ 서지보호기 상세도¦ OPDP 상세도¦ RRU 시스템 상세도¦ OFD 48C 상세도¦ FDF 48C 상세도¦ 실내안테나 설치상세도¦ 옴니 안테나 상세도¦ RACK 접지상세도¦ PIPING 상세도[1/3]¦ PIPING 상세도[2/3]¦ PIPING 상세도[3/3]¦ TERMINAL BOX 상세도¦ 접지함 상세도¦ WALL PULLBOX DETAIL¦ 여자화장실 INTERPHONE DETAIL¦ RACK 바닥고정 설치상세도¦ 광점퍼코드[OJC]상세도¦ 방송설비 설치 상세도¦ 천정형 P/T BRACKET 설치 상세도¦ 자시계 외형도¦ 카메라 설치 상세도¦ 행선안내 표시기 외형도¦ 행선안내 표시기 현장 설치도¦ 출입구 및 환승통로 게시기 상세도¦ 출입통제시스템 설치 상세도¦ 종합무선중계설비 상세도¦ 발매기 설치 상세도¦ AFC PIPING DETAIL¦ AGM CHANEL BASE 설치 상세도¦ 무선통신 외부단자 및 공시청 안테나 설치 상세도¦ T1001002-001¦ T1001003-001¦ T1001004-001¦ 919정거장 CIRCUIT WIRING SYSTEM DIAGRAM / 신설¦ T1001026-001¦ T1001026-002¦ 919정거장 종합무선중계설비 지하1층 평면도¦ T4009934-001¦ 919(흑석) 역사노드 랙 배치도¦ 919정거장 역사 L3스위치 인터페이스 구성도¦ T9103026-001¦ T9103075-001¦ T9103066-001¦ T9103038-001¦ T9103038-002¦ T9103038-003¦ T9103038-004¦ T9103038-005¦ T9103038-006¦ T9103038-007¦ T9103038-008¦ T9103038-009¦ T9103038-010¦ T9103038-011¦ T9103038-012¦ T9103038-013¦ T9103038-014¦ T9103038-015¦ T9103038-016¦ T9103038-017¦ T9103038-018¦ T9103038-019¦ T9103038-020¦ T9103038-021¦ T9103038-022¦ T9103038-023¦ T9103038-024¦ T9103038-025¦ T9103038-026¦ T9103038-027¦ T9103038-028¦ T9103038-029¦ T9103038-030¦ 919정거장 통신기계실 & 안전관리실 CABLE WIRING DIAGRAM¦ 919정거장 AFC SYSTEM DIAGRAM ¦ 919정거장 AFC CABLE WIRING DIAGRAM ¦ 919정거장 출입통제설비 CABLE WIRING DIAGRAM ¦ 919정거장 출입통제설비 CABLE WIRING DIAGRAM / 철거¦ T7001034-001¦ T7001034-002¦ T7001034-003¦ T7001034-004¦ T7001034-005¦ T7001034-006¦ T7001034-007¦ T7001034-008¦ T7005034-001¦ T7005034-002¦ T7005034-003¦ T7005034-004¦ T7005034-005¦ T7005034-006¦ T7005034-007¦ T7005034-008¦ T1001026-003¦ T1001026-004¦ T1001026-005¦ T1001026-006¦ T1001026-007¦ T1001026-008¦ T1001026-009¦ T1001026-010¦ T1001026-011¦ T1001026-012¦ T1001026-013¦ T9103066-002¦ T9103066-003¦ T9103066-004¦ 919정거장 AFC SYSTEM DIAGRAM / 철거¦ T7003034-001¦ T7003034-002¦ T7003034-003¦ T7003034-004¦ 919정거장 AFC설비 지하1층 장비배치도 ¦ T7009934-001¦ T7009934-002¦ T7009934-003¦ T7009934-004¦ 919정거장 출입통제설비 지하1층 평면도 (1/2) ¦ 1/400¦ 919정거장 AFC CABLE WIRING DIAGRAM / 철거¦ 919정거장 AFC설비 지하1층 장비배치도 / 철거 ¦ 1/50¦ 1/600¦ 1/600¦ 1/400¦ 1/400¦ 1/400¦ 1/400¦ 1/400¦ 1/400¦ 1/400¦ 1/400¦ 919정거장 AFC설비 지하1층 평면도 ¦ T5001034-001¦ 1/400¦ 919정거장 출입통제설비 지하1층 평면도 (2/2) ¦ 1/400¦ 919정거장 출입통제설비 지하1층 철거평면도 (1/2) ¦ 1/400¦ 919정거장 출입통제설비 지하1층 철거평면도 (2/2) ¦ 1/400¦ 919정거장 안전관리실 기기배치도 및 바닥 TRAY 설치도¦ 919정거장 COMMUNICATION CABLE WIRING DIAGRAM¦ 919정거장 전화설비 지하1층 신설평면도 (1/2)¦ 919정거장 CCTV,TDI,시계설비 CABLE WIRING DIAGRAM¦ 919정거장 CCTV,TDI,시계설비 지하1층 신설평면도 (1/2)¦ 919정거장 전화설비 지하1층 신설평면도 (2/2)¦ 919정거장 전화설비 지하2층 신설평면도(1/2)¦ 919정거장 전화설비 지하2층 신설평면도(2/2)¦ 919정거장 전화설비 지하1층 철거평면도 (1/2)¦ 919정거장 전화설비 지하1층 철거평면도 (2/2)¦ 919정거장 전화설비 지하2층 철거평면도(1/2)¦ 919정거장 전화설비 지하2층 철거평면도(2/2)¦ 919정거장 CCTV,TDI,시계설비 지하1층 신설평면도 (2/2)¦ 919정거장 CCTV,TDI,시계설비 지하2층 신설평면도(1/2)¦ 919정거장 CCTV,TDI,시계설비 지하2층 신설평면도(2/2)¦ 919정거장 CCTV,TDI,시계설비 지하1층 철거평면도 (1/2)¦ 919정거장 CCTV,TDI,시계설비 지하1층 철거평면도 (2/2)¦ 919정거장 CCTV,TDI,시계설비 지하2층 철거평면도(1/2)¦ 919정거장 CCTV,TDI,시계설비 지하2층 철거평면도(2/2)¦ 919정거장 방송설비 지하1층 신설평면도 (2/2)¦ 919정거장 방송설비 지하2층 신설평면도(1/2)¦ 919정거장 방송설비 지하2층 신설평면도(2/2)¦ 919정거장 방송설비 지하1층 신설평면도 (1/2)¦ 919정거장 방송설비 CABLE WIRING DIAGRAM¦ NONE¦ NONE¦ NONE¦ NONE¦ NONE¦ NONE¦ NONE¦ NONE¦ NONE¦ NONE¦ NONE¦ 1/400¦ 1/400¦ 1/400¦ 1/400¦ 1/400¦ 1/400¦ 1/400¦ 1/400¦ 1/400¦ 1/400¦ 1/400¦ 1/400¦ 75¦ 76¦ 77¦ 78¦ T¦ 공통¦ 1¦ 0¦ 0¦ 1¦ 0¦ 0¦ 2¦ 0¦ 0¦ 1¦ 서울시메트로9호선(주) 대체투자(신호 및 통신설비) 타당성조사, 기본 및 실시설계 용역¦ 실 시 설 계 도 면¦ 2019. 03. ¦ [ 통신 설비-919정거장 ]¦ (주)안세기술 컨소시엄¦ 서울시메트로 9호선(주)¦ 서울시메트로9호선(주) 대체투자(신호 및 통신설비) 타당성조사, 기본 및 실시설계 용역¦ 실 시 설 계 도 면¦ 2019. 03. ¦ [ 통신 설비-905정거장 ]¦ (주)안세기술 컨소시엄¦ 서울시메트로 9호선(주)¦ (919 정거장)¦
| 1단계_정거장 - 복사본 | 1단계_정거장 - 복사본 | 073. T9103038-025 출입통제시스템 설치 상세도.dwg | \A1;1,500¦ \A1;1,500¦ \A1;1,500¦ -¦ T¦ 0¦ 0¦ 0¦ 0¦ 0¦ 0¦ 0¦ 0¦ 0¦ 0¦ 공통¦ 종 합 사 령 실 ¦ 경보표시기¦ 출입 제어용 COMPUTER¦ 통 신 기 계 실¦ ACU¦ 전기실¦ <적용기기>¦ 변전실¦ <적용기기>¦ 통신기계실¦ <적용기기>¦ 발매기실¦ <적용기기>¦ UTP Cat.5E 4P¦ HID¦ CEILING¦ 고정문¦ ACTIVE DOOR¦ 외부¦ 내부¦ 출입통제 계통도¦ 단면 상세도¦ 설치 상세도 (안전관리실)¦ CARD READER¦ SWITCH BOX¦ OUTLET BOX¦ CARD READER¦ MAGNETIC LOCK¦ OUTLET BOX¦ 전송망¦ ELECTRO-MAGNETIC LOCK¦ CARD READER¦ ELECTRO-MAGNETIC LOCK¦ CARD READER¦ ELECTRO-MAGNETIC LOCK¦ CARD READER¦ ELECTRO-MAGNETIC LOCK¦ CARD READER¦ UTP Cat.5E 4Px2조¦ UTP Cat.5E 4Px2조¦ UTP Cat.5E 4Px2조¦ UTP Cat.5E 4Px2조¦ UTP Cat.5E 4Px2조¦ 안전관리실¦ 모 니 터¦ HID¦ CEILING¦ 고정문¦ ACTIVE DOOR¦ 설치 상세도 (통신기계실, 변전실, 전기실)¦ CARD READER¦ MAGNETIC LOCK¦ OUTLET BOX¦ HID¦ CEILING¦ 설치 상세도 (발매기실)¦ CARD READER¦ MAGNETIC LOCK¦ OUTLET BOX¦ ELECTRO-MAGNETIC LOCK¦ <적용기기>¦ CARD READER¦ EXIT BUTTON¦ 안전관리실¦ EXIT BUTTON¦ PUSH ¦ 출입통제시스템 설치 상세도¦ 출입통제시스템 설치 상세도¦ S = NONE¦ NONE¦ T¦ 9¦ 1¦ 0¦ 3¦ 0¦ 3¦ 8¦ 0¦ 2¦ 5¦
| 1단계_정거장 - 복사본 | 1단계_정거장 - 복사본 | 035. T7005034-006 904정거장 CCTV,TDI,시계설비 지하1층 철거평면도(2_2).dwg | P¦ P¦ C/R¦ KEY PLAN¦ \A1;11400¦ \A1;22800¦ \A1;11400¦ \A1;3400¦ \A1;16000¦ \A1;3400¦ \A1;22800¦ \A1;8000¦ \A1;8000¦ L¦ S = 1 / 400¦ 901정거장 CCTV,TDI,시계,출입통제설비 지하1층 철거평면도(1/2)¦ 903정거장 CCTV,TDI,시계,출입통제설비,¦ 지하1층 철거평면도(2/2)¦ S = 1 / 400¦ 925정거장 CCTV,TDI,시계설비 지하2층 철거평면도(1/2)¦ 925정거장 CCTV,TDI,시계설비 지하2층¦ 철거평면도(1/2)¦ ES-8¦ ES-7¦ ATVM-2¦ (16) ECX 5C-2Vx1조 (CAMERA)(기존활용)¦ (16) ECX 5C-2Vx1조 (CAMERA)(기존활용)¦ (16) ECX 5C-2Vx1조 (CAMERA)(기존활용)¦ (16) ECX 5C-2Vx1조 (CAMERA)(기존활용)¦ A¦ A¦ MATCH LINE DWG No. "S1-TA-S04-DB-017-1.dwg"¦ (P12:200x200x100)¦ (P13:200x200x100)¦ ELEC-1¦ X11¦ X12¦ X13¦ X14¦ X15¦ X16¦ X17¦ X18¦ X19¦ X20¦ X21¦ X22¦ UP¦ 7,500¦ 7,500¦ 7,500¦ 7,500¦ 7,500¦ 7,500¦ 7,500¦ 7,500¦ 7,500¦ 7,500¦ 7,500¦ Y00¦ Y01¦ Y02¦ Y03¦ Y04¦ UP¦ UP¦ UP¦ 발매기실2¦ CO2 실¦ 이동 통신실¦ 물탱크실¦ 복 도¦ 전 기 실¦ 비상 전원실¦ 공조기계실-1¦ Y00¦ Y02¦ Y04¦ Y01¦ Y03¦ NOTE¦ 1. 광케이블, 전원/접지케이블 (OF-SM-4Core, CV 3C/2.5㎟)¦ 2. 승강장 ANT설치위치: 열차 진행방향 정거장 시종점부에 설치¦ 2. 광케이블, 전원/접지케이블 (OF-SM-8Core, CV 3C/2.5㎟)¦ B¦ (28) ECX 5C-2Vx4조 (CAMERA)(기존활용)¦ B¦ vmh¦ vmh¦ vmh¦ vmh¦ (28) FR-CV 3C/4.0㎟x1조 (출입구게시기)(철거)¦ (16) UTP Cat 5E 4Px1조 (출입구게시기)(철거)¦ (28) FR-CV 3C/4.0㎟x1조 (출입구게시기)(철거)¦ (16) UTP Cat 5E 4Px1조 (출입구게시기)(철거)¦ (28) FR-CV 3C/4.0㎟x1조 (출입구게시기)(철거)¦ (16)x2 UTP Cat 5E 4Px2조 (출입구게시기)(철거)¦ (철거)¦ (철거)¦ (16) HIV 1.5㎟x2조 (CLOCK)(철거)¦ (16) HIV 1.5㎟x2조 (CLOCK)(철거)¦ (16) HIV 1.5㎟x2조 (CLOCK)(철거)¦ (철거)¦ 지하철 904정거장¦ 공항시장¦ 신방화¦ 마곡나루¦ 1/400¦ S = 1 / 400¦ 904정거장 CCTV,TDI,시계설비 지하1층 철거평면도(2/2)¦ 904정거장 CCTV,TDI,시계설비 지하1층¦ 철거평면도(2/2)¦ T¦ 7¦ 0¦ 0¦ 5¦ 0¦ 3¦ 4¦ 0¦ 0¦ 6¦ CCTV(기존동축활용)¦
| 1단계_정거장 - 복사본 | 1단계_정거장 - 복사본 | 065. T9103038-018 여자화장실 INTERPHONE DETAIL.dwg | \A1;115¦ \A1;97¦ \A1;39¦ \A1;150¦ \A1;200¦ -¦ T¦ 0¦ 0¦ 0¦ 0¦ 0¦ 0¦ 0¦ 0¦ 0¦ 0¦ 공통¦ ¦ ¦ ¦ ¦ ¦ ¦ ¦ ¦ ¦ ¦ ¦ ¦ ¦ ¦ ¦ ¦ ¦ ¦ ¦ ¦ ¦ 호출음량¦ 통화음량¦ MIN¦ MIN¦ MAX¦ 마이크¦ 전원¦ 동작시간¦ MAX¦ 통화램프¦ 비상호출¦ 통화장치¦ CALL PHONE 주장치 (안전관리실)¦ 선택¦ 스위치¦ AMPLIFIER¦ SUPPLY¦ POWER¦ 전화기¦ CALL PHONE¦ CONTROLLER¦ &¦ AC 220V¦ (5CH)¦ CALL¦ INTER¦ UNIT¦ FACE¦ PHONE¦ 이중 천정¦ 여자화장실 - 1:1 연결¦ 장애자화장실(남) - 1:1 연결¦ 장애자화장실(여) - 1:1 연결¦ PULL BOX¦ Φ16¦ Φ16 벽매입¦ CALL PHONE (자장치)¦ Φ16¦ CALL PHONE (자장치)¦ OUTLET BOX¦ 이중 천정¦ CALL PHONE 계통도¦ 정 면 도¦ 측 면 도¦ 정 면 도¦ SUB STATION(자장치)¦ MASTER STATION(주장치)¦ 정 면 도¦ 측 면 도¦ CALL PHONE 자장치¦ 비상통화장치¦ 호출¦ 서울시메트로9호선¦ 비상통화장치¦ 호출¦ 서울시메트로9호선¦ 비상통화장치¦ 호출¦ 서울시메트로9호선¦ 비상통화장치¦ 호출¦ 서울시메트로9호선¦ 비상통화장치¦ 호출¦ 서울시메트로9호선¦ 비상통화장치¦ 호출¦ 서울시메트로9호선¦ 비상통화장치¦ 호출¦ 서울시메트로9호선¦ 여자화장실 INTERPHONE DETAIL¦ 여자화장실 INTERPHONE DETAIL¦ S = NONE¦ NONE¦ T¦ 9¦ 1¦ 0¦ 3¦ 0¦ 3¦ 8¦ 0¦ 1¦ 8¦ \A1;1,200¦ \A1;1,500¦ \A1;1,200¦
| 1단계_정거장 - 복사본 | 1단계_정거장 - 복사본 | 074. T9103038-026 종합무선중계설비 상세도.dwg | \A1;200¦ \A1;140¦ \A1;70¦ \A1;21¦ \A1;16¦ \A1;70¦ \A1;3000¦ \A1;2350¦ \A1;75¦ \A1;Φ75¦ ¦ ¦ ¦ ¦ ¦ ¦ ¦ ¦ ¦ ¦ ¦ ¦ ¦ ¦ ¦ ¦ ¦ ¦ ¦ ¦ ¦ ¦ ¦ ¦ ¦ ¦ ¦ ¦ ¦ ¦ CLAMP¦ N-J-22¦ CONNECTOR¦ 통신기계실¦ DETAIL "B"¦ (DUMMY LOAD)¦ ECX 10D-2V¦ FEEDER CABLE¦ HFC-12D-FR¦ FEEDER CABLE¦ ECX 10D-2V¦ FEEDER CABLE¦ ECX 10D-2V¦ (N-P-10)¦ CONNECTOR¦ CONNECTOR¦ (N-P-10)¦ CONNECTOR¦ (N-P-10)¦ CONNECTOR(N-J-42)¦ 열수축 슬리브¦ DUMMY LOAD¦ N-P-10 CONECTOR¦ FEEDER CABLE¦ (CONNECTOR 취부 상세도)¦ DETAIL "A"¦ DISTRIBUTER¦ 1 ¦ 2 ¦ (N-P-12)¦ CONNECTOR¦ S¦ CONNECTOR¦ (N-P-10)¦ DETAIL "B"¦ BRACKET¦ N-J-42 CONNECTOR¦ DEAD END BRACKET¦ LEG-7/20 (EH4729195)¦ ECX 10D-2V¦ N-P-10¦ RFCL 42D¦ 승 강 장 층¦ 대합실 B2¦ 대합실 B1¦ HFC-12D-FR¦ HFC-12D-FR¦ BUTOR¦ HFC-22D-FR¦ DISTRI-¦ RFCL 42D¦ PREFOMED GRIPS¦ GG-20 (EH4730299)¦ ECX 10D-2V¦ DISTRIBUTOR¦ CONNECTOR¦ N-J-42¦ N-P-10¦ 본선공사 한계¦ N-P-10¦ N-P-10¦ BINDWG¦ DUMMY LOAD¦ 종합무선중계장치¦ CONNECTOR¦ NER¦ DETAIL "A"¦ CONNECTOR¦ N-P-10¦ ECX 10D-2V¦ DISTRI-¦ BUTOR¦ HFC-12D-FR¦ COMBI-¦ HFC-12D-FR¦ MC¦ 중계장치¦ FM¦ 광전변환기¦ 광커플러 및¦ 단자함¦ 내부무통¦ 단자함¦ 외부무통¦ 이동통신¦ 경찰통신망¦ HFC-12D-FR¦ 종합무선중계설비 상세도¦ 종합무선중계설비 상세도¦ S = NONE¦ NONE¦ 공통¦ T¦ 9¦ 1¦ 0¦ 3¦ 0¦ 3¦ 8¦ 0¦ 2¦ 6¦ -¦ T¦ 0¦ 0¦ 0¦ 0¦ 0¦ 0¦ 0¦ 0¦ 0¦ 0¦ 공통¦
| 1단계_정거장 - 복사본 | 1단계_정거장 - 복사본 | 028. T7003034-004 901정거장 방송설비 지상3층 신설평면도.dwg | \A1;6,000¦ \A1;12,200¦ \A1;10,000¦ \A1;8,000¦ \A1;8,000¦ \A1;6,980¦ \A1;5,200¦ \A1;26,000¦ \A1;8,000¦ \A1;8,000¦ \A1;8,000¦ \A1;8,000¦ \A1;8,000¦ \A1;8,000¦ \A1;8,000¦ \A1;8,000¦ \A1;8,000¦ \A1;90,200¦ \A1;7,800¦ \A1;3,200¦ \A1;5,000¦ \A1;7,800¦ \A1;3,200¦ \A1;5,000¦ \A1;200¦ \A1;200¦ \A1;7,600¦ \A1;2,400¦ \A1;6,200¦ \A1;1,400¦ \A1;3,800¦ \A1;4,200¦ : (16) HIV 1.5㎟x2조¦ NOTE¦ : (16) HIV 1.5㎟x5조¦ : (16) HIV 1.5㎟x6조¦ : (22) HIV 1.5㎟x7조¦ : (22) HIV 1.5㎟x8조¦ : (22) HIV 1.5㎟x10조¦ : (16) HIV 1.5㎟x4조¦ : (16) HIV 1.5㎟x3조¦ Y00¦ Y01¦ Y02¦ Y03¦ Y04¦ X14¦ X15¦ X16¦ X17¦ X18¦ X19¦ X20¦ X21¦ X22¦ X23¦ 상부 TOP LIGHT¦ OPEN¦ 탕비실¦ 린넨창고¦ 발코니¦ 상부 처마선¦ DN¦ DN¦ 내부계단 1¦ 복 도(옥내)¦ 옥 상¦ 옥상 휴게실¦ 옥 상¦ 상부OPEN¦ 상부OPEN¦ 숙소-1¦ 숙소-2¦ 숙소-3¦ 숙소-4¦ 숙소-5¦ 숙소-6¦ 설비창고¦ 설비작업실¦ 다용도실¦ 시설창고¦ 시설작업실¦ 락카룸¦ 체력단력실¦ 내부계단 2¦ SLOPE¦ SLOPE¦ SLOPE¦ SLOPE¦ SLOPE¦ 복 도(옥외)¦ CL¦ CL¦ CL¦ CL¦ CL¦ CL¦ X23¦ X24¦ X25¦ THK10.4MM접합유리¦ 상부 처마선¦ SLOPE¦ SLOPE¦ (안전필름부착)¦ SLOPE¦ (16) HIV 1.5㎟x3조 (SP)¦ DOWN TO 2층¦ (P6:100x100x100)¦ 지하철 901정거장¦ 개화¦ 김포공항¦ S = 1 / 400¦ 901정거장 방송설비 지상3층 신설평면도¦ 1/400¦ 901정거장 방송설비 지상3층 신설평면도¦ (기설활용)¦ T¦ 7¦ 0¦ 0¦ 3¦ 0¦ 3¦ 4¦ 0¦ 0¦ 4¦ P¦
| 1단계_정거장 - 복사본 | 1단계_정거장 - 복사본 | 008. T1001026-004 918정거장 방송설비 CABLE WIRING DIAGRAM.dwg | -¦ T¦ 7¦ 0¦ 0¦ 3¦ 0¦ 3¦ 4¦ 0¦ 1¦ 6¦ 통신기계실¦ 공조기계실-1¦ 기능실복도¦ 공조기계실-2¦ 임대상가¦ 대합실¦ 전기실¦ 용역원대기실¦ 승강장상선¦ 승강장하선¦ HIV 1.5㎜x2조¦ HIV 1.5㎜x3조¦ HIV 1.5㎜x4조¦ HIV 1.5㎜x4조¦ x2¦ x4¦ x53¦ x21¦ x21¦ 지하1층¦ 지하2층¦ 이동통신기계실¦ 발매기실-1¦ 통신기계실¦ 안전관리실¦ x2¦ x2¦ PSD실 (상선)¦ PSD실 (하선)¦ 편의점¦ 비상전원실¦ 변전실¦ x2¦ 운영원대기실¦ 발매기실-2¦ x2¦ 화장실 (남,여)¦ 장애자용 화장실¦ x2¦ x2¦ 용역창고¦ P¦ A¦ A¦ M¦ P¦ R¦ A¦ C¦ K¦ 918정거장 방송설비 CABLE WIRING DIAGRAM¦ 918정거장 방송설비 CABLE WIRING DIAGRAM¦ S = NONE¦ NONE¦ 지하철 918정거장¦ 노량진¦ 노들¦ 중앙대입구¦ T¦ 1¦ 0¦ 0¦ 1¦ 0¦ 2¦ 6¦ 0¦ 0¦ 4¦
| 1단계_정거장 - 복사본 | 1단계_정거장 - 복사본 | 076. T9103038-029 AFC PIPING DETAIL.dwg | -¦ T¦ 0¦ 0¦ 0¦ 0¦ 0¦ 0¦ 0¦ 0¦ 0¦ 0¦ 공통¦ ¦ ¦ ¦ ¦ ¦ ¦ ¦ 비상게이트 인터컴 및 락 설치 상세도¦ ¦ ¦ ¦ ¦ ¦ ¦ ¦ ¦ ¦ ¦ ¦ 매표창구(대리석 타일)¦ 콘센트 위치는 매표창구 아래¦ (현장여건에 맞추어 높이 및 간격 조정)¦ (접지2구)¦ 콘센트¦ 후강전선관¦ ACCESS FLOOR¦ FR-CV 3C/4.0㎟x1조¦ FR-CV 3C/4.0㎟x2조¦ FR-CV 3C/4.0㎟x3조¦ 콘센트 설치 상세도(안전관리실)¦ (전기시설분)¦ (접지2구)¦ 콘센트¦ (전기시설분)¦ (접지2구)¦ 콘센트¦ (전기시설분)¦ 전기콘센트 설치는 전기분야에서 시공한다.¦ NOTE¦ \A1;300¦ DETAIL A¦ 호출¦ DETAIL A¦ 100¦ 90¦ 120¦ 90¦ DETAIL B¦ 문열림 방향¦ 고정¦ 프레임 폭변경 : 50mm ->100mm¦ 45¦ 190¦ 760¦ 1,100¦ 60¦ 45¦ F.L¦ 60¦ 60¦ \A1;180¦ \A1;300¦ DETAIL B¦ 축척 : 1/50¦ 축척 : 1/50¦ DETAIL A¦ 인터컴 매입¦ 락매입¦ (프레임 중앙부 취부)¦ 타공 SIZE : 37mm x 192mm(WxH)¦ 간격 : 10mm¦ 인터컴 매입¦ 타공 SIZE : 80mm x 100mm(WxH)¦ 6¦ 6¦ 37¦ 1,150¦ \A1; 25¦ 25¦ 25¦ \A1;1,100¦ 222¦ 25¦ 30타공(케이블인입용)-전후관통¦ ∅¦ 30타공(케이블인입용)-전후관통¦ ∅¦ AFC PIPING DETAIL¦ AFC PIPING DETAIL¦ S = NONE¦ NONE¦ 공통¦ T¦ 9¦ 1¦ 0¦ 3¦ 0¦ 3¦ 8¦ 0¦ 2¦ 9¦ \A1;1.0~2.0¦ \A1;1.0~2.0¦
| 1단계_정거장 - 복사본 | 1단계_정거장 - 복사본 | 073. T9103026-001 902(김포공항)역사노드 랙 배치도.dwg | 902(김포공항)역사노드 랙 배치도¦ NONE¦ 902(김포공항)역사노드 랙 배치도¦ S = NONE¦ OFD 랙¦ MDF 랙 (기설)¦ 기지국장치 랙¦ 역사노드백본 랙¦ 시리얼장치¦ MDF¦ MDF¦ MDF¦ MDF¦ MDF¦ OFD¦ OFD¦ OFD¦ OFD¦ OFD¦ PDP¦ 백본스위치¦ 백본스위치¦ \pi-15,l20,t20;* 예시도면이며 제조사별 구성도 다를 수 있음.¦ PDP¦ OPDP¦ \pi-15,l20,t20;* 랙 내 접지바에서 장치간 접지 연결.¦ RRU¦ 정류기¦ 902(김포공항)역사노드 랙 배치도¦ NONE¦ 902(김포공항)역사노드 랙 배치도¦ S = NONE¦ OFD 랙¦ MDF 랙¦ 기지국장치 랙¦ 스위치 랙¦ 역사노드백본 랙¦ 시리얼장치¦ PDP¦ MDF¦ MDF¦ MDF¦ MDF¦ MDF¦ OFD¦ OFD¦ OFD¦ OFD¦ OFD¦ 스위치¦ 스위치¦ 스위치¦ PDP¦ 백본스위치¦ 백본스위치¦ UPS¦ OJCx8¦ 역사노드백본 랙 ¦ 스위치 랙 ¦ 기지국장치 랙 ¦ OFD 랙 ¦ MDF 랙 ¦ GND¦ OJCx8¦ OJCx4¦ OJCx4¦ UTP Cat6 25Px2¦ UTP Cat6 25Px2¦ HFCO 2C/4㎟¦ HFCO 2C/4㎟¦ F-GV 16㎟¦ F-GV 16㎟¦ F-GV 16㎟¦ F-GV 16㎟¦ F-GV 16㎟¦ F-GV 16㎟¦ \pi-15,l20,t20;* 예시도면이며 제조사별 구성도 다를 수 있음.¦ PDP¦ PDOD¦ \pi-15,l20,t20;* 랙 내 접지바에서 장치간 접지 연결.¦ HFCO 2C/4㎟¦ RRU¦ 정류기¦ 역사노드백본 랙 ¦ OJCx8¦ 시리얼장치 ¦ 기지국장치 랙 ¦ OFD 랙 ¦ MDF 랙 ¦ GND¦ OJCx24¦ OJCx4¦ HFCO 2C/4㎟¦ F-GV 16㎟¦ F-GV 16㎟¦ F-GV 16㎟¦ HFCO 2C/4㎟¦ UPS¦ UTP Cat5e 4Px2¦ UTP Cat6 25Px2¦ OPDP¦ RRU 1¦ RRU 2¦ 정류기¦ DU A¦ DU B¦ OPDP¦ RRU 3¦ RRU 4¦ RRU 5¦ RRU 6¦ RRU 7¦ RRU 8¦ RRU 9¦ RRU 10¦ RRU 11¦ F-GV 16㎟¦ 901¦ 903¦ 902¦ T¦ 9¦ 1¦ 0¦ 3¦ 0¦ 2¦ 6¦ 0¦ 0¦ 1¦ OJCx10¦ OJCx8¦ F-GV 16㎟¦ 정류기¦ DU_A¦ PDP¦ DU_S¦ RRU¦ OPDP¦ OPDP¦ RRU 정류기¦ RRU 축전지¦
| 1단계_정거장 - 복사본 | 1단계_정거장 - 복사본 | 042. T7009934-003 918정거장 출입통제설비 지하1층 철거 평면도 (1_2).dwg | C/R¦ {\C0;vmh}¦ CONSOLE¦ ACU¦ CCTV¦ P¦ \A1;7,500¦ \A1;108,700¦ \A1;7,500¦ \A1;7,500¦ \A1;7,500¦ \A1;7,500¦ \A1;7,500¦ \A1;7,500¦ \A1;7,500¦ \A1;7,500¦ \A1;7,500¦ \A1;7,500¦ \A1;7,500¦ \A1;3,700¦ \A1;7,500¦ \A1;7,500¦ \A1;5,500¦ \A1;6,500¦ \A1;6,500¦ \A1;6,500¦ \A1;5,000¦ \A1;30,150¦ \A1;11,300¦ \A1;7,550¦ \A1;11,300¦ \A1;9,600¦ \A1;3,550¦ \A1;4,000¦ \A1;30,000¦ \A1;100¦ L¦ MATCH LINE DWG No. "S1-TA-S18-DB-018-0"¦ E/V¦ UTP Cat.5E 4Px10조 (출입통제)¦ UTP Cat.5E 4Px8조 (출입통제)¦ KEY PLAN¦ X-05¦ X-04¦ X-03¦ X-02¦ X-01¦ X00¦ X01¦ X02¦ X03¦ X04¦ X05¦ X06¦ X07¦ X08¦ X09¦ X10¦ X11¦ X12¦ X13¦ X14¦ Y00¦ Y01¦ Y02¦ Y-01¦ Y03¦ Y03-1¦ 공조기계실-1¦ UP¦ UP¦ 용역원대기실¦ 이동통신기계실¦ 용역창고¦ 통신기계실¦ 안전관리실¦ 발매기실-1¦ 대합실¦ 화 장 실¦ 편 의 점¦ 내부계단1¦ 내부계단2¦ 내부계단3¦ 내부계단4¦ 외부출입구1¦ 복도-1¦ 외부출입구3¦ 발매기실-2¦ DN¦ DN¦ DN¦ OPEN¦ OPEN¦ OPEN¦ OPEN¦ 상부OPEN¦ 외부엘리베이터 1¦ 외부엘리베이터 3¦ 내부엘리베이터 2¦ 내부엘리베이터 1¦ UP¦ 정거장 중심¦ Sta.20K 200.000¦ 지상E/L¦ 지상E/L¦ (16) UTP Cat.5E 4Px2조 (출입통제)¦ (16) UTP Cat.5E 4Px2조 (출입통제)¦ UTP Cat.5E 4Px10조 (출입통제)¦ DOWN TO 통신기계실 ACCESS FLOOR¦ TRAY (W:600x150)¦ (16) UTP Cat.5E 4Px2조 (출입통제)¦ 임대상가¦ UTP Cat.5E 4Px8조 (출입통제)¦ UTP Cat.5E 4Px2조 (출입통제)¦ UTP Cat.5E 4Px6조 (출입통제)¦ 918정거장 출입통제설비 지하1층 철거 평면도 (1/2)¦ 918정거장 출입통제설비 지하1층 철거 평면도 (1/2)¦ S = 1 / 400¦ 1/400¦ 지하철 918정거장¦ 노량진¦ 노들¦ 중앙대입구¦ T¦ 7¦ 0¦ 0¦ 9¦ 9¦ 5¦ 1¦ 3¦ 0¦ 0¦ P¦
| 1단계_정거장 - 복사본 | 1단계_정거장 - 복사본 | 068. T9103038-020 천정형 PT BRACKET 설치 상세도.dwg | \A1;D192~D199¦ \A1;136.4¦ \A1;(85)¦ \A1;(18)¦ \A1;22.5¦ \A1;D215¦ -¦ T¦ 0¦ 0¦ 0¦ 0¦ 0¦ 0¦ 0¦ 0¦ 0¦ 0¦ ¦ PULL BOX¦ CONDUIT¦ SLAB¦ FLEXIBLE¦ Ceillirg 5~50mm이내¦ 천정형 P/T BRACKET 설치 상세도¦ 천정형 P/T BRACKET 설치 상세도¦ S = NONE¦ NONE¦ 공통¦ T¦ 9¦ 1¦ 0¦ 3¦ 0¦ 3¦ 8¦ 0¦ 2¦ 0¦
| 1단계_정거장 - 복사본 | 1단계_정거장 - 복사본 | 053. T7005034-012 903정거장 CCTV,TDI,시계설비 지하2층 철거평면도-2.dwg | KEY PLAN¦ \A1;7450¦ \A1;23600¦ \A1;7450¦ \A1;4350¦ \A1;4350¦ \A1;7,500¦ \A1;7,500¦ \A1;7,500¦ \A1;5,000 ¦ \A1;5,000 ¦ \A1;5,000 ¦ \A1;5,000 ¦ \A1;5,000 ¦ \A1;5,000 ¦ \A1;7,500¦ \A1;7,500¦ \A1;7,500¦ \A1;7,500¦ UL 2919-AMESB 24AWG 4Px2조 (TDI)¦ FR-CV 3C/4.0㎟x2조 (TDI POWER)¦ UP TO 지하1층¦ TRAY (600x150)¦ ECX 5C-2Vx9조 (CAMERA)(기존활용)¦ TRAY (600x150)¦ ECX 5C-2Vx7조 (CAMERA)(기존활용)¦ UL 2919-AMESB 24AWG 4Px2조 (TDI)¦ FR-CV 3C/4.0㎟x2조 (TDI POWER)¦ DOWN TO 지하3층¦ (22) ECX 5C-2Vx2조 (CAMERA)(기존활용)¦ UL 2919-AMESB 24AWG 4Px2조 (TDI)¦ FR-CV 3C/4.0㎟x2조 (TDI POWER)¦ TRAY (600x150)¦ ECX 5C-2Vx7조 (CAMERA)(기존활용)¦ UP TO 지하1층¦ UL 2919-AMESB 24AWG 4Px2조 (TDI)¦ FR-CV 3C/4.0㎟x2조 (TDI POWER)¦ TRAY (600x150)¦ ECX 5C-2Vx7조 (CAMERA)(기존활용)¦ DOWN TO 지하3층¦ MATCH LINE DWG No. "S1-TA-S03-DB-027-1.dwg"¦ TRAY (900x150)¦ PASS 지하1층~지하4층¦ Y00¦ Y01¦ Y02¦ Y03¦ Y04¦ X13¦ X26¦ X25¦ X24¦ X23¦ X22¦ X21¦ X20¦ X19¦ X18¦ X17¦ X16¦ X15¦ X14¦ X13¦ UP¦ DN¦ DN¦ ELEV. CAR¦ (15인승)¦ ELEV. CAR¦ (15인승)¦ 복 도¦ 창 고¦ 창 고¦ 냉각탑실¦ 본선환기실¦ 물탱크실¦ OF-MM-12Core(난연)x2조(TDI)¦ UTP Cat.5E 4Px4조 (TDI)¦ OF-MM-12Core(난연)x2조(TDI)¦ UTP Cat.5E 4Px4조 (TDI)¦ OF-MM-12Core(난연)x2조(TDI)¦ UTP Cat.5E 4Px4조 (TDI)¦ OF-MM-12Core(난연)x2조(TDI)¦ UTP Cat.5E 4Px4조 (TDI)¦ F-CV 3C/2.5㎟x1조 (공간화상)(철거)¦ OF- SM-4Cx1조 [공간화상)(철거)¦ F-CV 3C/2.5㎟x1조 (공간화상)(철거)¦ OF- SM-4Cx1조 [공간화상)(철거)¦ F-CV 3C/2.5㎟x1조 (공간화상)(철거)¦ OF- SM-4Cx1조 [공간화상)(철거)¦ NOTE¦ 1. 광케이블, 전원/접지케이블 (OF-SM-4Core, CV 3C/2.5㎟)¦ 3. 승강장 ANT설치위치: 열차 진행방향 정거장 시종점부에 설치¦ 2. 광케이블, 전원/접지케이블 (OF-SM-8Core, CV 3C/2.5㎟)¦ HIV 1.5㎟x2조 (CLOCK)(철거)¦ (16) HIV 1.5㎟x2조 (CLOCK)(철거)¦ 지하철 903정거장¦ 김포공항¦ 공항시장¦ 신방화¦ 1/400¦ S = 1 / 400¦ 903정거장 CCTV,TDI,시계설비 지하2층 철거평면도(2/2)¦ 903정거장 CCTV,TDI,시계설비 지하2층¦ 철거평면도(2/2)¦ T¦ 7¦ 0¦ 0¦ 5¦ 0¦ 3¦ 4¦ 0¦ 1¦ 2¦ CCTV(기존동축활용)¦ P¦
| 1단계_정거장 - 복사본 | 1단계_정거장 - 복사본 | 080. T9103038-032 GPS 안테나 설치 상세도.dwg | \A1;2,100¦ \A1;270¦ \A1;270¦ \A1;270¦ \A1;2,500¦ \A1;2,900¦ \A1;3,500¦ \A1;4,650¦ \A1;200¦ \A1;550¦ \A1;400¦ \A1;150¦ \A1;1,000¦ \A1;200¦ \A1;500¦ \A1;350¦ \A1;700¦ \A1;300¦ \A1;70¦ \A1;50¦ \A1;100¦ \A1;60¦ 공통¦ 장애자용 ELEVATOR 평면도¦ ATTACHED OF CAMERA¦ DETAIL "A"¦ 장애자용 ELEVATOR 주단면도¦ DETAIL "B"¦ 장애자용 ELEVATOR 정면도¦ OUTLET BOX¦ 배관설치 위치¦ DN¦ DETAIL 참조¦ OUTLET BOX¦ INTERPHONE¦ OUTLET BOX¦ CAMERA HOUSING¦ DETAIL "B"¦ HOOD¦ SEMI-FIXED¦ CONNECTORS¦ CABLE¦ MOUNTING BRACKETS¦ Φ36¦ DETAIL "A"¦ M10 HAWK ANCHOR¦ 취부지지 철물¦ 3t¦ Φ36¦ STEEL 2.0t¦ 110¦ 200¦ 300¦ 50¦ 50¦ ∅¦ 102¦ R16¦ 6¦ 30¦ 300¦ 40¦ 300¦ 89.2¦ SUS 6T 1EA¦ SUS 6T 4EA¦ 200¦ 300¦ 50¦ 50¦ R30¦ 270¦ 30¦ 59.2¦ 30¦ 700¦ 787¦ 300¦ 250¦ 1000¦ 3000¦ "A" X 2EA¦ 310¦ 100¦ 22¦ 방수후렉시블101.6¦ 50¦ 100¦ 100¦ * MAIN PIPE : 101.6X3T(상단 마감처리)¦ * GPS 가대는 SUS 6T를 사용함.¦ 518.5¦ "A"¦ * 기초앙카 SUS 재질,방수콘넥터,방수후렉시블 사용¦ * GPS PIPE : 25.4X1.2T¦ GPS 안테나¦ Ø25.2~27.2 PIPE¦ GPS 안테나¦ 400¦ 50¦ 30¦ 86¦ 안테나 케이블¦ GPS 안테나 지지대¦ 750¦ 600¦ 500¦ 400¦ "B"¦ "B" X 2EA¦ 접지¦ GPS ANT PIPE¦ GPS 가대¦ GPS 안테나 설치 상세도¦ GPS 안테나 설치 상세도¦ NONE¦ T¦ 9¦ 1¦ 0¦ 3¦ 0¦ 3¦ 8¦ 0¦ 3¦ 2¦ \A1;2,500¦ \A1;2,900¦ \A1;270¦
| 1단계_정거장 - 복사본 | 1단계_정거장 - 복사본 | 015. T1001026-011 918정거장 출입통제설비 CABLE WIRING DIAGRAM.dwg | 통신기계실¦ ELE-4 (지상층)¦ ELE-3 (대합실)¦ ELE-2 (지상층)¦ ELE-1 (대합실)¦ ELE-7 (대합실)¦ ELE-8 (대합실)¦ 지하도-1¦ ES-2 (외부계단출입구)¦ ES-3 (외부계단출입구)¦ ES-4 (대합실)¦ ES-5 (대합실)¦ ES-6 (대합실)¦ ES-7 (대합실)¦ P-1 (승강장)¦ P-2 (승강장)¦ P-4 (승강장)¦ AGM-1 (대합실)¦ ATVM-1 (대합실)¦ C-1 ( (대합실)¦ COMM-1 (통신기계실)¦ 안전관리실¦ 대합실¦ ELEC-1 (전기실)¦ ELE-9 (승강장)¦ ELE-10 (승강장)¦ P-3 (승강장)¦ 발매기실¦ 출입¦ 통제¦ 시스템¦ (ACU)¦ UTP Cat.5E 4Px10조 (출입통제)¦ ELE-5 (대합실)¦ ELE-6 (지상층)¦ AGM-3 (대합실)¦ ATVM-2 (대합실)¦ ELEC-2 (변전실)¦ T-1 (화장실.여)¦ 용역원대기실¦ 운영원대기실¦ C/R¦ C/R¦ C/R¦ C/R¦ C/R¦ AGM-2 (대합실)¦ AGM-4 (대합실)¦ 지하도-2¦ ES-1[1] (외부계단출입구)¦ ES-1[2] (외부계단출입구)¦ ES-1[3] (외부계단출입구)¦ ELE-12 (대합실)¦ ELE-11 (지상층)¦ 918정거장 출입통제설비 CABLE WIRING DIAGRAM¦ 918정거장 출입통제설비 CABLE WIRING DIAGRAM¦ S = NONE¦ NONE¦ 지하철 918정거장¦ 노량진¦ 노들¦ 중앙대입구¦ T¦ 1¦ 0¦ 0¦ 1¦ 0¦ 2¦ 6¦ 0¦ 1¦ 1¦
| 1단계_정거장 - 복사본 | 1단계_정거장 - 복사본 | 026. T7001034-004 913정거장 전화설비 지하2층 신설평면도 (2_3).dwg | IDF¦ \A1;21,370¦ \A1;6,750¦ \A1;7,800¦ \A1;6,820¦ \A1;4,019¦ \A1;7,500¦ \A1;81,519¦ \A1;48,750¦ \A1;130,269¦ \A1;7,500¦ \A1;7,500¦ \A1;7,500¦ \A1;7,500¦ \A1;7,500¦ \A1;7,500¦ \A1;7,500¦ \A1;5,000¦ \A1;7,500¦ \A1;7,500¦ \A1;7,500¦ \A1;7,500¦ \A1;7,500¦ \A1;7,500¦ \A1;3,750¦ \A1;5,000¦ \A1;7,500¦ DN¦ 1. 일반교환기에 수용된 전화기는 IP전화기로 교체한다.¦ NOTE¦ 2. 콜폰, E/L폰, 승강장 비상통화장치도 교체한다.¦ 3. 전화 및 인터폰 구간의 배선배관은 기존활용한다.¦ MATCH LINE DWG No. "S1-TA-S13-DB-011-0"¦ MATCH LINE DWG No. "S1-TA-S13-DB-013-0"¦ OF-MM-4Core(난연)x1조 (안전관리실)¦ UTP Cat.5E 25Px2조 (안전관리실)¦ TRAY (300x100)¦ C¦ UTP Cat.5E 4Px1조 (지구대사무실)¦ 인터폰선 0.6x2Px8조 (INT)¦ OF-MM-4Core(난연)x1조 (안전관리실)¦ UTP Cat.5E 25Px2조 (안전관리실)¦ TRAY (300x100)¦ B¦ UTP Cat.5E 25Px1조 (지구대사무실)¦ 인터폰선 0.6x2Px4조 (INT)¦ OF-MM-4Core(난연)x1조 (안전관리실)¦ UTP Cat.5E 25Px2조 (안전관리실)¦ TRAY (300x100)¦ A¦ UTP Cat.5E 25Px1조 (지구대사무실)¦ 1. 음향유도기 전원은 전기콘센트를 이용한다.¦ NOTE¦ 2. 증폭기전원은 전기콘센트를 이용한다.¦ 3. 통신기계실 및 안전관리실 MAIN 분전반은 전기에서 설치한다.¦ (16) UTP Cat.5E 4Px2조 (내무반)¦ D¦ (36) UTP Cat.5E 4Px10조 (지구대장실, 내무반)¦ E¦ UTP Cat.5E 4Px2조 (공조기계실-2)¦ UTP Cat.5E 4Px3조 (승강장 공중전화)¦ UTP Cat.5E 25Px2조 (CONSOLE CONTROL, LSE)¦ UTP Cat.5E 4Px3조 (승강장 INT)¦ UTP Cat.5E 4Px2조 (공조기계실-2)¦ UTP Cat.5E 4Px3조 (승강장 공중전화)¦ UTP Cat.5E 25Px2조 (CONSOLE CONTROL, LSE)¦ UTP Cat.5E 4Px3조 (승강장 INT)¦ UTP Cat.5E 4Px2조 (공조기계실-2)¦ UTP Cat.5E 4Px3조 (승강장 공중전화)¦ UTP Cat.5E 25Px2조 (CONSOLE CONTROL, LSE)¦ UTP Cat.5E 4Px3조 (승강장 INT)¦ KEY PLAN¦ X13¦ X14¦ X15¦ X16¦ X17¦ X18¦ X19¦ X20¦ X21¦ X22¦ X23¦ X24¦ X25¦ X26¦ X27¦ X28¦ X29¦ X30¦ Y00¦ Y02¦ Y05¦ Y07¦ Y01¦ Y03¦ Y06¦ Y04¦ OPEN¦ 비상전원실¦ 지구¦ 사무실¦ 창고¦ 내무반¦ 샤워실¦ 탈의실¦ 대합실¦ 화장실¦ 내부계단3¦ 내부계단2¦ 내부계단1¦ 지상E/L¦ (28) UTP Cat.5E 25Px1조 (콜폰)¦ (P11:100x100x100)¦ (P10:200x200x100)¦ (16) 인터폰선 0.6x2Px3조 (INT)¦ DOWN TO CP PANEL¦ A¦ B¦ (P12:100x100x100)¦ DOWN TO CP PANEL¦ (16) 인터폰선 0.6x2Px5조 (INT)¦ DOWN TO CP PANEL¦ (16) 인터폰선 0.6x2Px5조 (INT)¦ (16) 인터폰선 0.6x2Px3조 (INT)¦ DOWN TO CP PANEL¦ (16) 인터폰선 0.6x2Px4조 (INT)¦ HUB 8Port¦ UTP 25P¦ [IDF No.3]¦ C¦ x2 ¦ x8 ¦ (28) UTP Cat.5E 25Px1조 (지구대사무실)¦ (16) UTP Cat.5E 4Px1조 (지구대사무실)¦ TRAY (600x150)¦ UTP Cat.5E 4Px1조 (지구대사무실)¦ UP TO 지하1층¦ UTP Cat.5E 25Px2조 (CONSOLE CONTROL, LSE)¦ OF-MM-4Core(난연)x1조 (안전관리실)¦ UTP Cat.5E 25Px2조 (안전관리실)¦ TRAY (300x100)¦ UTP Cat.5E 4Px3조 (승강장 공중전화)¦ UTP Cat.5E 4Px2조 (공조기계실-2)¦ UTP Cat.5E 4Px3조 (승강장 INT)¦ 인터폰선 0.6x2Px6조 (INT)¦ UTP Cat.5E 4Px2조 (승강장 INT)¦ TRAY (300x100)¦ TRAY (900x150)¦ UTP Cat.5E 4Px2조 (승강장 INT)¦ DOWN TO 지하2층¦ (16) 인터폰선 0.6x2Px7조 (INT)¦ D¦ (16) UTP Cat.5E 4Px2조 (지구대장실)¦ F¦ (16) UTP Cat.5E 4Px8조 (지구대사무실)¦ G¦ x3¦ x2 ¦ 대장실¦ F¦ (16) 인터폰선 0.6x2Px각1조 (콜폰)¦ UTP Cat.5E 4Px1조 (편의점)¦ UTP Cat.5E 4Px1조 (편의점)¦ UTP Cat.5E 25Px2조 (CONSOLE CONTROL, LSE)¦ OF-MM-4Core(난연)x1조 (안전관리실)¦ UTP Cat.5E 25Px2조 (안전관리실)¦ TRAY (300x100)¦ UTP Cat.5E 4Px3조 (승강장 공중전화)¦ UTP Cat.5E 4Px2조 (공조기계실-2)¦ UTP Cat.5E 4Px1조 (승강장 INT)¦ UTP Cat.5E 4Px1조 (편의점)¦ 인터폰선 0.6x2Px17조 (INT)¦ UTP Cat.5E 25Px2조 (콜폰)¦ 인터폰선 0.6x2Px10조 (INT)¦ UTP Cat.5E 25Px2조 (콜폰)¦ 인터폰선 0.6x2Px12조 (INT)¦ UTP Cat.5E 25Px1조 (콜폰)¦ 인터폰선 0.6x2Px11조 (INT)¦ UTP Cat.5E 25Px1조 (콜폰)¦ V11¦ D6¦ 천정형UTP25P-2¦ V10¦ D3~5¦ V1~9¦ D1~2¦ TB2¦ 36¦ 35¦ 34¦ 33¦ 32¦ 31¦ 30¦ 29¦ 28¦ 27¦ 26¦ 38¦ 37¦ UTP Cat.5E 25Px2조 (안전관리실)(신설)¦ UTP Cat.5E 25Px2조 (안전관리실)(신설)¦ UTP Cat.5E 25Px2조 (안전관리실)(신설)¦ UTP Cat.5E 25Px2조 (안전관리실)(신설)¦ UTP Cat.5E 25Px2조 (안전관리실)(신설)¦ OF-SM-24Core(난연)x1조 (안전관리실)(신설)¦ OF-SM-24Core(난연)x1조 (안전관리실)(신설)¦ OF-SM-24Core(난연)x1조 (안전관리실)(신설)¦ 1. 일반교환기에 수용된 전화기는 안전관리실만 IP전화기로 교체한다.¦ NOTE¦ 2. 콜폰, E/L폰, 승강장 비상통화장치도 교체한다.¦ 3. 전화 및 인터폰 구간의 배선배관은 기존활용한다.¦ 지하철 913정거장¦ 선유도¦ 당산¦ 국회의사당¦ 1/400¦ 913정거장 전화설비 지하2층 신설평면도(2/3)¦ S = 1/400¦ 913정거장 전화설비 지하2층 신설평면도(2/3)¦ T¦ 7¦ 0¦ 0¦ 1¦ 0¦ 3¦ 4¦ 0¦ 0¦ 4¦ (기설활용)¦ INT¦ P¦
| 1단계_정거장 - 복사본 | 1단계_정거장 - 복사본 | 001~003. T1001001~003 913 정거장 목록표,범례도, 표지,간지.dwg | T¦ 1¦ 0¦ 0¦ 1¦ 0¦ 0¦ 3¦ 0¦ 0¦ 1¦ (공통 상세도)¦ 공통¦ T¦ 1¦ 0¦ 0¦ 0¦ 0¦ 0¦ 0¦ 0¦ 0¦ 0¦ 네트워크장비 통신기기실 실장도¦ 서지보호기 상세도¦ DU 시스템 상세도¦ DU RACK 상세도¦ RRU 시스템 상세도¦ OFD 48C 상세도¦ OFD 24C 상세도¦ FDF 48C 상세도¦ 실내안테나 설치상세도¦ 옥상안테나폴[5M] 상세도¦ 옴니 안테나 상세도¦ 정류기 상세도¦ RACK 접지상세도¦ 수공 상세도[1/2]¦ 수공 상세도[2/2]¦ 수공철개 상세도¦ PIPING 상세도[1/3]¦ PIPING 상세도[2/3]¦ PIPING 상세도[3/3]¦ TERMINAL BOX 상세도¦ 접지함 상세도¦ WALL PULLBOX DETAIL¦ 여자화장실 INTERPHONE DETAIL¦ RACK 바닥고정 설치상세도¦ 광점퍼코드[OJC]상세도¦ 도면번호¦ 구 분¦ 도 면 명¦ 축 척¦ 도면번호¦ 구 분¦ 축 척¦ 도면번호¦ 구 분¦ 축 척¦ 1¦ 2¦ 도면목록표¦ NONE¦ 3¦ NONE¦ 4¦ NONE¦ 5¦ NONE¦ 6¦ 7¦ 8¦ NONE¦ 9¦ 1//100¦ 10¦ 11¦ 12¦ 13¦ 14¦ 15¦ 16¦ 17¦ 18¦ 19¦ 20¦ 21¦ 22¦ 23¦ 24¦ 25¦ 26¦ 도 면 명¦ 도 면 명¦ 1/600¦ 1/600¦ 도 면 목 록 표¦ NONE¦ 도 면 목 록 표¦ S = NONE¦ 913정거장 CIRCUIT WIRING SYSTEM DIAGRAM / 철거¦ 913정거장 종합무선중계,열차무선설비 DIAGRAM¦ NONE¦ NONE¦ NONE¦ NONE¦ NONE¦ NONE¦ NONE¦ NONE¦ NONE¦ NONE¦ NONE¦ NONE¦ NONE¦ NONE¦ NONE¦ 정거장 통신설비 계통도¦ 범례도¦ 913정거장 ¦ 27¦ 28¦ 29¦ 30¦ 31¦ 32¦ 33¦ 34¦ 35¦ 913정거장 종합무선중계설비 지하1층 평면도¦ 913정거장 통신기계실 기기배치도 및 바닥 TRAY 설치도¦ 36¦ 37¦ 38¦ 39¦ 40¦ 41¦ 42¦ 43¦ 44¦ 공통상세도¦ 45¦ 46¦ NONE¦ NONE¦ NONE¦ NONE¦ 47¦ 48¦ 49¦ 50¦ 51¦ 52¦ 53¦ 54¦ 55¦ 56¦ 57¦ 58¦ 59¦ 60¦ 61¦ 62¦ 63¦ 64¦ 65¦ 66¦ 67¦ 68¦ 69¦ 70¦ 71¦ 72¦ 73¦ 74¦ NONE¦ NONE¦ NONE¦ NONE¦ NONE¦ NONE¦ NONE¦ NONE¦ NONE¦ NONE¦ NONE¦ NONE¦ NONE¦ NONE¦ NONE¦ 심 볼¦ 명 칭¦ 비 고¦ 심 볼¦ 명 칭¦ 비 고¦ ( 36 )¦ ATT¦ 관 로 케 이 블 포 설 (신설)¦ GND¦ MGB¦ 직 매 케 이 블 포 설¦ 트 라 후 내 포 설¦ 천 장 노 출 배 관¦ 케 이 블 접 속¦ 바 닥 배 관¦ 전 선 관 규 격¦ 전 선 관 상 향¦ 전 선 관 하 향¦ 전 선 관 통 과¦ 분 전 반¦ U T P 단 자 함¦ 주 접 지 단 자 함¦ 접 지 단 자 함¦ 천 장 형 풀 박 스¦ 기 설 천 장 형 풀 박 스¦ 벽 부 형 풀 박 스¦ 아 웃 레 트 박 스¦ 인 공¦ 수 공 (신 설)¦ 모 듈 러 잭 (R J - 4 5)¦ 구 내 전 화¦ 역 간 직 통 전 화¦ 사 령 전 화¦ 키 폰 전 화 모 장 치¦ 키 폰 전 화 자 장 치¦ 인 터 폰 자 장 치¦ 모 사 전 송 장 치¦ 콜 폰¦ T V 단 자¦ 장 애 자 용 유 도 음 향 장 치¦ 증 폭 기¦ 천 장 형 스 피 커 (3 W)¦ 벽 부 형 스 피 커 (3 W)¦ 벽 부 형 스 피 커 (3 W)¦ 천 장 형 스 피 커 (5 W)¦ 벽 부 형 스 피 커 (5 W)¦ 컬 럼 형 스 피 커 (20 W)¦ 음 량 조 절 기¦ H I V 1 . 5 ㎟ x 3 조¦ 안 테 나¦ 카 메 라¦ 펜 틸 트 카 메 라¦ 열 차 행 선 안 내 게 시 기¦ 부 모 시 계¦ 자 시 계¦ 사 각 시 계¦ M¦ 방 송 단 자 함¦ P¦ P¦ KP¦ KP¦ H¦ M¦ G¦ PA AMP¦ T¦ 기 설 벽 부 형 풀 박 스¦ INT¦ H o r n 스 피 커 (30 W)¦ 4D¦ AMP¦ T V 분 배 기¦ T V 증 폭 기¦ C/R¦ ACU¦ 출 입 통 제 자 장 치¦ 출 입 통 제 주 장 치¦ 종 단 저 항¦ (200x200x100)¦ (400x500x150)¦ 심 볼¦ 명 칭¦ 비 고¦ SMS¦ ATVM¦ AAM¦ AGM¦ 자 동 발 매 기¦ 자 동 정 산 기¦ 역 단 위 전 산 기¦ 개 집 표 기¦ 케 이 블 트 레 이¦ 일 반 전 화 (국선)¦ KT¦ ATTENUATOR 포함¦ 수치규격표시¦ 수치규격표시¦ 분 배 기¦ D¦ 승 강 장 천 장 노 출 배 관¦ (36) : 수치규격표시¦ 인터폰¦ 모장치¦ 인 터 폰 모 장 치¦ MSC¦ MWS¦ 시스템박스¦ 컬 럼 형 스 피 커 (10 W)¦ INSTALLATION OF DUCT SYSTEM¦ INSTALLATION OF DIRECTBURIED CABLE¦ INSTALLATION OF TROUGH SYSTEM¦ CABLE TRAY¦ CABLE IN CONDUIT CELING EXPOSED¦ CABLE JOINT¦ CABLE IN CONDUIT FLOOR EXPOSED¦ CONDUIT SIZE¦ CONDUIT GOING UPWARD¦ CONDUIT GOING DOWNWARD¦ CONDUIT PASSING¦ POWER DISTRIBUTION BOARD¦ UTP TERMINAL BOX¦ PUBLIC ADDRESS TERMINAL BOX¦ MAIN GROUND BOX¦ EARTH TERMINAL BOX¦ CEILING PULL BOX¦ CEILING PULL BOX¦ WALL PULL BOX¦ WALL PULL BOX¦ MODULAR JACK¦ SYSTEM BOX¦ INTERIOR TELEPHONE¦ MAGNETIC TELEPHONE¦ DISPATCH TELEPHONE¦ KEYPHONE MASTER¦ KEYPHONE SLAVE¦ AUTOMATIC TELEPHONE¦ INTERPHONE MASTER¦ INTERPHONE SLAVE¦ FACSIMILE¦ CALL PHONE¦ OUTLET FOR TV¦ AMPLIFILER¦ SPEAKER (CEILING MOUNTED TYPE)¦ SPEAKER (WALL MOUNTED TYPE)¦ SPEAKER (WALL MOUNTED TYPE)¦ SPEAKER (CEILING MOUNTED TYPE)¦ SPEAKER (WALL MOUNTED TYPE)¦ SPEAKER (COLUMN MOUNTED TYPE)¦ SPEAKER (COLUMN MOUNTED TYPE)¦ SPEAKER (HORN MOUNTED TYPE)¦ ATTENUATOR¦ DISTRIBUTOR FOR TV¦ BOOSTER FOR TV¦ CAMERA FOR CCTV¦ PANTILTED CAMERA¦ DISPLAY FOR TRAIN DESTINATION INDICATION¦ REPEAT ELETRIC CLOCK¦ SLAVE ELECTRIC CLOCK (WALL MOUNTED TYPE)¦ INDEPENDENCE OUTSIDE CLOCK¦ ACCESS CONTROL UNIT¦ CARD READER¦ ANTENNA¦ DISTRIBUTOR FOR RADIO COMMUNICATION¦ DUMMY LOAD¦ STATION MONITORING SYSTEM¦ AUTOMATIC TICKET VENDING MACHINE¦ AUTOMATIC ADD FARE MACHINE¦ AUTOMATIC GATE MACHINE¦ CABLE IN CONDUIT CELING EXPOSED FOR PALTFORM¦ OUTLET BOX¦ Man Hole¦ Hand Hole¦ 토크백¦ 모장치¦ 토 크 백 모 장 치¦ TALK BACK MASTER¦ 수 공 (기 설)¦ H¦ Hand Hole¦ 관 로 케 이 블 포 설 (기설)¦ INSTALLATION OF DUCT SYSTEM¦ 콤바이너¦ c¦ COMBINER¦ 소 방 무 선 접 속 단 자 함¦ RADIO TERMINAL CONNECTION BOX FOR THE FIRE¦ 관 리 역 전 산 기¦ MANAGING STATION COMPUTER¦ 유 지 보 수 전 산 기¦ MAINTENCE WORK STATION¦ 연 선 전 화¦ WAY SIDE TELEPHONE¦ 토 크 백¦ TALK BACK¦ Vmh¦ VMT¦ 환급기¦ V M 수 신 기¦ V M 송 신 기¦ 출 입 구 및 환 승 통 로 안 내 게 시 기¦ L¦ 환 급 기¦ 범 례 도¦ NONE¦ 범 례 표¦ S = NONE¦ 서지보호기 상세도¦ DU 시스템 상세도¦ OPDP 상세도¦ RRU 시스템 상세도¦ OFD 48C 상세도¦ FDF 48C 상세도¦ 실내안테나 설치상세도¦ 옴니 안테나 상세도¦ RACK 접지상세도¦ PIPING 상세도[1/3]¦ PIPING 상세도[2/3]¦ PIPING 상세도[3/3]¦ TERMINAL BOX 상세도¦ 접지함 상세도¦ WALL PULLBOX DETAIL¦ 여자화장실 INTERPHONE DETAIL¦ RACK 바닥고정 설치상세도¦ 광점퍼코드[OJC]상세도¦ 방송설비 설치 상세도¦ 천정형 P/T BRACKET 설치 상세도¦ 자시계 외형도¦ 카메라 설치 상세도¦ 행선안내 표시기 외형도¦ 행선안내 표시기 현장 설치도¦ 출입구 및 환승통로 게시기 상세도¦ 출입통제시스템 설치 상세도¦ 종합무선중계설비 상세도¦ 발매기 설치 상세도¦ AFC PIPING DETAIL¦ AGM CHANEL BASE 설치 상세도¦ 무선통신 외부단자 및 공시청 안테나 설치 상세도¦ T1001002-001¦ T1001003-001¦ T1001004-001¦ 913정거장 CIRCUIT WIRING SYSTEM DIAGRAM / 신설¦ T1001026-001¦ T1001026-002¦ 913정거장 종합무선중계설비 지하2층 평면도 (1/2)¦ T4009924-001¦ T4009924-002¦ 913(당산) 거점노드 랙 배치도¦ 913정거장 역사 L3스위치 인터페이스 구성도¦ T9103026-001¦ T9103075-001¦ T9103066-001¦ GPS 안테나 설치 상세도¦ T9103038-001¦ T9103038-002¦ T9103038-003¦ T9103038-004¦ T9103038-005¦ T9103038-006¦ T9103038-007¦ T9103038-008¦ T9103038-009¦ T9103038-010¦ T9103038-011¦ T9103038-012¦ T9103038-013¦ T9103038-014¦ T9103038-015¦ T9103038-016¦ T9103038-017¦ T9103038-018¦ T9103038-019¦ T9103038-020¦ T9103038-021¦ T9103038-022¦ T9103038-023¦ T9103038-024¦ T9103038-025¦ T9103038-026¦ T9103038-027¦ T9103038-028¦ T9103038-029¦ T9103038-030¦ T9103038-031¦ T9103038-032¦ 1/600¦ 913정거장 종합무선중계설비 지하2층 평면도 (2/2)¦ T4009924-003¦ 913정거장 통신기계실 & 안전관리실 CABLE WIRING DIAGRAM¦ 913정거장 AFC SYSTEM DIAGRAM (1/2)¦ 913정거장 AFC CABLE WIRING DIAGRAM (1/2)¦ 913정거장 출입통제설비 CABLE WIRING DIAGRAM ¦ 913정거장 출입통제설비 CABLE WIRING DIAGRAM / 철거¦ T7001034-001¦ T7001034-002¦ T7001034-003¦ T7001034-004¦ T7001034-005¦ T7001034-006¦ T7001034-007¦ T7001034-008¦ T7005034-001¦ T7005034-002¦ T7005034-003¦ T7005034-004¦ T7005034-005¦ T7005034-006¦ T7005034-007¦ T7005034-008¦ T1001026-003¦ T1001026-004¦ T1001026-005¦ T1001026-006¦ T1001026-007¦ T1001026-008¦ T1001026-009¦ T1001026-010¦ T1001026-011¦ T1001026-012¦ T1001026-013¦ 913정거장 AFC설비 지하1층 장비배치도¦ 913정거장 AFC설비 지하1층 장비배치도 / 철거¦ T9103066-002¦ T9103066-003¦ T9103066-004¦ 1/600¦ 1/600¦ T7005034-009¦ T7005034-010¦ 913정거장 AFC설비 지하1층 평면도 ¦ T5001034-001¦ 913정거장 출입통제설비 지하1층 평면도 (1/2) ¦ T7009934-001¦ T7009934-002¦ T7009934-003¦ T7009934-004¦ 1/400¦ T7009934-005¦ T7009934-006¦ 913정거장 COMMUNICATION CABLE WIRING DIAGRAM¦ 913정거장 전화설비 지하1층 신설평면도 (1/2)¦ 913정거장 CCTV,TDI,시계설비 CABLE WIRING DIAGRAM(2/2)¦ 913정거장 전화설비 지하1층 신설평면도 (2/2)¦ 913정거장 전화설비 지하2층 신설평면도(1/3)¦ 913정거장 안전관리실 기기배치도 및 바닥 TRAY 설치도¦ 913정거장 전화설비 지하2층 신설평면도(2/3)¦ 913정거장 전화설비 지하2층 신설평면도(3/3)¦ 913정거장 전화설비 지하3층 신설평면도(1/2)¦ 913정거장 전화설비 지하3층 신설평면도(2/2)¦ 913정거장 전화설비 지하1층 철거평면도 (1/2)¦ 913정거장 전화설비 지하1층 철거평면도 (2/2)¦ 913정거장 전화설비 지하2층 철거평면도 (1/3)¦ 913정거장 전화설비 지하2층 철거평면도 (2/3)¦ 913정거장 전화설비 지하2층 철거평면도 (3/3)¦ 913정거장 전화설비 지하3층 철거평면도 (1/2)¦ 913정거장 전화설비 지하3층 철거평면도 (2/2)¦ 913정거장 CCTV,TDI,시계설비 지하1층 신설평면도 (1/2)¦ 913정거장 CCTV,TDI,시계설비 지하1층 신설평면도 (2/2)¦ 913정거장 CCTV,TDI,시계설비 지하2층 신설평면도 (1/3)¦ 913정거장 CCTV,TDI,시계설비 지하2층 신설평면도 (2/3)¦ 913정거장 CCTV,TDI,시계설비 지하2층 신설평면도 (3/3)¦ 913정거장 CCTV,TDI,시계설비 지하3층 신설평면도 (1/2)¦ 913정거장 CCTV,TDI,시계설비 지하3층 신설평면도 (2/2)¦ 913정거장 CCTV,TDI,시계설비 지하1층 철거평면도 (1/2)¦ 913정거장 CCTV,TDI,시계설비 지하1층 철거평면도 (2/2)¦ 913정거장 CCTV,TDI,시계설비 지하2층 철거평면도 (1/3)¦ 913정거장 CCTV,TDI,시계설비 지하2층 철거평면도 (2/3)¦ 913정거장 CCTV,TDI,시계설비 지하2층 철거평면도 (3/3)¦ 913정거장 CCTV,TDI,시계설비 지하3층 철거평면도 (1/2)¦ 913정거장 CCTV,TDI,시계설비 지하3층 철거평면도 (2/2)¦ 913정거장 CCTV,TDI,시계설비 CABLE WIRING DIAGRAM(1/2)¦ 913정거장 방송설비 지하1층 신설평면도 (2/2)¦ 913정거장 방송설비 지하2층 신설평면도(1/3)¦ 913정거장 방송설비 지하2층 신설평면도(2/3)¦ 913정거장 방송설비 지하2층 신설평면도(3/3)¦ 913정거장 방송설비 지하3층 신설평면도(1/2)¦ 913정거장 방송설비 지하3층 신설평면도(2/2)¦ 913정거장 방송설비 지하1층 신설평면도 (1/2)¦ 913정거장 방송설비 CABLE WIRING DIAGRAM¦ T1001026-014¦ T1001026-015¦ T1001026-016¦ T1001026-017¦ T1001026-018¦ NONE¦ NONE¦ NONE¦ NONE¦ NONE¦ NONE¦ NONE¦ NONE¦ NONE¦ NONE¦ NONE¦ NONE¦ NONE¦ NONE¦ NONE¦ NONE¦ 913정거장 AFC SYSTEM DIAGRAM (2/2) (환승구간)¦ 913정거장 AFC SYSTEM DIAGRAM (1/2) / 철거¦ 913정거장 AFC SYSTEM DIAGRAM (2/2) (환승구간) / 철거¦ 913정거장 AFC CABLE WIRING DIAGRAM (2/2) (환승구간)¦ 913정거장 AFC CABLE WIRING DIAGRAM (1/2) / 철거¦ 913정거장 AFC CABLE WIRING DIAGRAM (2/2) (환승구간) / 철거¦ T7001034-009¦ T7001034-010¦ T7001034-011¦ T7001034-012¦ T7001034-013¦ T7001034-014¦ 1/400¦ 1/400¦ 1/400¦ 1/400¦ 1/400¦ 1/400¦ 1/400¦ 1/400¦ 1/400¦ 1/400¦ 1/400¦ 1/400¦ 1/400¦ 1/400¦ T7003034-001¦ T7003034-002¦ T7003034-003¦ T7003034-004¦ T7003034-005¦ T7003034-006¦ T7003034-007¦ 1/400¦ 1/400¦ 1/400¦ 1/400¦ 1/400¦ 1/400¦ 1/400¦ T7005034-011¦ T7005034-012¦ T7005034-013¦ T7005034-014¦ 1/400¦ 1/400¦ 1/400¦ 1/400¦ 1/400¦ 1/400¦ 1/400¦ 1/400¦ 1/400¦ 1/400¦ 1/400¦ 1/400¦ 1/400¦ 1/400¦ 75¦ 76¦ 77¦ 78¦ 79¦ 80¦ 81¦ T5001034-002¦ T5001034-003¦ 913정거장 AFC설비 지하2층 평면도 (1/2) (환승구간) ¦ 913정거장 AFC설비 지하2층 평면도 (2/2) ¦ 1/400¦ 1/400¦ T7009934-007¦ T7009934-008¦ T7009934-009¦ T7009934-010¦ 913정거장 출입통제설비 지하1층 평면도 (2/2) ¦ 913정거장 출입통제설비 지하2층 평면도 (1/3) ¦ 913정거장 출입통제설비 지하2층 평면도 (2/3) ¦ 913정거장 출입통제설비 지하2층 평면도 (3/3) ¦ 1/400¦ 1/400¦ 1/400¦ 1/400¦ 1/400¦ 1/400¦ 1/400¦ 1/400¦ 1/400¦ 1/400¦ 913정거장 출입통제설비 지하1층 철거평면도 (1/2) ¦ 913정거장 출입통제설비 지하1층 철거평면도 (2/2) ¦ 913정거장 출입통제설비 지하2층 철거평면도 (1/3) ¦ 913정거장 출입통제설비 지하2층 철거평면도 (2/3) ¦ 913정거장 출입통제설비 지하2층 철거평면도 (3/3) ¦ T9103066-005¦ T9103066-006¦ T9103066-007¦ 1/50¦ 82¦ 83¦ 84¦ 85¦ 86¦ 87¦ 88¦ 89¦ 90¦ 91¦ T9103066-008¦ 92¦ 93¦ 94¦ 95¦ 96¦ 97¦ 98¦ 99¦ 100¦ 101¦ 102¦ 103¦ 104¦ 105¦ 106¦ 107¦ 108¦ 109¦ 110¦ 111¦ 112¦ 113¦ 114¦ 1/1000¦ 1/600¦ 1/1000¦ 1/600¦ 913정거장 AFC설비 지하2층 장비배치도 (1/2) (환승구간)¦ 913정거장 AFC설비 지하2층 장비배치도 (2/2) ¦ 913정거장 AFC설비 지하2층 장비배치도 (1/2) (환승구간) / 철거¦ 913정거장 AFC설비 지하2층 장비배치도 (2/2) / 철거 ¦ T¦ 공통¦ 1¦ 0¦ 0¦ 1¦ 0¦ 0¦ 2¦ 0¦ 0¦ 1¦ 서울시메트로9호선(주) 대체투자(신호 및 통신설비) 타당성조사, 기본 및 실시설계 용역¦ 실 시 설 계 도 면¦ 2019. 03. ¦ [ 통신 설비-913정거장 ]¦ (주)안세기술 컨소시엄¦ 서울시메트로 9호선(주)¦ 서울시메트로9호선(주) 대체투자(신호 및 통신설비) 타당성조사, 기본 및 실시설계 용역¦ 실 시 설 계 도 면¦ 2019. 03. ¦ [ 통신 설비-905정거장 ]¦ (주)안세기술 컨소시엄¦ 서울시메트로 9호선(주)¦ (913 정거장)¦
| 1단계_정거장 - 복사본 | 1단계_정거장 - 복사본 | 040. T7005034-007 915정거장 CCTV,TDI,시계설비 지하2층 철거평면도 (1_2).dwg | vmh¦ G¦ P¦ \A1;8,600¦ \A1;8,600¦ \A1;24,800¦ \A1;7,500¦ \A1;7,500¦ \A1;4,900¦ \A1;4,900¦ \A1;70,559¦ \A1;5,000¦ \A1;70,559¦ \A1;27,900¦ \A1;6,000¦ \A1;5,000¦ \A1;4,900¦ \A1;6,000¦ \A1;6,000¦ \A1;5,500¦ \A1;5,000¦ \A1;3,700¦ \A1;6,000¦ \A1;5,000¦ \A1;5,000¦ \A1;5,000¦ \A1;5,000¦ \A1;5,000¦ \A1;5,000¦ \A1;5,360¦ \A1;5,000¦ \A1;5,000¦ DN¦ EP JOINT¦ L¦ MATCH LINE DWG No. "S1-TA-S15-DB-020-0"¦ A¦ (16) ECX 5C-2Vx1조 (CAMERA)(기존활용)¦ B¦ (28) ECX 5C-2Vx3조 (CAMERA)(기존활용)¦ C¦ UP TO 지하1층¦ TRAY (600x150)¦ ECX 5C-2Vx3조 (CAMERA)(기존활용)¦ F¦ E¦ (28) ECX 5C-2Vx3조 (CAMERA)(기존활용)¦ D¦ UP TO 지하1층¦ TRAY (600x150)¦ ECX 5C-2Vx4조 (CAMERA)(기존활용)¦ G¦ (28) OF-MM-12Core(난연)x1조 (TDI)¦ (16) UL 2919-AMESB 24AWG 4Px1조 (TDI)¦ (28) FR-CV 3C/4.0㎟x1조 (TDI POWER)¦ (22) ECX 5C-2Vx2조 (CAMERA)(기존활용)¦ (22) ECX 5C-2Vx2조 (CAMERA)(기존활용)¦ H¦ (16) ECX 5C-2Vx1조 (CAMERA)(기존활용)¦ KEY PLAN¦ X-05¦ X-04¦ X-03¦ X-02¦ X-01¦ X00¦ X01¦ X02¦ X03¦ X04¦ X05¦ X06¦ X07¦ X08¦ X09¦ X10¦ X11¦ X12¦ X13¦ Y06¦ Y05¦ Y03¦ Y02¦ Y01¦ Y00¦ Y04¦ UP¦ UP¦ 5호선정화조¦ 청소도구함실¦ 화장실¦ PSD기계실¦ 승강장¦ PSD기계실¦ 승강장¦ 내부엘리베이터1¦ 내부엘리베이터1¦ 기존5호선 연결¦ G¦ P-1¦ (16) ECX 5C-2Vx1조 (CAMERA)(기존활용)¦ A¦ D¦ E¦ (16) UTP Cat.5E 4Px2조 (TDI)¦ (16) UL 2919-AMESB 24AWG 4Px1조 (TDI)¦ (28) FR-CV 3C/4.0㎟x1조 (TDI POWER)¦ (16) UTP Cat.5E 4Px2조 (TDI)¦ (16) UL 2919-AMESB 24AWG 4Px1조 (TDI)¦ (28) FR-CV 3C/4.0㎟x1조 (TDI POWER)¦ F¦ B¦ (16) ECX 5C-2Vx1조 (CAMERA)(기존활용)¦ (P34:400x400x200)¦ (P31:200x200x100)¦ (P35:400x400x200)¦ ELE-7¦ ELE-8¦ C¦ P-3¦ (22) ECX 5C-2Vx1조 (CAMERA)(기존활용)¦ (P30:200x200x100)¦ (P33:200x200x100)¦ H¦ H¦ (P32:400x400x200)¦ (28) OF-MM-12Core(난연)x1조 (TDI)¦ (28) OF-MM-12Core(난연)x1조 (TDI)¦ (16) UTP Cat.5E 4Px2조 (TDI)¦ (16) ECX 5C-2Vx1조 (CAMERA)(기존활용)¦ NOTE¦ 1. 광케이블, 전원/접지케이블 (OF-SM-4Core, CV 3C/2.5㎟)¦ 3. 승강장 ANT설치위치: 열차 진행방향 정거장 시종점부에 설치¦ 2. 광케이블, 전원/접지케이블 (OF-SM-8Core, CV 3C/2.5㎟)¦ 본선 TRAY 이용¦ OF-SM-4Cx1조 [공간화상)(철거)¦ F-CV 3C/2.5㎟x1조 (공간화상)(철거)¦ 본선 TRAY 이용¦ OF-SM-4Cx1조 [공간화상)(철거)¦ F-CV 3C/2.5㎟x1조 (공간화상)(철거)¦ 본선 TRAY 이용¦ OF-SM-4Cx1조 [공간화상)(철거)¦ F-CV 3C/2.5㎟x1조 (공간화상)(철거)¦ 본선 TRAY 이용¦ OF-SM-4Cx1조 [공간화상)(철거)¦ F-CV 3C/2.5㎟x1조 (공간화상)(철거)¦ OF-SM-4Cx1조 [공간화상)(철거)¦ F-CV 3C/2.5㎟x1조 (공간화상)(철거)¦ OF-SM-4Cx1조 [공간화상)(철거)¦ F-CV 3C/2.5㎟x1조 (공간화상)(철거)¦ (28) FR-CV 3C/4.0㎟x1조 (환승게시기)(철거)¦ (16) UTP Cat 5E 4Px1조 (환승게시기)(철거)¦ 5호선¦ 환승통로¦ (철거)¦ (철거)¦ 지하철 915정거장¦ 국회의사당¦ 여의도¦ 샛강¦ 1/400¦ S = 1 / 400¦ 915정거장 CCTV,TDI,시계설비 지하2층 철거평면도(1/2)¦ 915정거장 CCTV,TDI,시계설비 지하2층¦ 철거평면도(1/2)¦ T¦ 7¦ 0¦ 0¦ 5¦ 0¦ 3¦ 4¦ 0¦ 0¦ 7¦ CCTV(기존동축활용)¦ P¦
| 1단계_정거장 - 복사본 | 1단계_정거장 - 복사본 | 039. T7005034-007 912정거장 CCTV,TDI,시계설비 지하2층 철거평면도 (1_2).dwg | CONSOLE¦ P¦ P¦ \A1;2,400¦ \A1;30,700¦ \A1;12,950¦ \A1;2,400¦ \A1;12,950¦ \A1;78,750¦ \A1;3,750¦ \A1;7,500¦ \A1;7,500¦ \A1;7,500¦ \A1;6,000¦ \A1;4,000¦ \A1;7,500¦ \A1;5,000¦ \A1;5,000¦ \A1;5,000¦ \A1;5,000¦ \A1;5,000¦ \A1;5,000¦ \A1;5,000¦ \A1;5,000¦ \A1;5,000¦ \A1;5,000¦ \A1;5,000¦ \A1;20,000¦ \A1;37,750¦ \A1;41,000¦ C/R¦ MATCH LINE DWG No. "S1-TA-S12-DB-021-0"¦ TRAY (300x100)¦ ECX 5C-2Vx2조 (CAMERA)(기존활용)¦ B¦ FR-CV 3C/4.0㎟x4조 (TDI POWER)¦ UL 2919-AMESB 24AWG 4Px4조 (TDI)¦ UTP Cat.5E 4Px4조 (CONSOLE)¦ UTP Cat.5E 25Px1조 (CONSOLE)¦ C¦ DOWN TO 안전관리실 ACCESS FLOOR¦ TRAY (600x150)¦ FR-CV 3C/4.0㎟x4조 (TDI POWER)¦ UL 2919-AMESB 24AWG 4Px4조 (TDI)¦ UTP Cat.5E 4Px4조 (CONSOLE)¦ UTP Cat.5E 25Px1조 (CONSOLE)¦ (16) ECX 5C-2Vx1조 (CAMERA)(기존활용)¦ D¦ TRAY (300x100)¦ ECX 5C-2Vx2조 (CAMERA)(기존활용)¦ E¦ FR-CV 3C/4.0㎟x4조 (TDI POWER)¦ UL 2919-AMESB 24AWG 4Px4조 (TDI)¦ UTP Cat.5E 4Px4조 (CONSOLE)¦ UTP Cat.5E 25Px1조 (CONSOLE)¦ KEY PLAN¦ X07¦ X08¦ X09¦ X11¦ X12¦ X15¦ X16¦ X10¦ X13¦ X14¦ X17¦ X20¦ X21¦ X18¦ X19¦ X22¦ X23¦ X24¦ Y00¦ Y02¦ Y03¦ Y06¦ Y04¦ DN¦ DN¦ 이동통신기계실¦ 용역원 대기실¦ 비상전원실¦ 전기실¦ 안전관리실¦ 변전실 ¦ 운영원대기실¦ 복 도¦ CO2실¦ 공조기계실1¦ CO2실¦ ES-9¦ ES-11¦ ELEC-1¦ (16) ECX 5C-2Vx1조 (CAMERA)(기존활용)¦ (16) ECX 5C-2Vx1조 (CAMERA)(기존활용)¦ (16) ECX 5C-2Vx1조 (CAMERA)(기존활용)¦ (16) ECX 5C-2Vx1조 (CAMERA)(기존활용)¦ (16) ECX 5C-2Vx1조 (CAMERA)(기존활용)¦ C¦ ELEC-2¦ (P8:200x200x100)¦ (P9:200x200x100)¦ UTP Cat.5E 4Px8조 (TDI)¦ OF-MM-12Core(난연)x4조 (TDI)¦ UTP Cat.5E 4Px8조 (TDI)¦ OF-MM-12Core(난연)x4조 (TDI)¦ UTP Cat.5E 4Px8조 (TDI)¦ OF-MM-12Core(난연)x4조 (TDI)¦ D¦ B¦ E¦ NOTE¦ 1. 광케이블, 전원/접지케이블 (OF-SM-4Core, CV 3C/2.5㎟)¦ 3. 승강장 ANT설치위치: 열차 진행방향 정거장 시종점부에 설치¦ 2. 광케이블, 전원/접지케이블 (OF-SM-8Core, CV 3C/2.5㎟)¦ FR-CV 3C/6.0㎟x1조 (LSE POWER)¦ FR-CV 3C/6.0㎟x1조 (LSE POWER)¦ FR-CV 3C/6.0㎟x1조 (LSE POWER)¦ vmh¦ vmh¦ vmh¦ vmh¦ FR-CV 3C/4.0㎟x4조 (출입구게시기)(철거)¦ UTP Cat 5E 4Px8조 (출입구게시기)(철거)¦ FR-CV 3C/4.0㎟x4조 (출입구게시기)(철거)¦ UTP Cat 5E 4Px8조 (출입구게시기)(철거)¦ FR-CV 3C/4.0㎟x4조 (출입구게시기)(철거)¦ UTP Cat 5E 4Px8조 (출입구게시기)(철거)¦ UTP Cat.5E 4Px4조 (대합실게시기)(철거)¦ FR-CV 3C/4.0㎟x1조 (대합실게시기 POWER)(기존활용)¦ UTP Cat.5E 4Px4조 (대합실게시기)(철거)¦ FR-CV 3C/4.0㎟x1조 (대합실게시기 POWER)(기존활용)¦ UTP Cat.5E 4Px4조 (대합실게시기)(철거)¦ FR-CV 3C/4.0㎟x1조 (대합실게시기 POWER)(기존활용)¦ HIV 1.5㎟x2조 (CLOCK)(철거)¦ (16) HIV 1.5㎟x2조 (CLOCK)(철거)¦ HIV 1.5㎟x2조 (CLOCK)(철거)¦ (16) HIV 1.5㎟x2조 (CLOCK)(철거)¦ (16) HIV 1.5㎟x4조 (CLOCK)(철거)¦ (16) HIV 1.5㎟x4조 (CLOCK)(철거)¦ (16) HIV 1.5㎟x2조 (CLOCK)(철거)¦ (철거)¦ (철거)¦ (철거)¦ (철거)¦ 지하철 912정거장¦ 신목동¦ 선유도¦ 당산¦ 1/400¦ S = 1 / 400¦ 912정거장 CCTV,TDI,시계설비 지하2층 철거평면도(1/2)¦ 912정거장 CCTV,TDI,시계설비 지하2층¦ 철거평면도(1/2)¦ T¦ 7¦ 0¦ 0¦ 5¦ 0¦ 3¦ 4¦ 0¦ 0¦ 7¦ CCTV(기존동축활용)¦
| 1단계_정거장 - 복사본 | 1단계_정거장 - 복사본 | 038. T7003034-005 903정거장 방송설비 지하3층 신설평면도-1.dwg | KEY PLAN¦ \A1;7,500¦ \A1;7,500¦ \A1;7,500¦ \A1;7,500¦ \A1;7,500¦ \A1;23600¦ \A1;5,000¦ \A1;5,000¦ \A1;5,000¦ \A1;5,000¦ \A1;5,000¦ \A1;5,000¦ \A1;{\fHYHeadLine-Medium¦b0¦i0¦c129¦p50;30,000}¦ \A1;7,500¦ \A1;7,500¦ \A1;10,5000¦ \A1;4350¦ \A1;4350¦ \A1;7450¦ \A1;7450¦ S = 1 / 400¦ 903정거장 방송설비 지하1층 신설평면도(2/2)¦ 1/400¦ 903정거장 방송설비 지하2층 신설평면도 (2/2)¦ 0¦ 0¦ 0¦ -¦ 0¦ 0¦ 0¦ 0¦ (기설활용)¦ -¦ T¦ 7¦ 0¦ 0¦ 3¦ 0¦ 3¦ 4¦ 0¦ 1¦ 6¦ MATCH LINE DWG No. "S1-TA-S03-DB-022-1.dwg"¦ 대 합 실¦ : (16) HIV 1.5㎟x6조¦ : (22) HIV 1.5㎟x10조¦ : (22) HIV 1.5㎟x8조¦ : (22) HIV 1.5㎟x7조¦ : (16) HIV 1.5㎟x5조¦ : (16) HIV 1.5㎟x4조¦ : (16) HIV 1.5㎟x3조¦ : (16) HIV 1.5㎟x2조¦ NOTE¦ E/S¦ Y00¦ Y01¦ Y03¦ 본선환기실-1¦ DN¦ E/S¦ 공조기계실-1¦ DN¦ 대 합 실¦ Y02¦ Y04¦ X01¦ X00¦ X02¦ X03¦ X04¦ X05¦ X09¦ X06¦ X07¦ X08¦ X10¦ X11¦ X12¦ X13¦ 벽부형 스피커 이동¦ 천정형 3W : 12 EA¦ 벽부형 3W : 5 EA¦ 지하철 903정거장¦ 김포공항¦ 공항시장¦ 신방화¦ S = 1 / 400¦ 903정거장 방송설비 지하3층 신설평면도(1/2)¦ 1/400¦ 903정거장 방송설비 지하3층 신설평면도 (1/2)¦ (기설활용)¦ T¦ 7¦ 0¦ 0¦ 3¦ 0¦ 3¦ 4¦ 0¦ 0¦ 5¦
| 1단계_정거장 - 복사본 | 1단계_정거장 - 복사본 | 035. T7005034-007 901정거장 CCTV,TDI,시계설비 지상2층 철거평면도.dwg | CONSOLE¦ ACU¦ CCTV¦ \A1;10,000¦ \A1;8,000¦ \A1;8,000¦ \A1;6,980¦ \A1;5,200¦ \A1;26,000¦ \A1;8,000¦ \A1;8,000¦ \A1;8,000¦ \A1;8,000¦ \A1;8,000¦ \A1;8,000¦ \A1;8,000¦ \A1;8,000¦ \A1;90,200¦ \A1;10,800¦ \A1;3,200¦ \A1;5,000¦ \A1;3,000¦ \A1;5,000¦ \A1;200¦ \A1;4,100¦ \A1;3,900¦ \A1;3,600¦ \A1;4,400¦ \A1;7,600¦ \A1;2,400¦ \A1;8,000¦ \A1;6,000¦ \A1;13,800¦ \A1;200¦ \A1;4,500¦ \A1;12,200¦ \A1;5,000¦ \A1;4,000¦ \A1;4,000¦ vmh¦ L1¦ D¦ ECX 5C-2Vx4조 (CAMERA)(기존활용)¦ UL 2919-AMESB 24AWG 4Px4조 (TDI)¦ OF-MM-12Core(난연)x4조 (TDI)¦ FR-CV 3C/4.0㎟x4조 (TDI)¦ DOWN TO 1층¦ A¦ ECX 5C-2Vx19조 (CAMERA)(기존활용)¦ DOWN TO 통신기계실 ACCESS FLOOR¦ UTP Cat.5E 25Px1조 (CONSOLE)¦ TRAY (300x100)¦ HIV 2.5㎟x2조 (CL POWER)(철거)¦ UTP Cat.5E 4Px4조 (CONSOLE)¦ C¦ (16) ECX 5C-2Vx1조 (CAMERA)(기존활용)¦ X14¦ X15¦ X16¦ X17¦ X18¦ X19¦ X20¦ X21¦ X22¦ Y00¦ Y01¦ Y02¦ Y03¦ Y04¦ X22¦ S L O P E¦ S L O P E¦ %%248100 FLOOR DRAIN-2개소¦ X23¦ X24¦ X25¦ UTP Cat.5E 4Px8조 (TDI)¦ FR-CVVSB 10C/1.5㎟x1조[PAN/TILT]¦ FR-CV 3C/4.0㎟x1조[CA POWER]¦ 전기창고¦ 전기작업실¦ 통신작업실¦ 통신창고¦ 전 기 실¦ 신호작업실¦ 신호창고¦ 여실승기관사¦ (승무대기실)¦ 실승기관사¦ (승무대기실)¦ 통신기계실¦ 운영기관사¦ 편의점¦ 발매기실¦ 비상발전기실¦ CO2 실¦ 용역원대기실¦ 안전 관리실¦ 대 합 실¦ 복 도¦ UP¦ DN¦ UP¦ DN¦ DN¦ DN¦ DN¦ 내부계단 1¦ 내부E/V¦ 화장실¦ 통합분소¦ 갱의실(여)¦ DN¦ DN¦ OPEN¦ 갱의실(남)¦ ~연결통로지붕~¦ 추락방지용 난간 설치¦ (P20:200x200x100)¦ (P19:200x200x100)¦ (P17:200x200x100)¦ (P16:200x200x100)¦ (P15:300x300x200)¦ (P18:200x200x100)¦ (P14:200x200x100)¦ (P13:200x200x100)¦ (P11:200x200x100)¦ T-1¦ C-1¦ ES-2¦ ELE-2¦ ATVM-1¦ AGM-1¦ ES-1¦ ELE-1¦ COMM-1¦ ELEC-1¦ ECX 5C-2Vx1조 (CAMERA)(기존활용)¦ DOWN TO 1층 E/V¦ (16) ECX 5C-2Vx1조 (CAMERA)(기존활용)¦ G¦ P¦ E¦ M¦ C¦ F¦ O¦ D¦ AGM-3¦ (P12:200x200x100)¦ (22) ECX 5C-2Vx2조 (CAMERA)(기존활용)¦ (P21:200x200x100)¦ O¦ AGM-2¦ AGM-4¦ C¦ L¦ I¦ A¦ N¦ F-CV 3C/2.5㎟x2조 (철거)¦ OF- SM-8Cx1조 (철거)¦ F-CV 3C/2.5㎟x2조 (공간화상)(철거)¦ FR-CV 3C/6.0㎟x1조 [LSE POWER]¦ C¦ OF- SM-4Cx1조 (철거)¦ OF- SM-8Cx1조 (공간화상)(철거)¦ OF- SM-4Cx1조 (공간화상)(철거)¦ K¦ J¦ C¦ Q¦ R¦ vmh¦ vmh¦ vmh¦ vmh¦ vmh¦ vmh¦ vmh¦ vmh¦ VMT¦ UTP Cat.5E 4Px1조 (철거)¦ (16) UTP Cat.5E 4Px1조 (철거)¦ NOTE¦ 1. 광케이블, 전원/접지케이블 (OF-SM-4Core, CV 3C/2.5㎟)¦ 3. 승강장 ANT설치위치: 열차 진행방향 정거장 시종점부에 설치¦ 2. 광케이블, 전원/접지케이블 (OF-SM-8Core, CV 3C/2.5㎟)¦ (철거)¦ G¦ P¦ DOWN TO 지상1층¦ I¦ O¦ K¦ L¦ FR-CV 3C/4.0㎟x4조 (TDI POWER)¦ UTP Cat.5E 4Px4조 (CONSOLE)¦ UTP Cat.5E 25Px1조 (CONSOLE)¦ DOWN TO 안전관리실 ACCESS FLOOR¦ TRAY (300x100)¦ UTP Cat.5E 4Px8조 (TDI)¦ UL 2919-AMESB 24AWG 4Px4조 (TDI)¦ UP TO 지상3층¦ OF-MM-12Core(난연)x4조 (TDI)¦ FR-CV 3C/6.0㎟x1조 [LSE POWER]¦ E¦ F¦ J¦ M¦ N¦ Q¦ R¦ TRAY (300x100)¦ UTP Cat.5E4Px2조 (CAMERA)(기존활용)¦ TRAY (300x100)¦ (16) UTP Cat.5E4Px1조 (CAMERA)(기존활용)¦ (22) UTP Cat.5E4Px2조 (CAMERA)(기존활용)¦ (28) UTP Cat.5E4Px3조 (CAMERA)(기존활용)¦ (16) UTP Cat.5E4Px6조 (CAMERA)(기존활용)¦ (36) FR-CVVSB 10C/1.5㎟x1조 (PAN TILT)¦ (28) FR-CV 3C/4.0㎟x1조 [CA POWER]¦ UTP Cat.5E4Px11조 (CAMERA)(기존활용)¦ TRAY (300x100)¦ UTP Cat.5E 25Px1조 (CONSOLE)¦ UTP Cat.5E 4Px2조 (CL POWER)(철거)¦ UTP Cat.5E 4Px4조 (CONSOLE)¦ FR-CV 3C/4.0㎟x4조 (TDI)¦ UTP Cat.5E 4Px8조 (TDI)¦ UL 2919-AMESB 24AWG 4Px4조 (TDI)¦ OF-MM-12Core(난연)x4조 (TDI)¦ FR-CVVSB 10C/1.5㎟x1조[PAN/TILT]¦ FR-CV 3C/4.0㎟x1조[CA POWER]¦ FR-CV 3C/6.0㎟x1조 [LSE POWER]¦ UTP Cat.5E4Px9조 (CAMERA)(기존활용)¦ TRAY (300x100)¦ UTP Cat.5E 25Px1조 (CONSOLE)¦ UTP Cat.5E 4Px2조 (CL POWER)(철거)¦ UTP Cat.5E 4Px4조 (CONSOLE)¦ FR-CV 3C/4.0㎟x4조 (TDI)¦ UTP Cat.5E 4Px8조 (TDI)¦ UL 2919-AMESB 24AWG 4Px4조 (TDI)¦ OF-MM-12Core(난연)x4조 (TDI)¦ FR-CVVSB 10C/1.5㎟x1조[PAN/TILT]¦ FR-CV 3C/4.0㎟x1조[CA POWER]¦ FR-CV 3C/6.0㎟x1조 [LSE POWER]¦ UTP Cat.5E4Px8조 (CAMERA)(기존활용)¦ TRAY (300x100)¦ UTP Cat.5E 4Px2조 (CL POWER)(공간화상)(철거)¦ FR-CVVSB 10C/1.5㎟x1조[PAN/TILT]¦ FR-CV 3C/4.0㎟x1조[CA POWER]¦ (16) UTP Cat.5E4Px2조 (CAMERA)(기존활용)¦ (16) UTP Cat.5E 4Px2조 (CL POWER)(철거)¦ (16) UTP Cat.5E 4Px2조 (CL POWER)(철거)¦ UTP Cat.5E 4Px1조 (철거)¦ UTP Cat.5E 4Px1조 (철거)¦ UTP Cat.5E 4Px1조 (철거)¦ UTP Cat.5E 4Px4조 (대합실게시기)(철거)¦ FR-CV 3C/4.0㎟x1조 (대합실게시기POWER)¦ UTP Cat.5E 4Px4조 (대합실게시기)(철거)¦ FR-CV 3C/4.0㎟x1조 (대합실게시기 POWER)(기존활용)¦ UTP Cat.5E 4Px4조 (대합실게시기)(철거)¦ FR-CV 3C/4.0㎟x1조 (대합실게시기 POWER)(기존활용)¦ UTP Cat.5E 4Px4조 (대합실게시기)(철거)¦ FR-CV 3C/4.0㎟x1조 (대합실게시기 POWER)(기존활용)¦ S¦ (28) FR-CV 3C/4.0㎟x1조 (대합실게시기 POWER)(기존활용)¦ S¦ S¦ HIV 1.5㎟x6조 (CLOCK)(철거)¦ HIV 2.5㎟x2조 (CL POWER)(철거)¦ (16) HIV 1.5㎟x2조 (CLOCK)(철거)¦ (16) HIV 1.5㎟x2조 (CLOCK)(철거)¦ (16) HIV 1.5㎟x2조 (CLOCK)(철거)¦ B¦ (16) HIV 1.5㎟x2조 (CLOCK)(철거)¦ B¦ B¦ B¦ B¦ HIV 1.5㎟x4조 (CLOCK)(철거)¦ HIV 2.5㎟x2조 (CL POWER)(철거)¦ HIV 1.5㎟x4조 (CLOCK)(철거)¦ HIV 2.5㎟x2조 (CL POWER)(철거)¦ HIV 1.5㎟x4조 (CLOCK)(철거)¦ HIV 2.5㎟x2조 (CL POWER)(철거)¦ (16) HIV 1.5㎟x2조 (CLOCK)(철거)¦ (16) HIV 1.5㎟x2조 (CLOCK)(철거)¦ (16) HIV 2.5㎟x2조 (CL POWER)(철거)¦ HIV 1.5㎟x2조 (CLOCK)(철거)¦ B¦ (철거)¦ (철거)¦ (철거)¦ (철거)¦ (철거)¦ (철거)¦ (철거)¦ (철거)¦ (16) UTP Cat.5E 4Px4조 (대합실게시기)(철거)¦ 지하철 901정거장¦ 개화¦ 김포공항¦ 1/400¦ S = 1 / 400¦ 901정거장 CCTV,TDI,시계설비 지상2층 철거평면도¦ 901정거장 CCTV,TDI,시계설비 지상2층¦ 철거평면도¦ T¦ 7¦ 0¦ 0¦ 5¦ 0¦ 3¦ 4¦ 0¦ 0¦ 7¦ CCTV(기존동축활용)¦ P¦
| 1단계_정거장 - 복사본 | 1단계_정거장 - 복사본 | 044. T9103026-001 910(염창)역사노드 랙 배치도.dwg | 910(염창)역사노드 랙 배치도¦ NONE¦ 910(염창)역사노드 랙 배치도¦ S = NONE¦ OFD 랙¦ MDF 랙¦ 기지국장치 랙¦ 스위치 랙¦ 역사노드백본 랙¦ 시리얼장치¦ PDP¦ MDF¦ MDF¦ MDF¦ MDF¦ MDF¦ OFD¦ OFD¦ OFD¦ OFD¦ OFD¦ 스위치¦ 스위치¦ 스위치¦ PDP¦ 백본스위치¦ 백본스위치¦ 역사노드백본 랙 ¦ OJCx8¦ 시리얼장치 랙¦ 스위치 랙 ¦ 기지국장치 랙 ¦ OFD 랙 ¦ MDF 랙 ¦ GND¦ OJCx8¦ OJCx48¦ OJCx4¦ UTP Cat6 25Px2¦ UTP Cat6 25Px2¦ HFCO 2C/4㎟¦ HFCO 2C/4㎟¦ HFCO 2C/4㎟¦ F-GV 16㎟¦ F-GV 16㎟¦ F-GV 16㎟¦ F-GV 16㎟¦ F-GV 16㎟¦ F-GV 16㎟¦ \pi-15,l20,t20;* 예시도면이며 제조사별 구성도 다를 수 있음.¦ 정류기¦ DU_A¦ PDP¦ DU_B¦ RRU¦ PDOD¦ RRU 정류기¦ \pi-15,l20,t20;* 랙 내 접지바에서 장치간 접지 연결.¦ UPS¦ OJCx4¦ UTP Cat6 25Px2¦ F-GV 16㎟¦ 910(염창)역사노드 랙 배치도¦ NONE¦ 910(염창)역사노드 랙 배치도¦ S = NONE¦ OFD 랙¦ MDF 랙¦ 기지국장치 랙¦ 스위치 랙¦ 역사노드백본 랙¦ 시리얼장치¦ PDP¦ MDF¦ MDF¦ MDF¦ MDF¦ MDF¦ OFD¦ OFD¦ OFD¦ OFD¦ OFD¦ 스위치¦ 스위치¦ 스위치¦ PDP¦ 백본스위치¦ 백본스위치¦ UPS¦ OJCx8¦ 역사노드백본 랙 ¦ 스위치 랙 ¦ 기지국장치 랙 ¦ OFD 랙 ¦ MDF 랙 ¦ GND¦ OJCx8¦ OJCx48¦ OJCx4¦ UTP Cat6 25Px2¦ UTP Cat6 25Px2¦ HFCO 2C/4㎟¦ HFCO 2C/4㎟¦ HFCO 2C/4㎟¦ F-GV 16㎟¦ F-GV 16㎟¦ F-GV 16㎟¦ F-GV 16㎟¦ F-GV 16㎟¦ F-GV 16㎟¦ \pi-15,l20,t20;* 예시도면이며 제조사별 구성도 다를 수 있음.¦ 정류기¦ DU_A¦ PDP¦ DU_B¦ RRU¦ PDOD¦ RRU 정류기¦ \pi-15,l20,t20;* 랙 내 접지바에서 장치간 접지 연결.¦ 910(염창)역사노드 랙 배치도¦ NONE¦ 910(염창)역사노드 랙 배치도¦ S = NONE¦ OFD 랙¦ MDF 랙 (기설)¦ 기지국장치 랙¦ 역사노드백본 랙¦ 시리얼장치¦ MDF¦ MDF¦ MDF¦ MDF¦ MDF¦ OFD¦ OFD¦ OFD¦ OFD¦ OFD¦ PDP¦ 백본스위치¦ 백본스위치¦ 역사노드백본 랙 ¦ OJCx8¦ 시리얼장치 ¦ 기지국장치 랙 ¦ OFD 랙 ¦ MDF 랙 ¦ GND¦ OJCx32¦ OJCx4¦ UTP Cat5e 4Px2¦ HFCO 2C/4㎟¦ HFCO 2C/4㎟¦ F-GV 16㎟¦ F-GV 16㎟¦ F-GV 16㎟¦ \pi-15,l20,t20;* 예시도면이며 제조사별 구성도 다를 수 있음.¦ 정류기¦ DU_A¦ PDP¦ DU_B¦ RRU¦ OPDP¦ RRU 정류기¦ \pi-15,l20,t20;* 랙 내 접지바에서 장치간 접지 연결.¦ UPS¦ UTP Cat6 25Px2¦ OPDP¦ RRU 1¦ RRU 2¦ RRU 3¦ RRU 4¦ RRU 5¦ F-GV 16㎟¦ 909¦ 911¦ 910¦ T¦ 9¦ 1¦ 0¦ 3¦ 0¦ 2¦ 6¦ 0¦ 0¦ 1¦ OJCx10¦ OJCx8¦ F-GV 16㎟¦ 정류기¦ DU_A¦ PDP¦ DU_S¦ RRU¦ OPDP¦ OPDP¦ RRU 정류기¦ RRU 축전지¦
| 1단계_정거장 - 복사본 | 1단계_정거장 - 복사본 | 031. T7005034-002 908정거장 CCTV,TDI,시계설비 지하2층 신설평면도.dwg | C/R¦ CONSOLE¦ \A1;3,100¦ \A1;3,100¦ \A1;1,100¦ \A1;1,100¦ \A1;7,150¦ \A1;7,150¦ \A1;22,700¦ \A1;22,500¦ \A1;22,500¦ \A1;37,500¦ \A1;22,500¦ \A1;7,500¦ \A1;7,500¦ \A1;7,500¦ \A1;7,500¦ \A1;7,500¦ \A1;7,500¦ \A1;7,500¦ \A1;7,500¦ \A1;7,500¦ \A1;7,500¦ \A1;7,500¦ \A1;7,500¦ \A1;7,500¦ \A1;7,500¦ \A1;120,000¦ \A1;15,000¦ (신설)¦ S = 1 / 400¦ 925정거장 CCTV,TDI,시계설비 지하2층 신설평면도(1/2)¦ 925정거장 CCTV,TDI,시계설비 지하2층¦ 신설평면도(1/2)¦ (신설)¦ L1¦ S¦ UTP Cat.5E 4Px4조 (대합실게시기)(신설)¦ FR-CV 3C/4.0㎟x1조 (대합실게시기 POWER)(신설)¦ A¦ C¦ B¦ D¦ E¦ F¦ I¦ J¦ K¦ X09¦ X12¦ X13¦ X14¦ X15¦ X16¦ X17¦ X18¦ X19¦ X20¦ X21¦ X22¦ X23¦ X24¦ X25¦ X26¦ X10¦ X11¦ Y00¦ Y04¦ Y08¦ Y03¦ Y05¦ DN¦ UP¦ DN¦ DN¦ DN¦ 독서실¦ 대합실¦ 안전관리실¦ 발매기실¦ 공조기계실¦ 화장실¦ DN¦ 편의점¦ 오수펌프실¦ 내부계단4¦ 내부계단1¦ 내부계단2¦ 내부계단5¦ 내부엘리베이터2¦ DN¦ DN¦ DN¦ DN¦ UP¦ UP¦ 내부엘리베이터1¦ 내부계단3¦ 908 정거장¦ STA.9km840.167¦ (P13:200x200x100)¦ (P16:200x200x100)¦ (P17:200x200x100)¦ (P18:300x300x200)¦ ES-6¦ ELE-4¦ C-2¦ ELE-5¦ ES-7¦ ES-9¦ AGM-1¦ ES-8¦ ELE-3¦ ATVM-1¦ C-3¦ T-1¦ N¦ J¦ E¦ I¦ E¦ F¦ E¦ B¦ A¦ C¦ D¦ (P15:200x200x100)¦ K¦ K¦ (P19:300x300x200)¦ TRAY (600x150)¦ AGM-2¦ E¦ 예비실¦ E¦ L¦ L¦ vmh¦ vmh¦ vmh¦ vmh¦ M¦ M¦ vmh¦ vmh¦ vmh¦ vmh¦ vmh¦ vmh¦ vmh¦ NOTE¦ 1. 광케이블, 전원/접지케이블 (OF-SM-4Core, CV 3C/2.5㎟)¦ 3. 승강장 ANT설치위치: 열차 진행방향 정거장 시종점부에 설치¦ 2. 광케이블, 전원/접지케이블 (OF-SM-8Core, CV 3C/2.5㎟)¦ 임대상가2¦ 임대상가1¦ TRAY (900x150)¦ UTP Cat.5E4Px19조 (CAMERA)¦ UP TO 지하 1층¦ UTP Cat.5E 4Px4조 (CONSOLE)¦ UTP Cat.5E 25Px1조 (CONSOLE)¦ (22) UTP Cat.5E4Px2조 (CAMERA)¦ UTP Cat.5E4Px16조 (CAMERA)¦ TRAY (300x100)¦ UTP Cat.5E 4Px4조 (CONSOLE)¦ UTP Cat.5E 25Px1조 (CONSOLE)¦ (16) UTP Cat.5E4Px1조 (CAMERA)¦ UTP Cat.5E4Px10조 (CAMERA)¦ TRAY (300x100)¦ UTP Cat.5E 4Px4조 (CONSOLE)¦ UTP Cat.5E 25Px1조 (CONSOLE)¦ UTP Cat.5E4Px8조 (CAMERA)¦ TRAY (300x100)¦ UTP Cat.5E4Px3조 (CAMERA)¦ TRAY (300x100)¦ (22) UTP Cat.5E4Px2조 (CAMERA)¦ DOWN TO 지하 3층¦ (16) UTP Cat.5E4Px1조 (CAMERA)¦ (16) UTP Cat.5E4Px1조 (CAMERA)¦ (16) UTP Cat.5E4Px1조 (CAMERA)¦ (16) UTP Cat.5E4Px1조 (CAMERA)¦ (16) UTP Cat.5E4Px1조 (CAMERA)¦ UTP Cat.5E4Px3조 (CAMERA)¦ DOWN TO 지하 3층¦ TRAY (900x150)¦ UTP Cat.5E4Px3조 (CAMERA)¦ TRAY (900x150)¦ UTP Cat.5E 4Px4조 (CONSOLE)¦ UTP Cat.5E 25Px1조 (CONSOLE)¦ DOWN TO 안전관리실 ACCESS FLOOR¦ FR-CV 3C/6.0㎟x1조 (LSE POWER)¦ FR-CV 3C/6.0㎟x1조 (LSE POWER)¦ FR-CV 3C/6.0㎟x1조 (LSE POWER)¦ FR-CV 3C/6.0㎟x1조 (LSE POWER)¦ UTP Cat.5E 4Px4조 (CONSOLE)¦ UTP Cat.5E 25Px1조 (CONSOLE)¦ TRAY (300x100)¦ FR-CV 3C/6.0㎟x1조 (LSE POWER)¦ (16) UTP Cat.5E4Px1조 (CAMERA)¦ TRAY (300x100)¦ UTP Cat.5E4Px5조 (CAMERA)¦ 0¦ 0¦ O¦ (16) OF-SM-8Core(난연)x2조(대합실게시기)(신설)¦ (28) FR-CV 3C/4.0㎟x1조 (대합실게시기 POWER)(기존활용)¦ OF-SM-8Core(난연)x4조(대합실게시기)(신설)¦ FR-CV 3C/4.0㎟x1조 (대합실게시기 POWER)(기존활용)¦ I-1¦ UTP Cat.5E4Px8조 (CAMERA)¦ TRAY (300x100)¦ I-1¦ 스피드돔¦ 스피드돔¦ OF-SM-8Core(난연)x1조 (모니터)(신설)¦ FR-CV 3C/4.0㎟x1조 (모니터POWER)(신설) ¦ OF-SM-8Core(난연)x1조 (모니터)(신설)¦ FR-CV 3C/4.0㎟x1조 (모니터POWER)(신설) ¦ OF-SM-8Core(난연)x2조 (모니터)(신설)¦ FR-CV 3C/4.0㎟x2조 (모니터POWER)(신설) ¦ OF-SM-8Core(난연)x2조 (모니터)(신설)¦ FR-CV 3C/4.0㎟x2조 (모니터POWER)(신설) ¦ OF-SM-8Core(난연)x1조 (모니터)(신설)¦ FR-CV 3C/4.0㎟x1조 (모니터POWER)(신설) ¦ OF-SM-8Core(난연)x1조 (모니터)(신설)¦ FR-CV 3C/4.0㎟x1조 (모니터POWER)(신설) ¦ OF-SM-8Core(난연)x2조 (모니터)(신설)¦ FR-CV 3C/4.0㎟x2조 (모니터POWER)(신설) ¦ OF-MM-12Core(난연)x2조 (TDI)(기존활용)¦ FR-CV 3C/4.0㎟x2조 (TDI POWER)(기존활용)¦ UL 2919-AMESB 24AWG 4Px2조 (TDI)(기존활용)¦ UTP Cat.5E 4Px8조 (TDI)(기존활용)¦ FR-CV 3C/4.0㎟x4조 (TDI POWER)(기존활용)¦ UL 2919-AMESB 24AWG 4Px4조 (TDI)(기존활용)¦ UL 2919-AMESB 24AWG 4Px2조 (TDI)(기존활용)¦ FR-CV 3C/4.0㎟x2조 (TDI POWER)(기존활용)¦ OF-MM-12Core(난연)x2조 (TDI)(기존활용)¦ UL 2919-AMESB 24AWG 4Px2조 (TDI)(기존활용)¦ FR-CV 3C/4.0㎟x2조 (TDI POWER)(기존활용)¦ UTP Cat.5E 4Px4조 (TDI)(기존활용)¦ FR-CV 3C/4.0㎟x4조 (TDI POWER)(기존활용)¦ UL 2919-AMESB 24AWG 4Px4조 (TDI)(기존활용)¦ UTP Cat.5E 4Px8조 (TDI)(기존활용)¦ OF-MM-12Core(난연)x4조 (TDI)(기존활용)¦ OF-MM-12Core(난연)x2조 (TDI)(기존활용)¦ UTP Cat.5E 4Px4조 (TDI)(기존활용)¦ UTP Cat.5E 4Px4조 (TDI)(기존활용)¦ OF-MM-12Core(난연)x4조 (TDI)(기존활용)¦ FR-CV 3C/4.0㎟x4조 (TDI POWER)(기존활용)¦ UL 2919-AMESB 24AWG 4Px4조 (TDI)(기존활용)¦ UTP Cat.5E 4Px8조 (TDI)(기존활용)¦ OF-MM-12Core(난연)x4조 (TDI)(기존활용)¦ UTP Cat.5E 4Px4조 (TDI)(기존활용)¦ UL 2919-AMESB 24AWG 4Px2조 (TDI)(기존활용)¦ FR-CV 3C/4.0㎟x2조 (TDI POWER)(기존활용)¦ OF-MM-12Core(난연)x2조 (TDI)(기존활용)¦ FR-CV 3C/4.0㎟x2조 (대합실게시기 POWER)(기존활용)¦ OF-SM-8Core(난연)x4조(대합실게시기)(신설)¦ FR-CV 3C/4.0㎟x2조 (대합실게시기 POWER)(기존활용)¦ OF-SM-8Core(난연)x4조(대합실게시기)(신설)¦ 지하철 908정거장¦ 가양¦ 증미¦ 등촌¦ 1/400¦ S = 1 / 400¦ 908정거장 CCTV,TDI,시계설비 지하2층 신설평면도¦ 908정거장 CCTV,TDI,시계설비 지하2층¦ 신설평면도¦ T¦ 7¦ 0¦ 0¦ 5¦ 0¦ 3¦ 4¦ 0¦ 0¦ 2¦ CCTV(기존동축활용)¦ P¦
| 1단계_정거장 - 복사본 | 1단계_정거장 - 복사본 | 056. T9103066-003 912정거장 AFC설비 지하2층 장비배치도.dwg | \A1;30,000¦ \A1;7,500¦ \A1;7,500¦ \A1;7,500¦ \A1;165,000¦ \A1;7,500¦ \A1;7,500¦ \A1;7,500¦ \A1;7,500¦ \A1;7,500¦ \A1;7,500¦ \A1;7,500¦ \A1;7,500¦ \A1;7,500¦ \A1;7,500¦ \A1;7,500¦ \A1;7,500¦ \A1;6,000¦ \A1;4,000¦ \A1;7,500¦ \A1;5,000¦ \A1;5,000¦ \A1;5,000¦ \A1;5,000¦ \A1;5,000¦ \A1;5,000¦ \A1;5,000¦ \A1;5,000¦ \A1;5,000¦ \A1;5,000¦ \A1;5,000¦ \A1;20,000¦ \A1;21,750¦ \A1;72,250¦ \A1;41,000¦ \A1;2,400¦ \A1;30,700¦ \A1;12,950¦ \A1;2,400¦ \A1;12,950¦ \A1;150¦ \A1;1,750¦ \A1;1100¦ \A1;600¦ \A1;600¦ \A1;600¦ \A1;600¦ \A1;600¦ \A1;150¦ \A1;150¦ \A1;150¦ \A1;150¦ \A1;150¦ \A1;150¦ \A1;150¦ \A1;150¦ \A1;600¦ Detail "B"¦ Detail "A"¦ Detail "B"¦ Detail "A"¦ 대합실¦ FREE AREA¦ 대합실¦ PAID AREA¦ 11형¦ 12형¦ 10형¦ 8형¦ 8형¦ 6형¦ 8형¦ 8형¦ AAM ¦ 발매기실¦ X07¦ X08¦ X09¦ X11¦ X12¦ X15¦ X16¦ X10¦ X13¦ X14¦ X17¦ X20¦ X21¦ X18¦ X19¦ X22¦ X23¦ X24¦ X25¦ X26¦ X27¦ X28¦ X29¦ X30¦ X31¦ X32¦ X33¦ X34¦ X35¦ X36¦ Y00¦ Y02¦ Y03¦ Y06¦ Y04¦ DN¦ DN¦ DN¦ DN¦ UP¦ ELEV.¦ ELEV.¦ ELEV.¦ 공조기계실2¦ 물탱크실¦ 창 고¦ 통신신호기계실¦ 편의점¦ 발매기실¦ 대합실¦ 이동통신기계실¦ 용역원 대기실¦ 비상전원실¦ 전기실¦ 안전관리실¦ 변전실 ¦ 운영원대기실¦ 복 도¦ CO2실¦ 공조기계실1¦ 운전취급실¦ ELEV.¦ AF-2¦ 912 정거장¦ STA.13km796.097¦ CO2실¦ AAM ¦ 8형¦ 구 분¦ 당 초¦ 변 경¦ 6형¦ 8형¦ 10형¦ 6/12형¦ 10/11형¦ 11형¦ 12형¦ 1¦ 1¦ 4¦ 5¦ 1¦ 1¦ -¦ -¦ 1¦ -¦ 1¦ 1¦ 1¦ 1¦ 912정거장 AFC설비 지하2층 장비배치도¦ 912정거장 AFC설비 지하2층 장비배치도¦ S = 1 / 600¦ 1/600¦ 지하철 912정거장¦ 신목동¦ 선유도¦ 당산¦ T¦ 9¦ 1¦ 0¦ 3¦ 0¦ 6¦ 6¦ 0¦ 0¦ 3¦
| 1단계_정거장 - 복사본 | 1단계_정거장 - 복사본 | 025. T7001034-007 종합관리 및 복지후생동 구내통신설비 지상5층 신설평면도.dwg | T¦ 광HUB¦ IDF¦ \A1;7,700¦ \A1;67,100¦ \A1;6,600¦ \A1;6,600¦ \A1;6,600¦ \A1;6,600¦ \A1;6,600¦ \A1;6,600¦ \A1;6,600¦ \A1;6,600¦ \A1;6,600¦ \A1;2,100¦ \A1;7,500¦ \A1;7,500¦ \A1;27,900¦ \A1;3,300¦ \A1;7,500¦ \A1;3,750¦ \A1;3,200¦ \A1;3,400¦ \A1;3,200¦ \A1;3,400¦ \A1;3,300¦ \A1;2,300¦ \A1;1,450¦ \A1;1,100¦ \A1;2,200¦ \A1;2,000¦ \A1;4,600¦ OPEN¦ Board RM.¦ 대표이사실¦ 임원실1¦ 회의실¦ 임원실2¦ 문서고¦ 갱의실¦ 탕비실¦ 대표이사 비서실¦ 부사장실¦ 사장실¦ X01¦ X02¦ X03¦ X04¦ X05¦ X06¦ X07¦ X08¦ X09¦ X10¦ X11¦ Y01¦ Y02¦ Y04¦ Y05¦ Y06¦ Y03¦ NOTE¦ (16) UTP Cat.5E 4Px2조¦ (22) UTP Cat.5E 4Px4조¦ ux2¦ ux4¦ (28) UTP Cat.5E 4Px6조¦ ux6¦ (22)x2 UTP Cat.5E 4Px8조¦ ux8¦ (28)x2 UTP Cat.5E 4Px10조¦ ux10¦ (28)x2 UTP Cat.5E 4Px12조¦ ux12¦ C¦ [IDF No.9]¦ 100P¦ [광24Port] ¦ 접견실¦ x2 ¦ x3 ¦ (16) UTP Cat.5E 4Px1조 (CAMERA)(신설)¦ (P28:200x200x100)¦ HALL-6¦ x4¦ (16) UTP Cat.5E 4Px1조 (CAMERA)(신설)¦ CCC-1¦ [광24Port] ¦ [IDF No.12]¦ 100P¦ x4 ¦ x2¦ (16) 5C-HFBTx1조 (TV)¦ (22) UTP Cat.5E 4Px4조 (대표이사실)¦ (16) HIV 1.5㎟x2조 (CLOCK)¦ ux8¦ ux12¦ ux4¦ ux16¦ (ux16)x2¦ (ux16)x3¦ (22) 5C-HFBTx2조 (TV)¦ (22)x2 UTP Cat.5E 4Px7조 (임원실1,2, 회의실, 대표이사실,문서고)¦ (16) HIV 1.5㎟x4조 (CLOCK)¦ (22) 5C-HFBTx2조 (TV)¦ (16) UTP Cat.5E 4Px2조 (대회의실)¦ (16) HIV 1.5㎟x2조 (CLOCK)¦ 대회의실¦ A¦ B¦ D¦ E¦ F¦ (22) 5C-HFBTx2조 (TV)¦ ux4¦ ux4¦ ux4¦ (22) 5C-HFBTx2조 (TV)¦ (16) HIV 1.5㎟x4조 (CLOCK)¦ x2¦ A¦ (22)x2 UTP Cat.5E 4Px7조 (임원실1,2, 회의실, 대표이사실,문서고)¦ (16) UTP Cat.5E 4Px2조 (HUB)¦ (16) F-GV 4.0㎟x1조 (GND)¦ (28) OF-MM-8Corex1조 (접견실 광S/W HUB)¦ (54) UTP Cat.5E 25Px4조 (접견실)¦ B¦ 5C-HFBTx1조 (TV)¦ HIV 1.5㎟x2조 (CLOCK)¦ F-GV 4.0㎟x1조 (GND)¦ OF-MM-8Corex1조 (접견실 광S/W HUB)¦ CABLE TRAY (W:600)¦ UTP Cat.5E 25Px4조x2 (접견실, 대표이사 비서실)¦ UTP Cat.5E 4Px2조 (CAMERA)(신설)¦ C¦ CABLE TRAY (W:600)¦ DOWN TO 지상4층 EPS실¦ D¦ CABLE TRAY (W:600)¦ 5C-HFBTx2조 (TV)¦ HIV 1.5㎟x4조 (CLOCK)¦ UTP Cat.5E 25Px4조 (대표이사 비서실)¦ UTP Cat.5E 4Px2조 (CAMERA)(신설)¦ F-GV 4.0㎟x1조 (GND)¦ UTP Cat.5E 4Px2조 (HUB)¦ E¦ (16) UTP Cat.5E 4Px2조 (HUB)¦ (16) F-GV 4.0㎟x1조 (GND)¦ (54) UTP Cat.5E 25Px4조 (대표이사 비서실)¦ (16) HIV 1.5㎟x4조 (CLOCK)¦ G¦ (P27:400x400x200)¦ (P29:400x400x200)¦ x3¦ (22) 5C-HFBTx2조 (TV)¦ (16) UTP Cat.5E 4Px3조 (임원실1)¦ (16) HIV 1.5㎟x4조 (CLOCK)¦ x4¦ (P24:200x200x100)¦ (P25:200x200x100)¦ x2¦ x2 ¦ x4¦ (16) UTP Cat.5E 4Px2조 (SPC사무실)¦ UP TO 옥탑층¦ (28) FR-CVVSB 4C/1.5㎟x1조 (전기시계 GPS ANT)¦ (54)x7 FR-HFC-22Dx1조 (열차무선 ANT)¦ (28) FR-CVVS 2C/1.5㎟x2조 (옥상 혼형 스피커)¦ (28) 10C-HFBTx1조 (방송설비 위성ANT)¦ (28) 10C-HFBTx1조 (TV공시청 위성ANT)¦ (28) 10C-HFBTx1조 (TV공시청 ANT]¦ (28) 10C-HFBTx1조 (방송설비 FM ANT]¦ (28) FR-CV 3C/4.0㎟x1조 (전기시계 GPS ANT)¦ (28) F-GV 16㎟x2조 (ANT접지)¦ SPC사무실¦ ux8¦ ux12¦ ux4¦ ux8¦ ux12¦ ux4¦ (22) 5C-HFBTx2조 (TV)¦ (28) UTP Cat.5E 4Px7조 (임원실1, 문서고)¦ (16) HIV 1.5㎟x4조 (CLOCK)¦ FR-CVVSB 4C/1.5㎟x1조 (전기시계 GPS ANT)¦ FR-HFC-22Dx7조 (열차무선 ANT)¦ FR-CVVS 2C/1.5㎟x2조 (옥상 혼형 스피커)¦ 10C-HFBTx1조 (방송설비 위성ANT)¦ 10C-HFBTx1조 (TV공시청 위성ANT)¦ 10C-HFBTx1조 (TV공시청 ANT]¦ 10C-HFBTx1조 (방송설비 FM ANT]¦ FR-CV 3C/4.0㎟x1조 (전기시계 GPS ANT)¦ F-GV 16㎟x2조 (ANT접지)¦ 5C-HFBTx1조 (TV)¦ HIV 1.5㎟x2조 (CLOCK)¦ F-GV 4.0㎟x1조 (GND)¦ OF-MM-8Corex1조 (접견실 광S/W HUB)¦ UTP Cat.5E 25Px4조x2 (접견실, 대표이사 비서실)¦ UTP Cat.5E 4Px2조 (CAMERA)(신설)¦ FR-CVVSB 4C/1.5㎟x1조 (전기시계 GPS ANT)¦ FR-HFC-22Dx7조 (열차무선 ANT)¦ FR-CVVS 2C/1.5㎟x2조 (옥상 혼형 스피커)¦ 10C-HFBTx1조 (방송설비 위성ANT)¦ 10C-HFBTx1조 (TV공시청 위성ANT)¦ 10C-HFBTx1조 (TV공시청 ANT]¦ 10C-HFBTx1조 (방송설비 FM ANT]¦ FR-CV 3C/4.0㎟x1조 (전기시계 GPS ANT)¦ F-GV 16㎟x2조 (ANT접지)¦ (22) UTP Cat.5E 4Px4조 (대표이사실)¦ (16) UTP Cat.5E 4Px2조 (문서고)¦ 29.30.29¦ 29.30.29¦ 7.7¦ 8.8¦ 5.5¦ 3.3¦ 1.1¦ 13.13¦ 11.11¦ 10.10¦ 21.21¦ 19.19¦ 17.17¦ 15.15¦ 23.23¦ 6.6¦ 4.4¦ 2.2¦ 14.14¦ 12.12¦ 9.9¦ 22.22¦ 20.20¦ 18.18¦ 16.16¦ 24.24¦ F¦ 5C-HFBTx2조 (TV)¦ HIV 1.5㎟x4조 (CLOCK)¦ CABLE TRAY (W:600)¦ G¦ 27.28¦ 27.28¦ 32.33.31¦ 34.32¦ 35.33¦ 25.25¦ x2¦ 26.26¦ 7.7¦ 5.5¦ 3.3¦ 1.1¦ 6.6¦ 4.4¦ 2.2¦ 3.25.26¦ 3.27.25¦ 2.26¦ 2.27¦ 지상5층 신설평면도¦ 종합관리 및 복지후생동 구내통신설비 지상5층 신설평면도¦ S = 1/300¦ 1/300¦ 차량기지¦ 차량기지¦ 종합관리 및 복지후생동 구내통신설비¦ T¦ 7¦ 0¦ 0¦ 1¦ 0¦ 3¦ 4¦ 0¦ 0¦ 7¦ P¦
| 1단계_정거장 - 복사본 | 1단계_정거장 - 복사본 | 045. T9103075-001 918정거장 역사 L3스위치 인터페이스 구성도.dwg | NONE¦ 918(노들)정거장 역사 L3 스위치 인터페이스 구성도¦ S = NONE¦ NMS¦ 시리얼 통신장치¦ 역사 L3 스위치-A¦ 역사 L3 스위치-B¦ B¦ A¦ B¦ PDP분배반¦ 전원 A¦ 전원 B¦ 10G 라인카드¦ 10G 라인카드¦ 10/ 100/ 1000Base-T¦ PDP분배반¦ 전원 A¦ 전원 B¦ 10G 라인카드¦ 10G 라인카드¦ 10/ 100/ 1000Base-T¦ 기계설비¦ CTC-1¦ VTS(대열차)¦ UPS¦ 사령전화¦ 방송설비¦ 중앙집중¦ CCTV¦ NTP¦ 교환기¦ 종합무선¦ AFC#1¦ PSD용 신호회선¦ SCADA MMI¦ 열차무선¦ 출입통제¦ PSD¦ 행선안내¦ AFC#3¦ CTC-2¦ AFC#2¦ A¦ 역사백본¦ 전송설비 과업¦ 타시스템 과업¦ 역사백본¦ -철 거-¦ 918정거장 역사 L3스위치 인터페이스 구성도¦ NONE¦ T¦ 9¦ 1¦ 0¦ 3¦ 0¦ 7¦ 5¦ 0¦ 0¦ 1¦ 918¦ 919¦ 917¦ 903¦ 902¦ 904¦
| 1단계_정거장 - 복사본 | 1단계_정거장 - 복사본 | 034. T7005034-005 911정거장 CCTV,TDI,시계설비 지하1,2층 철거평면도 (1_2).dwg | CONSOLE¦ CCTV¦ ACU¦ P¦ \A1;7,330¦ \A1;7,330¦ \A1;500¦ \A1;3,880¦ \A1;7,830¦ \A1;3,880¦ \A1;7,830¦ \A1;23,420¦ \A1;500¦ \A1;7,500¦ \A1;7,500¦ \A1;7,500¦ \A1;3,750¦ \A1;30,000¦ \A1;5,000¦ \A1;5,000¦ \A1;5,000¦ \A1;5,000¦ \A1;5,000¦ \A1;5,000¦ \A1;5,000¦ \A1;5,000¦ \A1;14,000¦ \A1;6,500¦ \A1;7,500¦ \A1;7,500¦ \A1;28,000¦ \A1;14,000¦ \A1;6,500¦ \A1;5,630¦ \A1;8,370¦ \A1;5,630¦ \A1;28,000¦ \A1;8,370¦ DN¦ OPEN¦ OPEN¦ 상부OPEN¦ L¦ L1¦ C/R¦ DOWN TO 지하3층¦ TRAY (900x150)¦ ECX 5C-2Vx4조 (CAMERA)(기존활용)¦ G¦ TRAY (300x100)¦ ECX 5C-2Vx27조 (CAMERA)(기존활용)¦ FR-CVVSB 10C/1.5㎟x2조 (PAN/TILT)(철거)¦ B¦ UL 2919-AMESB 24AWG 4Px2조 (TDI)¦ FR-CV 3C/4.0㎟x2조 (TDI POWER)¦ FR-CV 3C/4.0㎟x2조 (CA POWER)(철거)¦ DOWN TO 지하3층¦ TRAY (900x150)¦ ECX 5C-2Vx4조 (CAMERA)(기존활용)¦ L¦ UL 2919-AMESB 24AWG 4Px2조 (TDI)¦ FR-CV 3C/4.0㎟x2조 (TDI POWER)¦ HIV 2.5㎟x4조 (CL POWER)(철거)¦ TRAY (300x100)¦ ECX 5C-2Vx28조 (CAMERA)(기존활용)¦ FR-CVVSB 10C/1.5㎟x2조 (PAN/TILT)(철거)¦ F¦ FR-CV 3C/4.0㎟x2조 (CA POWER)(철거)¦ HIV 2.5㎟x4조 (CL POWER)(철거)¦ ECX 5C-2Vx32조 (CAMERA)(기존활용)¦ FR-CVVSB 10C/1.5㎟x2조 (PAN/TILT)(철거)¦ H¦ FR-CV 3C/4.0㎟x2조 (CA POWER)(철거)¦ HIV 2.5㎟x4조 (CL POWER)(철거)¦ DOWN TO 통신기계실 ACCESS FLOOR¦ TRAY (600x150)¦ TRAY (300x100)¦ ECX 5C-2Vx5조 (CAMERA)(기존활용)¦ M¦ UL 2919-AMESB 24AWG 4Px2조 (TDI)¦ FR-CV 3C/4.0㎟x2조 (TDI POWER)¦ (16) ECX 5C-2Vx1조 (CAMERA)(기존활용)¦ P¦ (28) ECX 5C-2Vx3조 (CAMERA)(기존활용)¦ U¦ (28) ECX 5C-2Vx4조 (CAMERA)(기존활용)¦ T¦ TRAY (300x100)¦ UL 2919-AMESB 24AWG 4Px2조 (TDI)¦ C¦ FR-CV 3C/4.0㎟x2조 (TDI POWER)¦ DOWN TO 안전관리실 ACCESS FLOOR¦ TRAY (600x150)¦ E¦ UL 2919-AMESB 24AWG 4Px2조 (TDI)¦ FR-CV 3C/4.0㎟x2조 (TDI POWER)¦ (16) ECX 5C-2Vx1조 (CAMERA)(기존활용)¦ I¦ TRAY (300x100)¦ ECX 5C-2Vx26조 (CAMERA)(기존활용)¦ FR-CVVSB 10C/1.5㎟x2조 (PAN/TILT)(철거)¦ J¦ FR-CV 3C/4.0㎟x2조 (CA POWER)(철거)¦ HIV 2.5㎟x4조 (CL POWER)(철거)¦ UL 2919-AMESB 24AWG 4Px2조 (TDI)¦ FR-CV 3C/4.0㎟x2조 (TDI POWER)¦ TRAY (300x100)¦ ECX 5C-2Vx17조 (CAMERA)(기존활용)¦ FR-CVVSB 10C/1.5㎟x2조 (PAN/TILT)(철거)¦ O¦ FR-CV 3C/4.0㎟x2조 (CA POWER)(철거)¦ HIV 2.5㎟x4조 (CL POWER)(철거)¦ (16) ECX 5C-2Vx1조 (CAMERA)(기존활용)¦ (36) FR-CVVSB 10C/1.5㎟x1조 (PAN/TILT)(철거)¦ (28) FR-CV 3C/4.0㎟x1조 (CA POWER)(철거)¦ S¦ TRAY (300x100)¦ UTP Cat.5E 4Px4조 (CONSOLE)¦ UTP Cat.5E 25Px1조 (CONSOLE)¦ A¦ TRAY (300x100)¦ UL 2919-AMESB 24AWG 4Px2조 (TDI)¦ D¦ FR-CV 3C/4.0㎟x2조 (TDI POWER)¦ 지하1층 평면도¦ (16) ECX 5C-2Vx1조 (CAMERA)(기존활용)¦ N¦ (16) ECX 5C-2Vx1조 (CAMERA)(기존활용)¦ Q¦ (16) ECX 5C-2Vx1조 (CAMERA)(기존활용)¦ R¦ KEY PLAN¦ 22,777¦ 33,750¦ 7,500¦ 86,527¦ X10¦ X11¦ X12¦ X13¦ X14¦ X09¦ X08¦ X07¦ X06¦ X05¦ X04¦ X01¦ X02¦ X00¦ X03¦ Y00¦ Y01¦ Y03¦ Y05¦ Y06¦ DN¦ DN¦ 공조기계실1¦ 비상전원실¦ CO2실¦ 전기실¦ 창 고¦ 통신기계실¦ 안전관리실¦ 복 도¦ 화장실¦ 외부출입구1¦ 방범셔터¦ 외부엘리베이터1¦ 911 정거장¦ STA.12km615.167¦ X12¦ X13¦ X14¦ X15¦ X16¦ OPEN¦ DN¦ 내부계단¦ 홀¦ 외부엘리베이터1¦ MATCH LINE DWG No. "S1-TA-S11-DB-018-0"¦ (P7:200x200x100)¦ (P5:200x200x100)¦ (P4:200x200x100)¦ (P3:200x200x100)¦ ELE-5¦ ES-3[1]¦ (P9:200x200x100)¦ (P10:200x200x100)¦ U¦ (P8:300x300x200)¦ T-1¦ T¦ (16) HIV 1.5㎟x2조 (CLOCK)(철거)¦ (16) HIV 2.5㎟x2조 (CL POWER)(철거)¦ Q¦ S¦ ES-2¦ O¦ ES-1¦ L¦ (16) ECX 5C-2Vx1조 (CAMERA)(기존활용)¦ M¦ ELE-1¦ AGM-1¦ N¦ I¦ (P2:200x200x100)¦ ELEC-1¦ COMM-1¦ (P1:200x200x100)¦ CCTV¦ RACK¦ F¦ H¦ TO: 승강장¦ ELE-3¦ W¦ (16) ECX 5C-2Vx1조 (CAMERA)(기존활용)¦ DOWN TO 지하2층 E/L¦ ELE-6¦ (22) ECX 5C-2Vx2조 (CAMERA)(기존활용)¦ UP TO 지하1층 E/L¦ (16) HIV 1.5㎟x4조 (CLOCK)(철거)¦ A¦ B¦ J¦ P¦ K¦ (P6:200x200x100)¦ G¦ D¦ E¦ C¦ R¦ (22) ECX 5C-2Vx2조 (CAMERA)(기존활용)¦ (16) ECX 5C-2Vx1조 (CAMERA)(기존활용)¦ (16) ECX 5C-2Vx1조 (CAMERA)(기존활용)¦ Y-08¦ Y-07¦ Y-06¦ Y-05¦ Y-04¦ Y-03¦ UTP Cat.5E 4Px4조 (TDI)¦ OF-MM-12Core(난연)x2조 (TDI)¦ UTP Cat.5E 4Px4조 (TDI)¦ OF-MM-12Core(난연)x2조 (TDI)¦ UTP Cat.5E 4Px4조 (TDI)¦ OF-MM-12Core(난연)x2조 (TDI)¦ UTP Cat.5E 4Px4조 (TDI)¦ OF-MM-12Core(난연)x2조 (TDI)¦ UTP Cat.5E 4Px4조 (TDI)¦ OF-MM-12Core(난연)x2조 (TDI)¦ UTP Cat.5E 4Px4조 (TDI)¦ OF-MM-12Core(난연)x2조 (TDI)¦ UTP Cat.5E 4Px4조 (TDI)¦ OF-MM-12Core(난연)x2조 (TDI)¦ NOTE¦ 1. 광케이블, 전원/접지케이블 (OF-SM-4Core, CV 3C/2.5㎟)¦ 3. 승강장 ANT설치위치: 열차 진행방향 정거장 시종점부에 설치¦ 2. 광케이블, 전원/접지케이블 (OF-SM-8Core, CV 3C/2.5㎟)¦ OF-SM-4Cx1조 [공간화상)(철거)¦ F-CV 3C/2.5㎟x1조 (공간화상)(철거)¦ OF-SM-4Cx1조 [공간화상)(철거)¦ F-CV 3C/2.5㎟x1조 (공간화상)(철거)¦ OF-SM-4Cx2조 [공간화상)(철거)¦ F-CV 3C/2.5㎟x2조 (공간화상)(철거)¦ OF-SM-4Cx1조 [공간화상)(철거)¦ F-CV 3C/2.5㎟x1조 (공간화상)(철거)¦ OF-SM-4Cx1조 [공간화상)(철거)¦ F-CV 3C/2.5㎟x1조 (공간화상)(철거)¦ OF-SM-4Cx1조 [공간화상)(철거)¦ F-CV 3C/2.5㎟x1조 (공간화상)(철거)¦ OF-SM-4Cx1조 [공간화상)(철거)¦ F-CV 3C/2.5㎟x1조 (공간화상)(철거)¦ FR-CV 3C/6.0㎟x1조 (LSE POWER)¦ FR-CV 3C/6.0㎟x1조 (LSE POWER)¦ 지상E/L¦ (16) ECX 5C-2Vx1조 (CAMERA)(기존활용)¦ DOWN TO 지하1층¦ (16) ECX 5C-2Vx1조 (CAMERA)(기존활용)¦ ELE-추가¦ vmh¦ vmh¦ vmh¦ vmh¦ vmh¦ vmh¦ vmh¦ vmh¦ vmh¦ vmh¦ VMT¦ (28) FR-CV 3C/4.0㎟x1조 (출입구게시기)(철거)¦ (16) UTP Cat 5E 4Px1조 (출입구게시기)(철거)¦ (28) FR-CV 3C/4.0㎟x1조 (출입구게시기)(철거)¦ (16) UTP Cat 5E 4Px1조 (출입구게시기)(철거)¦ (28) FR-CV 3C/4.0㎟x1조 (출입구게시기)(철거)¦ (16) UTP Cat 5E 4Px1조 (출입구게시기)(철거)¦ FR-CV 3C/4.0㎟x2조 (출입구게시기)(철거)¦ UTP Cat 5E 4Px3조 (출입구게시기)(철거)¦ FR-CV 3C/4.0㎟x2조 (출입구게시기)(철거)¦ UTP Cat 5E 4Px3조 (출입구게시기)(철거)¦ FR-CV 3C/4.0㎟x2조 (출입구게시기)(철거)¦ UTP Cat 5E 4Px3조 (출입구게시기)(철거)¦ FR-CV 3C/4.0㎟x2조 (출입구게시기)(철거)¦ UTP Cat 5E 4Px3조 (출입구게시기)(철거)¦ 임대상가4¦ 임대상가2¦ 임대상가1¦ (철거)¦ (16) UTP Cat.5E4Px1조 (CAMERA)(신설)¦ P¦ V¦ FR-CV 3C/4.0㎟x1조 (대합실게시기 POWER)(기존활용)¦ UTP Cat.5E 4Px4조 (대합실게시기)(철거)¦ FR-CV 3C/4.0㎟x1조 (대합실게시기 POWER)(기존활용)¦ UTP Cat.5E 4Px4조 (대합실게시기)(철거)¦ FR-CV 3C/4.0㎟x1조 (대합실게시기 POWER)(기존활용)¦ UTP Cat.5E 4Px4조 (대합실게시기)(철거)¦ FR-CV 3C/4.0㎟x1조 (대합실게시기 POWER)(기존활용)¦ UTP Cat.5E 4Px4조 (대합실게시기)(철거)¦ (철거)¦ (철거)¦ HIV 1.5㎟x6조 (CLOCK)(철거)¦ HIV 1.5㎟x6조 (CLOCK)(철거)¦ HIV 1.5㎟x6조 (CLOCK)(철거)¦ HIV 1.5㎟x4조 (CLOCK)(철거)¦ HIV 1.5㎟x6조 (CLOCK)(철거)¦ HIV 1.5㎟x6조 (CLOCK)(철거)¦ (16) HIV 1.5㎟x4조 (CLOCK)(철거)¦ (16) HIV 1.5㎟x4조 (CLOCK)(철거)¦ (철거)¦ (철거)¦ 지하철 911정거장¦ 염창¦ 신목동¦ 선유도¦ 1/400¦ S = 1 / 400¦ 911정거장 CCTV,TDI,시계설비 지하1,2층 철거평면도(1/2)¦ 911정거장 CCTV,TDI,시계설비 지하1,2층¦ 철거평면도(1/2)¦ T¦ 7¦ 0¦ 0¦ 5¦ 0¦ 3¦ 4¦ 0¦ 0¦ 5¦ CCTV(기존동축활용)¦ P¦
| 1단계_정거장 - 복사본 | 1단계_정거장 - 복사본 | 036. T7005034-007 919정거장 CCTV,TDI,시계설비 지하2층 철거평면도 (1_2).dwg | {\C0;vmh}¦ G¦ P¦ S = 1 / 400¦ 901정거장 CCTV,TDI,시계,출입통제설비 지하1층 철거평면도(1/2)¦ 903정거장 CCTV,TDI,시계,출입통제설비,¦ 지하1층 철거평면도(2/2)¦ S = 1 / 400¦ 925정거장 CCTV,TDI,시계설비 지하2층 철거평면도(1/2)¦ 925정거장 CCTV,TDI,시계설비 지하2층¦ 철거평면도(1/2)¦ \A1;5,000¦ \A1;{\fHY울릉도M¦b0¦i0¦c129¦p50;5,000}¦ \A1;{\fHY울릉도M¦b0¦i0¦c129¦p50;5,000}¦ \A1;{\fHY울릉도M¦b0¦i0¦c129¦p50;5,000}¦ \A1;{\fHY울릉도M¦b0¦i0¦c129¦p50;5,000}¦ \A1;{\fHY울릉도M¦b0¦i0¦c129¦p50;5,000}¦ \A1;{\fHY울릉도M¦b0¦i0¦c129¦p50;5,000}¦ \A1;{\fHY울릉도M¦b0¦i0¦c129¦p50;5,000}¦ \A1;{\fHY울릉도M¦b0¦i0¦c129¦p50;5,000}¦ \A1;{\fHY울릉도M¦b0¦i0¦c129¦p50;5,000}¦ \A1;{\fHY울릉도M¦b0¦i0¦c129¦p50;5,000}¦ \A1;{\fHY울릉도M¦b0¦i0¦c129¦p50;5,000}¦ \A1;{\fHY울릉도M¦b0¦i0¦c129¦p50;5,000}¦ \A1;{\fHY울릉도M¦b0¦i0¦c129¦p50;5,000}¦ \A1;{\fHY울릉도M¦b0¦i0¦c129¦p50;5,000}¦ \A1;7,500¦ \A1;3,750¦ \A1;4,250¦ \A1;3,100¦ \A1;23,200¦ \A1;13,600¦ \A1;4,250¦ \A1;7,350¦ \A1;7,350¦ \A1;4,250¦ \A1;7,100¦ \A1;6,500¦ 각도 : 1.5˚¦ KEY PLAN¦ FR-CV 3C/4.0㎟x2조 (TDI POWER)¦ G¦ (28) ECX 5C-2Vx4조 (CAMERA)(기존활용)¦ (22) UTP Cat.5E 4Px4조 (TDI)¦ (36) FR-CV 3C/4.0㎟x2조 (TDI POWER)¦ (28) UL 2919-AMESB 24AWG 4Px2조 (TDI)¦ C¦ (28) ECX 5C-2Vx4조 (CAMERA)(기존활용)¦ (28)x2 OF-MM-12Core(난연)x1조x2 (TDI)¦ (36) FR-CV 3C/4.0㎟x2조 (TDI POWER)¦ (28) UL 2919-AMESB 24AWG 4Px2조 (TDI)¦ B¦ (16) ECX 5C-2Vx1조 (CAMERA)(기존활용)¦ F¦ (28) ECX 5C-2Vx3조 (CAMERA)(기존활용)¦ (16) UTP Cat.5E 4Px2조 (TDI)¦ (28) FR-CV 3C/4.0㎟x1조 (TDI POWER)¦ (16) UL 2919-AMESB 24AWG 4Px1조 (TDI)¦ E¦ (22) UTP Cat.5E 4Px4조 (TDI)¦ (36) FR-CV 3C/4.0㎟x2조 (TDI POWER)¦ (28) UL 2919-AMESB 24AWG 4Px2조 (TDI)¦ A¦ (22) ECX 5C-2Vx2조 (CAMERA)(기존활용)¦ (28) OF-MM-12Core(난연)x1조 (TDI)¦ (28) FR-CV 3C/4.0㎟x1조 (TDI POWER)¦ (16) UL 2919-AMESB 24AWG 4Px1조 (TDI)¦ MATCH LINE DWG No. "S1-TA-S19-DB-020-0"¦ (P40:400x400x200)¦ (P36:200x200x100)¦ (P39:400x400x200)¦ (P37:400x400x200)¦ (P32:200x200x100)¦ (P33:300x300x200)¦ (P34:300x300x200)¦ (P35:200x200x100)¦ P-2¦ P-4¦ P-1¦ UL 2919-AMESB 24AWG 4Px2조 (TDI)¦ UTP Cat.5E 4Px4조 (TDI)¦ ECX 5C-2Vx4조 (CAMERA)(기존활용)¦ TRAY (900x150)¦ UP TO 지하 1층¦ FR-CV 3C/4.0㎟x2조 (TDI POWER)¦ UL 2919-AMESB 24AWG 4Px2조 (TDI)¦ OF-MM-12Core(난연)x2조 (TDI)¦ ECX 5C-2Vx4조 (CAMERA)(기존활용)¦ TRAY (900x150)¦ UP TO 지하 1층¦ (16) ECX 5C-2Vx1조 (CAMERA)(기존활용)¦ (16) ECX 5C-2Vx1조 (CAMERA)(기존활용)¦ (16) UL 2919-AMESB 24AWG 4Px1조 (TDI)¦ (28) FR-CV 3C/4.0㎟x1조 (TDI POWER)¦ (16) UTP Cat.5E 4Px2조 (TDI)¦ (16) UL 2919-AMESB 24AWG 4Px1조 (TDI)¦ (28) FR-CV 3C/4.0㎟x1조 (TDI POWER)¦ (16) UTP Cat.5E 4Px2조 (TDI)¦ (28) FR-CV 3C/4.0㎟x1조 (TDI POWER)¦ (16) UL 2919-AMESB 24AWG 4Px1조 (TDI)¦ (16) UTP Cat.5E 4Px2조 (TDI)¦ (22) ECX 5C-2Vx2조 (CAMERA)(기존활용)¦ G¦ C¦ B¦ F¦ A¦ B¦ ELE-8¦ (P42:400x400x200)¦ ELE-7¦ (P41:400x400x200)¦ D¦ D¦ (28) ECX 5C-2Vx4조 (CAMERA)(기존활용)¦ (28)x2 OF-MM-12Core(난연)x1조x2 (TDI)¦ (36) FR-CV 3C/4.0㎟x2조 (TDI POWER)¦ (28) UL 2919-AMESB 24AWG 4Px2조 (TDI)¦ (28) ECX 5C-2Vx3조 (CAMERA)(기존활용)¦ E¦ (P38:400x400x200)¦ 승강장-1¦ 승강장-2¦ PSD기계실-1¦ 내부엘리베이터1¦ PSD기계실-2¦ 내부엘리베이터2¦ X15¦ X14¦ X13¦ X12¦ X11¦ X10¦ X09¦ X08¦ X07¦ X06¦ X05¦ X04¦ X03¦ X02¦ X01¦ X00¦ X-1¦ Y00¦ Y01¦ Y02¦ Y03¦ Y04¦ Y05¦ Y06¦ 86,250¦ (28) OF-MM-12Core(난연)x1조 (TDI)¦ OF-MM-12Core(난연)x2조 (TDI)¦ (28) OF-MM-12Core(난연)x1조 (TDI)¦ (28) OF-MM-12Core(난연)x1조 (TDI)¦ UTP Cat.5E 4Px4조 (TDI)¦ (22) UTP Cat.5E 4Px4조 (TDI)¦ (16) UTP Cat.5E 4Px2조 (TDI)¦ (28)x2 OF-MM-12Core(난연)x1조x2 (TDI)¦ (28) OF-MM-12Core(난연)x1조 (TDI)¦ (28)x2 OF-MM-12Core(난연)x1조x2 (TDI)¦ (22) UTP Cat.5E 4Px4조 (TDI)¦ NOTE¦ 1. 광케이블, 전원/접지케이블 (OF-SM-4Core, CV 3C/2.5㎟)¦ 2. 승강장 ANT설치위치: 열차 진행방향 정거장 시종점부에 설치¦ 2. 광케이블, 전원/접지케이블 (OF-SM-8Core, CV 3C/2.5㎟)¦ 본선 TRAY 이용¦ OF-SM-4Cx1조 [공간화상)(철거)¦ F-CV 3C/2.5㎟x1조 (공간화상)(철거)¦ 본선 TRAY 이용¦ OF-SM-4Cx1조 [공간화상)(철거)¦ F-CV 3C/2.5㎟x1조 (공간화상)(철거)¦ OF-SM-4Cx1조 [공간화상)(철거)¦ F-CV 3C/2.5㎟x1조 (공간화상)(철거)¦ OF-SM-4Cx1조 [공간화상)(철거)¦ F-CV 3C/2.5㎟x1조 (공간화상)(철거)¦ 본선 TRAY 이용¦ OF-SM-4Cx1조 [공간화상)(철거)¦ F-CV 3C/2.5㎟x1조 (공간화상)(철거)¦ 본선 TRAY 이용¦ OF-SM-4Cx1조 [공간화상)(철거)¦ F-CV 3C/2.5㎟x1조 (공간화상)(철거)¦ (철거)¦ 지하철 919정거장¦ 노들¦ 중앙대입구¦ 동작¦ 1/400¦ S = 1 / 400¦ 919정거장 CCTV,TDI,시계설비 지하2층 철거평면도(1/2)¦ 919정거장 CCTV,TDI,시계설비 지하2층¦ 철거평면도(1/2)¦ CCTV(기존동축활용)¦ T¦ 7¦ 0¦ 0¦ 5¦ 0¦ 3¦ 4¦ 0¦ 0¦ 7¦ P¦
| 1단계_정거장 - 복사본 | 1단계_정거장 - 복사본 | 005. T1001026-001 914정거장 CIRCUIT WIRING SYSTEM DIAGRAM_신설.dwg | KT¦ IP¦ G¦ D¦ C/R¦ T¦ 0¦ 0¦ 0¦ 0¦ 0¦ 0¦ 0¦ 0¦ 0¦ 0¦ 통신기계실¦ 소방외부 무선통신 보조설비¦ 경찰통신설비¦ O/F(SM) FM RADIO¦ POWER DISTRIBUTION¦ O/F(SM)¦ O/F(SM)¦ UPS¦ CCTV¦ 광화상전송장치¦ MATRIX¦ RACK¦ TV 광전송장치¦ 부모시계¦ To: NEXT STATION¦ O/F(SM)¦ O/F(SM)¦ To: KT¦ M/D¦ FAX¦ P.A AMP¦ 배 선 반¦ 출입통제¦ 통신장치¦ IP MPLS¦ 역사백본¦ 시리얼 ¦ FXO/FXS¦ Ethernet¦ L3 Switch¦ 신설¦ O/F(SM) 인접역¦ O/F(SM) 열차무선 / DU¦ 신설¦ 열차무선 RRU¦ LTE-R¦ EQUIP¦ MULTI¦ COMM¦ FM/DMB¦ 광전송장치¦ C¦ 통신기계실¦ 통신기계실¦ 안전관리실¦ 소방외부 무선통신 보조설비¦ 경찰통신설비¦ O/F(SM) FM RADIO¦ POWER DISTRIBUTION¦ O/F(SM)¦ O/F(SM)¦ UPS¦ CCTV¦ 광화상전송장치¦ MATRIX¦ RACK¦ TV 광전송장치¦ 부모시계¦ To: NEXT STATION¦ O/F(SM)¦ O/F(SM)¦ To: KT¦ M/D¦ KT¦ 전력사령¦ 방재사령¦ 통신사령¦ FAX¦ Data Line¦ Data Line¦ Data Line¦ Data Line (AFC)¦ Data Line (통신)¦ Data Line (방재)¦ Data Line (운전)¦ SMS¦ AGM¦ AAM¦ ATVM¦ IP¦ P.A AMP¦ x2¦ x2¦ x2¦ 지하2층 (대합실) x 80¦ 지하3층 (승강장상선) x 21¦ 지하3층 (승강장하선) x 21¦ G¦ G¦ G¦ G¦ G¦ 지하3층 (승강장상선) x 2¦ 지하3층 (승강장하선) x 2¦ CCTV¦ CONSOLE¦ 지하2층¦ (복합통신ANT)¦ 무선통신 보조설비¦ HFC-22D-FR¦ HFC-12D-FR¦ 본선터널 (승강장) RFCL-42D-광대역¦ 본선터널 (승강장) RFCL-42D-광대역¦ D¦ POWER LINE¦ INT¦ T¦ x2¦ x4¦ x14¦ x2¦ x10¦ x2¦ x4¦ x14 ¦ 인터폰¦ 모장치¦ 배 선 반¦ T¦ x3¦ x2¦ 출입통제¦ C/R¦ C/R¦ C/R¦ 운전사령¦ Data Line (전력)¦ Data Line¦ Data Line¦ 소방외부¦ 공조기계실-1¦ 공조기계실-2¦ 전기실¦ 이동통신기계실¦ 비상전원실¦ 임대상가¦ 승차권창고¦ 기능실복도¦ 발매기실¦ 장애자화장실¦ 용역창고, 비품창고¦ 편의점¦ PSD실 (하선)¦ Callphone¦ 지하2층 (대합실)¦ 용역원대기실¦ ELEV, 화장실¦ 화장실 (남,여)¦ 국회민원출장소¦ 승강장 INT¦ T¦ T¦ T¦ C/R¦ x2¦ x2¦ x5¦ x4¦ x4¦ x2 ¦ INT¦ x3¦ 본선터널 (승강장) RFCL-42D-광대역¦ 본선터널 (승강장) RFCL-42D-광대역¦ D¦ IP¦ 지하1층¦ (복합통신ANT)¦ x2¦ 환급기¦ x2 ¦ 통신기계실¦ 소방외부 무선통신 보조설비¦ 경찰통신설비¦ O/F(SM) FM RADIO¦ POWER DISTRIBUTION¦ O/F(SM)¦ O/F(SM)¦ UPS¦ CCTV¦ 광화상전송장치¦ MATRIX¦ RACK¦ TV 광전송장치¦ 부모시계¦ To: NEXT STATION¦ O/F(SM)¦ O/F(SM)¦ To: KT¦ M/D¦ FAX¦ P.A AMP¦ 배 선 반¦ 출입통제¦ 통신장치¦ IP MPLS¦ 역사백본¦ 시리얼 ¦ FXO/FXS¦ Ethernet¦ L3 Switch¦ 신설¦ O/F(SM) 인접역¦ O/F(SM) 열차무선 / DU¦ 신설¦ 열차무선 RRU¦ LTE-R¦ EQUIP¦ MULTI¦ COMM¦ FM/DMB¦ 광전송장치¦ C¦ 통신장치¦ IP MPLS¦ 역사백본¦ 시리얼 ¦ FXO/FXS¦ Ethernet¦ L3 Switch¦ 신설¦ O/F(SM) 인접역¦ O/F(SM) 열차무선 / DU¦ EQUIP¦ MULTI¦ COMM¦ FM/DMB¦ 광전송장치¦ 신설¦ 열차무선 RRU¦ LTE-R¦ O/F(SM) 인접역¦ OF-SM-8C(난연),FR-CV 3c/4.0㎟¦ UTP Cat. 5E4P¦ 승강장모니터(상선)¦ UTP Cat. 5E4P¦ OF-SM-8C(난연),FR-CV 3c/4.0㎟¦ 승강장모니터(하선)¦ OF-SM-8C(난연),FR-CV 3c/4.0㎟¦ OF-SM-8C(난연),FR-CV 3c/4.0㎟¦ 914정거장 CIRCUIT WIRING SYSTEM DIAGRAM / 신설¦ 914정거장 CIRCUIT WIRING SYSTEM DIAGRAM / 신설¦ S = NONE¦ NONE¦ 당산¦ 국회의사당¦ 여의도¦ T¦ 1¦ 0¦ 0¦ 1¦ 0¦ 2¦ 6¦ 0¦ 0¦ 1¦
| 1단계_정거장 - 복사본 | 1단계_정거장 - 복사본 | 079. T9103038-030 무선통신 외부단자 및 공시청 안테나 설치 상세도.dwg | \A1;1,050¦ \A1;2,500¦ \A1;3,500¦ \A1;150¦ \A1;500¦ \A1;500¦ \A1;500¦ \A1;500¦ \A1;500¦ \A1;500¦ \A1;1,500¦ \A1;1,000¦ \A1;400¦ \A1;700¦ \A1;400¦ \A1;150¦ \A1;250¦ \A1;300¦ \A1;200¦ \A1;300¦ \A1;230¦ \A1;300¦ \A1;300¦ \A1;150¦ \A1;80¦ \A1;300¦ \A1;400¦ \A1;80¦ \A1;140¦ \A1;80¦ \A1;80¦ \A1;240¦ \A1;500¦ \A1;600¦ \A1;500¦ \A1;100¦ \A1;400¦ \A1;400¦ \A1;500¦ -¦ T¦ 0¦ 0¦ 0¦ 0¦ 0¦ 0¦ 0¦ 0¦ 0¦ 0¦ ¦ ¦ ¦ ¦ ¦ ¦ ¦ ¦ 12t PLATE¦ (Hi-PVC 54mm) HFC-12D(TV)¦ MASTER BASE¦ (WELDING)¦ PLATE(6tx4EA)¦ ANCHOR BOLT(용융도금)¦ (Φ22x250x4EA)¦ 공청용안테나¦ 콘크리트¦ V.H.F ANT - LOW (SUS)¦ V.H.F ANT - HIGH (SUS)¦ 보호기¦ MIXER(L/H)¦ MIXER(U/V)¦ 레듀샤(100/40)¦ MODEL¦ UHF ¦ VHF(L)¦ VHF(h)¦ 20¦ 14-38¦ 5¦ 10¦ 2¦ 7-13¦ 소자수¦ 수신채널¦ 공시청안테나 (904/920정거장)¦ U.H.F ANT (SUS)¦ 외부계단부¦ Hi PVC 54mmx3¦ Anchor Bolt(SUS)¦ G.L¦ 경찰TRS¦ 재방송¦ 이동통신¦ (지휘본부차량 무전기와 연결용)¦ BNC-J-MP¦ (무전기와 연결용)¦ BNC-P-58¦ RG-58¦ 5m¦ ELP 30mmx1조¦ Φ36¦ (Φ22X250X4EA)¦ ANCHOR BOLT(SUS)¦ (외부단자와 연결용)¦ N-P-58-(CONNECTOR)¦ (Φ80X1,000)¦ STAINLESS PIPE¦ (CONNECTOR)¦ 무선통신 보조설비 외부단자¦ 9.0-13.0¦ 75W¦ 75¦ 75W¦ 7¦ 11¦ 임피던스¦ 이득¦ WELDING¦ N-LA¦ T.V 분배, 증폭기함¦ (Φ80)¦ STAINLESS PIPE¦ NOTE¦ 전원콘센트¦ 분배기¦ 증폭기¦ TV 증폭기함¦ 시건 장치 설치¦ 환기구 설치¦ SUS¦ To: 수공3호¦ To: 수공3호¦ Hi PVC 54mmx4¦ Hi PVC 54mmx4¦ STAINLESS PIPE¦ (Φ40)¦ STAINLESS PIPE¦ (Φ80)¦ (Φ125)¦ STAINLESS PIPE¦ G.L¦ Hi PVC 54mmx1¦ 피뢰침¦ 무선통신 외부단자 및 공시청 안테나 설치 상세도¦ 무선통신 외부단자 및 공시청 안테나 설치 상세도¦ S = NONE¦ NONE¦ 공통¦ T¦ 9¦ 1¦ 0¦ 3¦ 0¦ 3¦ 8¦ 0¦ 3¦ 0¦ 공통¦
| 1단계_정거장 - 복사본 | 1단계_정거장 - 복사본 | 027. T7003034-002 908정거장 방송설비 지하2층 신설평면도.dwg | CONSOLE¦ \A1;3,100¦ \A1;3,100¦ \A1;1,100¦ \A1;1,100¦ \A1;7,150¦ \A1;7,150¦ \A1;22,700¦ \A1;22,500¦ \A1;22,500¦ \A1;37,500¦ \A1;22,500¦ \A1;7,500¦ \A1;7,500¦ \A1;7,500¦ \A1;7,500¦ \A1;7,500¦ \A1;7,500¦ \A1;7,500¦ \A1;7,500¦ \A1;7,500¦ \A1;7,500¦ \A1;7,500¦ \A1;7,500¦ \A1;7,500¦ \A1;7,500¦ \A1;120,000¦ \A1;15,000¦ S = 1 / 400¦ 903정거장 방송설비 지하1층 신설평면도(2/2)¦ 1/400¦ 904정거장 방송설비 지하1층 신설평면도 (1/2)¦ 0¦ 0¦ 0¦ -¦ 0¦ 0¦ 0¦ 0¦ (기설활용)¦ -¦ T¦ 7¦ 0¦ 0¦ 3¦ 0¦ 3¦ 4¦ 0¦ 1¦ 6¦ : (16) HIV 1.5㎟x2조¦ NOTE¦ : (16) HIV 1.5㎟x5조¦ : (16) HIV 1.5㎟x6조¦ : (22) HIV 1.5㎟x7조¦ : (22) HIV 1.5㎟x8조¦ : (22) HIV 1.5㎟x10조¦ : (16) HIV 1.5㎟x4조¦ : (16) HIV 1.5㎟x3조¦ UP TO 지하1층¦ X09¦ X12¦ X13¦ X14¦ X15¦ X16¦ X17¦ X18¦ X19¦ X20¦ X21¦ X22¦ X23¦ X24¦ X25¦ X26¦ X10¦ X11¦ Y00¦ Y04¦ Y08¦ Y03¦ Y05¦ DN¦ UP¦ DN¦ DN¦ DN¦ 예비실¦ 대합실¦ 안전관리실¦ 발매기실¦ 공조기계실¦ 화장실¦ DN¦ 편의점¦ 오수펌프실¦ 내부계단4¦ 내부계단1¦ 내부계단2¦ 내부계단5¦ 내부엘리베이터2¦ DN¦ DN¦ DN¦ DN¦ UP¦ UP¦ 내부엘리베이터1¦ 내부계단3¦ 908 정거장¦ STA.9km840.167¦ (P5:200x200x100) ¦ HIV 1.5㎟x4조 (승강장 SP)¦ TRAY (900x150)¦ DOWN TO 지하3층¦ HIV 1.5㎟x4조 (승강장 SP)¦ TRAY (900x150)¦ DOWN TO 지하 3층¦ HIV 1.5㎟x4조 (승강장 SP)¦ TRAY (900x150)¦ UP TO 지하 1층¦ (16) UTP Cat.5E 4Px1조 (화재탐지용)¦ UL 2464-AMESB 24AWG 16Cx2조 (PA)¦ UTP Cat.5E 4Px1조 (화재탐지용)¦ TRAY (600x150)¦ DOWN TO 안전관리실 ACCESS FLOOR¦ TRAY (900x150)¦ UL 2464-AMESB 24AWG 16Cx2조 (PA)¦ HIV 1.5㎟x5조 (지하2층 SP)¦ HIV 1.5㎟x4조 (승강장 SP)¦ UTP Cat.5E 4Px1조 (화재탐지용)¦ (P4:200x200x100) ¦ (22) UL 2464-AMESB 24AWG 16Cx2조 (PA)¦ (16) UL 2464-AMESB 24AWG 4Cx1조 (PA)¦ UL 2464-AMESB 24AWG 4Cx1조 (PA)¦ UL 2464-AMESB 24AWG 4Cx1조 (PA)¦ CPEV 0.9/5Px1조 (PA)¦ UTP Cat.5E 4Px1조 (자동방송, 근접화재)¦ (16) CPEV 0.9/5Px1조 (PA)¦ (16) UTP Cat.5E 4Px1조 (자동방송, 근접화재)¦ CPEV 0.9/5Px1조 (PA)¦ UTP Cat.5E 4Px1조 (자동방송, 근접화재)¦ 독서실¦ 임대상가2¦ 임대상가1¦ 벽부형 3W : 4 EA¦ 천정형 3W : 28 EA¦ 지하철 908정거장¦ 가양¦ 증미¦ 등촌¦ S = 1 / 400¦ 908정거장 방송설비 지하2층 신설평면도¦ 1/400¦ 908정거장 방송설비 지하2층 신설평면도¦ (기설활용)¦ T¦ 7¦ 0¦ 0¦ 3¦ 0¦ 3¦ 4¦ 0¦ 0¦ 2¦ P¦
| 1단계_정거장 - 복사본 | 1단계_정거장 - 복사본 | 046. T4009934-007 종합관리 및 복지후생동 열차무선설비 지상4층 평면도.dwg | IDF¦ P¦ T¦ HUB¦ C/R¦ 3D¦ \A1;7,700¦ \A1;67,100¦ \A1;6,600¦ \A1;6,600¦ \A1;6,600¦ \A1;6,600¦ \A1;6,600¦ \A1;6,600¦ \A1;6,600¦ \A1;6,600¦ \A1;6,600¦ \A1;2,100¦ \A1;7,500¦ \A1;7,500¦ \A1;27,900¦ \A1;3,300¦ \A1;3,200¦ \A1;3,400¦ \A1;3,200¦ \A1;3,400¦ \A1;7,500¦ \A1;2,700¦ \A1;3,900¦ \A1;3,300¦ \A1;3,300¦ \A1;3,600¦ \A1;4,200¦ \A1;3,900¦ \A1;1,450¦ \A1;2,300¦ \A1;3,750¦ \A1;2,000¦ \A1;4,600¦ \A1;1,350¦ \A1;2,900¦ \A1;2,350¦ \A1;3,350¦ \A1;2,900¦ \A1;350¦ \A1;3,500¦ \A1;2,700¦ \A1;1,300¦ -¦ T¦ 0¦ 0¦ 0¦ 0¦ 0¦ 0¦ 0¦ 0¦ 0¦ 0¦ X01¦ X02¦ X03¦ X04¦ X05¦ X06¦ X07¦ X08¦ X09¦ X10¦ X11¦ Y01¦ Y02¦ Y04¦ Y05¦ Y06¦ Y03¦ Market'g¦ 마켓팅¦ Operation office¦ 운영본부¦ 운영부본부장실¦ Operation office¦ 운영본부장 비서실¦ Operation director¦ 운영본부장실¦ 사무실¦ 운영본부 사무실¦ Storage¦ 창고¦ 탕비실¦ Board RM.¦ 대회의실¦ MTG. RM.¦ 회의실¦ MTG. RM.¦ 회의실¦ 종합사령팀¦ Dress RM.¦ Dress RM.¦ 상황실¦ Storage¦ 창고¦ CO2실¦ 예비실¦ 탕비실¦ 예비실¦ NOTE¦ (16) UTP Cat.5E 4Px2조¦ (22) UTP Cat.5E 4Px4조¦ ux2¦ ux4¦ (28) UTP Cat.5E 4Px6조¦ ux6¦ (22)x2 UTP Cat.5E 4Px8조¦ ux8¦ (28)x2 UTP Cat.5E 4Px10조¦ ux10¦ (28)x2 UTP Cat.5E 4Px12조¦ ux12¦ x2 ¦ IDF¦ 광HUB¦ x4¦ T¦ Operation Dep. director¦ x3 ¦ T¦ HUB¦ IDF¦ 50P¦ [IDF No.10]¦ [24Port]¦ x2 ¦ T¦ P¦ (P21:400x400x200)¦ HUB¦ IDF¦ x2 ¦ 운영본부¦ T¦ T¦ [24Port]¦ 100P [IDF No.8]¦ x2 ¦ x2 ¦ x2 ¦ x2 ¦ 3D¦ (28) FR-CV 2C/4.0㎟x1조 (TV AMP POWER)¦ (22) 7C-HFBTx1조 (TV AMP)¦ F¦ G¦ (16) 인터폰선 0.6x2Px1조 (인터폰)¦ (16) 인터폰선 0.6x2Px1조 (인터폰)¦ [OUTLET]¦ [OUTLET]¦ 100P [IDF No.9]¦ [광24Port]¦ (16) ECX 5C-2Vx1조 (CAMERA)¦ C/R¦ P¦ HALL-5¦ (16) HIV 1.5㎟x4조 (CLOCK)¦ T¦ HUB¦ T¦ P¦ [24Port]¦ IDF¦ R¦ (P23:300x300x200)¦ (16) 5C-HFBTx1조 (TV)¦ (16) HIV 1.5㎟x2조 (CLOCK)¦ (16) 5C-HFBTx1조 (TV)¦ (16) HIV 1.5㎟x2조 (CLOCK)¦ A¦ ux8¦ ux12¦ ux8¦ ux4¦ ux12¦ ux16¦ ux2¦ (16) UTP Cat.5E 4Px2조 (공조실)¦ (28) UTP Cat.5E 4Px6조 (대회의실, 회의실1,2)¦ ux4¦ ux2¦ ux12¦ ux4¦ ux4¦ ux4¦ ux8¦ ux12¦ ux2¦ ux8¦ ux4¦ ux8¦ ux16¦ ux2¦ ux8¦ ux4¦ ux4¦ 운영본부 사무실¦ ux2¦ (22) 5C-HFBTx2조 (TV)¦ (16) HIV 1.5㎟x4조 (CLOCK)¦ (22) 5C-HFBTx2조 (TV)¦ (16) HIV 1.5㎟x4조 (CLOCK)¦ B¦ C¦ P¦ (P22:300x300x200)¦ D¦ E¦ H¦ I¦ J¦ K¦ L¦ ux4¦ ux4¦ ux8¦ ux4¦ ux16¦ ux8¦ ux18¦ ux12¦ ux4¦ ux8¦ ux8¦ ux4¦ ux12¦ ux2¦ ux12¦ A¦ (54) UTP Cat.5E 25Px4조 (마켓팅)¦ (16) F-GV 4.0㎟x1조 (GND)¦ (22)x2 UTP Cat.5E 4Px8조 (공조실, 대회의실, 회의실1,2)¦ (16) UTP Cat.5E 4Px2조 (마켓팅 HUB)¦ B¦ CABLE TRAY (W:600)¦ UTP Cat.5E 25Px4조 (마켓팅)¦ HIV 1.5㎟x2조 (CLOCK)¦ UTP Cat.5E 4Px2조 (마켓팅 HUB)¦ 5C-HFBTx1조 (TV)¦ UTP Cat.5E 4Px8조 (공조실, 대회의실, 회의실1,2)¦ F-GV 4.0㎟x1조 (GND)¦ C¦ (54) UTP Cat.5E 25Px4조 (운영본부 사무실)¦ (22) UTP Cat.5E 4Px4조 (마켓팅, 운영본부 사무실 HUB)¦ (22) F-GV 4.0㎟x2조 (GND)¦ D¦ CABLE TRAY (W:600)¦ UTP Cat.5E 25Px4조x2 (마켓팅, 운영본부 사무실)¦ HIV 1.5㎟x2조 (CLOCK)¦ 5C-HFBTx1조 (TV)¦ UTP Cat.5E 4Px2조 (운영본부 사무실 HUB)¦ F-GV 4.0㎟x1조 (GND)¦ E¦ CABLE TRAY (W:600)¦ UTP Cat.5E 4Px4조x2 (마켓팅, 운영본부 사무실)¦ UTP Cat.5E 4Px2조 (출입통제)¦ 5C-HFBTx1조 (TV)¦ ECX 5C-2Vx1조 (CAMERA)¦ UTP Cat.5E 25Px6조 (종합사령실)¦ F-GV 4.0㎟x1조 (GND)¦ HIV 1.5㎟x2조 (CLOCK)¦ OF-MM-8Corex1조 (종합사령실 광S/W HUB)¦ 인터폰선 0.6x2Px1조 (인터폰)¦ F¦ CABLE TRAY (W:600)¦ UP TO 지상5층 EPS실¦ G¦ CABLE TRAY (W:600)¦ ECX 5C-2Vx3조 (CAMERA)¦ UTP Cat.5E 25Px4조 (마켓팅)¦ UTP Cat.5E 25Px4조 (운영본부사무실)¦ DOWN TO 지상3층 EPS실¦ OF-SM-8Corex2조 (종합사령실, 접견실 광S/W HUB)¦ UTP Cat.5E 25Px6조 (종합사령실)¦ UTP Cat.5E 4Px2조 (출입통제)¦ K¦ CABLE TRAY (W:600)¦ UTP Cat.5E 25Px2조 (종합사령실)¦ UTP Cat.5E 4Px2조 (종합사령실 HUB)¦ 5C-HFBTx1조 (TV)¦ F-GV 4.0㎟x2조 (GND)¦ HIV 1.5㎟x4조 (CLOCK)¦ J¦ OF-MM-8Corex1조 (종합사령실 광S/W HUB)¦ TRAY (W:600)¦ UTP Cat.5E 25Px6조 (종합사령실)¦ F-GV 4.0㎟x2조 (GND)¦ DOWN TO 종합사령실 ACCESS FLOOR¦ UTP Cat.5E 4Px4조 (종합사령팀, 운영본부사무실 HUB)¦ 인터폰선 0.6x2Px3조 (인터폰)¦ I¦ ECX 5C-2Vx1조 (CAMERA)¦ 5C-HFBTx1조 (TV)¦ OF-MM-8Corex1조 (종합사령실 광S/W HUB)¦ CABLE TRAY (W:600)¦ UTP Cat.5E 25Px6조 (종합사령실)¦ HIV 1.5㎟x4조 (CLOCK)¦ F-GV 4.0㎟x2조 (GND)¦ UTP Cat.5E 4Px2조 (운영본부사무실 HUB)¦ 인터폰선 0.6x2Px2조 (인터폰)¦ H¦ ECX 5C-2Vx1조 (CAMERA)¦ 5C-HFBTx1조 (TV)¦ OF-MM-8Corex1조 (종합사령실 광S/W HUB)¦ CABLE TRAY (W:600)¦ UTP Cat.5E 25Px6조 (종합사령실)¦ HIV 1.5㎟x4조 (CLOCK)¦ F-GV 4.0㎟x2조 (GND)¦ UTP Cat.5E 4Px2조 (운영본부사무실 HUB)¦ 인터폰선 0.6x2Px1조 (인터폰)¦ L¦ (36) UTP Cat.5E 25Px2조 (종합사령실)¦ (16) UTP Cat.5E 4Px2조 (HUB)¦ (16) 5C-HFBTx2조 (TV)¦ (16) HIV 1.5㎟x4조 (CLOCK)¦ (22) F-GV 4.0㎟x2조 (GND)¦ (16) 5C-HFBTx1조 (TV)¦ (16) HIV 1.5㎟x2조 (CLOCK)¦ ux8¦ ux16¦ ux12¦ ux12¦ ux4¦ ux4¦ 100P [IDF]¦ T¦ x3 ¦ (16) UTP Cat.5E 4Px1조 (예비실)¦ ux6¦ CV 3C/2.5㎟x1조¦ M¦ M¦ T¦ x3 ¦ UTP Cat.5E 4Px2조 (출입통제)¦ UTP Cat.5E 4Px2조 (출입통제)¦ 5C-HFBTx1조 (TV)¦ HIV 1.5㎟x2조 (CLOCK)¦ F-GV 4.0㎟x1조 (GND)¦ OF-MM-8Corex1조 (접견실 광S/W HUB)¦ UTP Cat.5E 25Px4조x2 (접견실, 대표이사 비서실)¦ ECX 5C-2Vx2조 (CAMERA)¦ FR-CVVSB 4C/1.5㎟x1조 (전기시계 GPS ANT)¦ FR-HFC-22Dx7조 (열차무선 ANT)¦ FR-CVVS 2C/1.5㎟x2조 (옥상 혼형 스피커)¦ 10C-HFBTx1조 (방송설비 위성ANT)¦ 10C-HFBTx1조 (TV공시청 위성ANT)¦ 10C-HFBTx1조 (TV공시청 ANT]¦ 10C-HFBTx1조 (방송설비 FM ANT]¦ FR-CV 3C/4.0㎟x1조 (전기시계 GPS ANT)¦ F-GV 16㎟x2조 (ANT접지)¦ 5C-HFBTx2조 (TV)¦ HIV 1.5㎟x4조 (CLOCK)¦ F-GV 4.0㎟x1조 (GND)¦ FR-CVVSB 4C/1.5㎟x1조 (전기시계 GPS ANT)¦ FR-HFC-22Dx7조 (열차무선 ANT)¦ FR-CVVS 2C/1.5㎟x2조 (옥상 혼형 스피커)¦ 10C-HFBTx1조 (방송설비 위성ANT)¦ 10C-HFBTx1조 (TV공시청 위성ANT)¦ 10C-HFBTx1조 (TV공시청 ANT]¦ 10C-HFBTx1조 (방송설비 FM ANT]¦ FR-CV 3C/4.0㎟x1조 (전기시계 GPS ANT)¦ F-GV 16㎟x2조 (ANT접지)¦ 16.17¦ 16.17¦ 18.19.18¦ 20.21.19¦ 22.23.20¦ 2.4¦ 15.15¦ 13.13¦ 14.14¦ 36.36¦ 5.6¦ 5.6¦ 3.4¦ 3.4¦ 1.2¦ 1.2¦ 7.8¦ 7.8¦ 9.10¦ 9.10¦ 15.16¦ 15.16¦ 13.14¦ 13.14¦ 19.20¦ 19.20¦ 17.18¦ 17.18¦ 21.22¦ 21.22¦ 23.24¦ 23.24¦ 35.35¦ 11.12¦ 11.12¦ 27.28¦ 27.28¦ 31.32¦ 31.32¦ 29.30¦ 29.30¦ 25.26¦ 25.26¦ 33.33¦ 34¦ 34¦ 9.10¦ 5.6¦ 1.2¦ 3.4¦ 7.8¦ 11.12¦ 2.1¦ 5.6¦ 3.4¦ 1.2¦ 7.8¦ 9.10¦ 11.12¦ 16¦ 15¦ 14¦ 13¦ 3.16.26¦ 3.19.25¦ 인터폰선 0.6x2Px1조 (인터폰)¦ 3.19.26¦ 3.20.25¦ 3.23.26¦ 3.25.25¦ 3.20.26¦ 3.23.25¦ 2D¦ 종합관리 및 복지후생동 열차무선 지상4층 평면도¦ S = 1/300¦ 1/300¦ 차량기지¦ T¦ 4¦ 0¦ 0¦ 9¦ 9¦ 3¦ 4¦ 0¦ 0¦ 7¦ 종합관리 및 복지후생동 열차무선설비 지상4층 평면도¦ 광HUB¦
| 1단계_정거장 - 복사본 | 1단계_정거장 - 복사본 | 031. T7005034-003 901정거장 CCTV,TDI,시계설비 지상2층 신설평면도.dwg | CONSOLE¦ CCTV¦ \A1;10,000¦ \A1;8,000¦ \A1;8,000¦ \A1;6,980¦ \A1;5,200¦ \A1;26,000¦ \A1;8,000¦ \A1;8,000¦ \A1;8,000¦ \A1;8,000¦ \A1;8,000¦ \A1;8,000¦ \A1;8,000¦ \A1;8,000¦ \A1;90,200¦ \A1;10,800¦ \A1;3,200¦ \A1;5,000¦ \A1;3,000¦ \A1;5,000¦ \A1;200¦ \A1;4,100¦ \A1;3,900¦ \A1;3,600¦ \A1;4,400¦ \A1;7,600¦ \A1;2,400¦ \A1;8,000¦ \A1;6,000¦ \A1;13,800¦ \A1;200¦ \A1;4,500¦ \A1;12,200¦ \A1;5,000¦ \A1;4,000¦ \A1;4,000¦ vmh¦ L1¦ D¦ A¦ G¦ P¦ DOWN TO 지상1층¦ I¦ O¦ K¦ L¦ X14¦ X15¦ X16¦ X17¦ X18¦ X19¦ X20¦ X21¦ X22¦ Y00¦ Y01¦ Y02¦ Y03¦ Y04¦ X22¦ S L O P E¦ S L O P E¦ X23¦ X24¦ X25¦ 전기창고¦ 전기작업실¦ 통신작업실¦ 통신창고¦ 전 기 실¦ 신호작업실¦ 신호창고¦ 여실승기관사¦ (승무대기실)¦ 실승기관사¦ (승무대기실)¦ 통신기계실¦ 운영기관사¦ 편의점¦ 발매기실¦ 비상발전기실¦ CO2 실¦ 용역원대기실¦ 안전 관리실¦ 대 합 실¦ 복 도¦ UP¦ DN¦ UP¦ DN¦ DN¦ DN¦ DN¦ 내부계단 1¦ 내부E/V¦ 화장실¦ 통합분소¦ 갱의실(여)¦ DN¦ DN¦ OPEN¦ 갱의실(남)¦ ~연결통로지붕~¦ 추락방지용 난간 설치¦ (P20:200x200x100)¦ (P19:200x200x100)¦ (P17:200x200x100)¦ (P16:200x200x100)¦ (P15:300x300x200)¦ (P18:200x200x100)¦ (P14:200x200x100)¦ (P13:200x200x100)¦ (P11:200x200x100)¦ T-1¦ C-1¦ ES-2¦ ELE-2¦ ATVM-1¦ AGM-1¦ ES-1¦ ELE-1¦ COMM-1¦ ELEC-1¦ UTP Cat.5E 4Px4조 (CONSOLE)¦ UTP Cat.5E 25Px1조 (CONSOLE)¦ DOWN TO 안전관리실 ACCESS FLOOR¦ TRAY (300x100)¦ G¦ P¦ E¦ C¦ F¦ O¦ D¦ UP TO 지상3층¦ AGM-3¦ (P12:200x200x100)¦ (P21:200x200x100)¦ O¦ AGM-2¦ AGM-4¦ C¦ L¦ I¦ A¦ N¦ C¦ FR-CV 3C/6.0㎟x1조 [LSE POWER]¦ K¦ J¦ C¦ E¦ F¦ J¦ N¦ Q¦ Q¦ R¦ R¦ TRAY (300x100)¦ vmh¦ vmh¦ vmh¦ vmh¦ vmh¦ vmh¦ vmh¦ vmh¦ VMT¦ NOTE¦ 1. 광케이블, 전원/접지케이블 (OF-SM-4Core, CV 3C/2.5㎟)¦ 3. 승강장 ANT설치위치: 열차 진행방향 정거장 시종점부에 설치¦ 2. 광케이블, 전원/접지케이블 (OF-SM-8Core, CV 3C/2.5㎟)¦ UTP Cat.5E4Px4조 (CAMERA)¦ DOWN TO 1층¦ UTP Cat.5E4Px15조 (CAMERA)¦ DOWN TO 통신기계실 ACCESS FLOOR¦ UTP Cat.5E 25Px1조 (CONSOLE)¦ TRAY (300x100)¦ UTP Cat.5E 4Px4조 (CONSOLE)¦ UTP Cat.5E4Px2조 (CAMERA)¦ TRAY (300x100)¦ C¦ (16) UTP Cat.5E4Px1조 (CAMERA)¦ (16) UTP Cat.5E4Px1조 (CAMERA)¦ (22) UTP Cat.5E4Px2조 (CAMERA)¦ (28) UTP Cat.5E4Px3조 (CAMERA)¦ (16) UTP Cat.5E4Px6조 (CAMERA)¦ FR-CV 3C/4.0㎟x4조[CA POWER](신설)¦ UTP Cat.5E4Px1조 (CAMERA)¦ DOWN TO 1층 E/V¦ (16) UTP Cat.5E4Px1조 (CAMERA)¦ (22) UTP Cat.5E4Px2조 (CAMERA)¦ FR-CV 3C/6.0㎟x1조 [LSE POWER]¦ UTP Cat.5E4Px11조 (CAMERA)¦ TRAY (300x100)¦ UTP Cat.5E 25Px1조 (CONSOLE)¦ UTP Cat.5E 4Px4조 (CONSOLE)¦ FR-CV 3C/6.0㎟x1조 [LSE POWER]¦ UTP Cat.5E4Px9조 (CAMERA)¦ TRAY (300x100)¦ UTP Cat.5E 25Px1조 (CONSOLE)¦ UTP Cat.5E 4Px4조 (CONSOLE)¦ FR-CV 3C/6.0㎟x1조 [LSE POWER]¦ UTP Cat.5E4Px8조 (CAMERA)¦ TRAY (300x100)¦ (16) UTP Cat.5E4Px2조 (CAMERA)¦ S¦ S¦ S¦ OF-SM-8Core(난연)x2조(대합실게시기)(신설)¦ FR-CV 3C/4.0㎟x2조 (대합실게시기 POWER)(기존활용)¦ OF-SM-8Core(난연)x2조(대합실게시기)(신설)¦ FR-CV 3C/4.0㎟x2조 (대합실게시기 POWER)(기존활용)¦ OF-SM-8Core(난연)x2조(대합실게시기)(신설)¦ FR-CV 3C/4.0㎟x2조 (대합실게시기 POWER)(기존활용)¦ OF-SM-8Core(난연)x2조(대합실게시기)(신설)¦ FR-CV 3C/4.0㎟x2조 (대합실게시기 POWER)(기존활용)¦ OF-SM-8Core(난연)x2조(대합실게시기)(신설)¦ (28) FR-CV 3C/4.0㎟x1조 (대합실게시기 POWER)(기존활용)¦ OF-SM-8C(난연)x4조(CAMERA) (신설)¦ 스피드룸¦ 스피드룸¦ 스피드룸¦ UTP Cat.5E 4Px2조 (CL POWER)(신설)¦ UTP Cat.5E4Px9조 (CAMERA)¦ FR-CV 3C/4.0㎟x1조[CA POWER]¦ UL 2919-AMESB 24AWG 4Px4조 (TDI)(기존활용)¦ OF-MM-12Core(난연)x4조 (TDI)(기존활용)¦ FR-CV 3C/4.0㎟x4조 (TDI)(기존활용)¦ UTP Cat.5E 4Px8조 (TDI)(기존활용)¦ FR-CV 3C/4.0㎟x4조 (TDI POWER)(기존활용)¦ UTP Cat.5E 4Px8조 (TDI)(기존활용)¦ UL 2919-AMESB 24AWG 4Px4조 (TDI)(기존활용)¦ OF-MM-12Core(난연)x4조 (TDI)(기존활용)¦ FR-CV 3C/4.0㎟x4조 (TDI)(기존활용)¦ UTP Cat.5E 4Px8조 (TDI)(기존활용)¦ UL 2919-AMESB 24AWG 4Px4조 (TDI)(기존활용)¦ OF-MM-12Core(난연)x4조 (TDI)(기존활용)¦ FR-CV 3C/4.0㎟x4조 (TDI)(기존활용)¦ UTP Cat.5E 4Px8조 (TDI)(기존활용)¦ UL 2919-AMESB 24AWG 4Px4조 (TDI)(기존활용)¦ OF-MM-12Core(난연)x4조 (TDI)(기존활용)¦ 지하철 901정거장¦ 개화¦ 김포공항¦ 1/400¦ S = 1 / 400¦ 901정거장 CCTV,TDI,시계설비 지상2층 신설평면도¦ 901정거장 CCTV,TDI,시계설비 지상2층¦ 신설평면도¦ T¦ 7¦ 0¦ 0¦ 5¦ 0¦ 3¦ 4¦ 0¦ 0¦ 3¦ CCTV(기존동축활용)¦ P¦
| 1단계_정거장 - 복사본 | 1단계_정거장 - 복사본 | 090. T7001034-033 차량기지 부속동 구내통신설비 & 방송설비 신설평면도 (기취고).dwg | P¦ \A1;7,000¦ \A1;7,000¦ \A1;6,000¦ \A1;6,000¦ \A1;14,000¦ \A1;12,000¦ \A1;3,700¦ \A1;29,700¦ \A1;7,000¦ \A1;6,500¦ \A1;13,500¦ \A1;5,000¦ \A1;3,950¦ \A1;350¦ \A1;350¦ \A1;3,000¦ \A1;350¦ \A1;2,100¦ \A1;2,800¦ \A1;2,100¦ \A1;1,000¦ \A1;4,000¦ \A1;2,000¦ \A1;1,600¦ \A1;2,800¦ \A1;1,600¦ \A1;1,600¦ \A1;2,800¦ \A1;1,600¦ SLPOE¦ SLPOE¦ SLPOE¦ SLPOE¦ SLPOE¦ SLPOE¦ SLPOE¦ SLPOE¦ 집진장치 기초¦ 공기압축기¦ SST'L 사다리 (W=450)¦ 공기압축실¦ 기취고실¦ 배기휀실¦ 레일기초¦ 콘크리트 조면처리¦ X00¦ X01¦ X02¦ X03¦ X04¦ X05¦ Y00¦ Y01¦ Y02¦ (어프로치 구간)¦ DN¦ SLPOE¦ SLPOE¦ SLPOE¦ 에어탱크¦ 콘크리트 조면처리¦ : (16) HIV 1.5㎟x2조¦ NOTE¦ : (16) HIV 1.5㎟x4조¦ : (16) HIV 1.5㎟x3조¦ (P1:300x300x200)¦ [10P]¦ [UTP 25P]¦ (P2:200x200x100)¦ F/S (JF) 0.65x12P (50%차폐)x1조¦ FR-CV 3C/6.0㎟x1조 (CA POWER)(기설활용)¦ OF-MM-4Core x1조 (CAMERA)(기설활용)¦ COD 100mmx1조 (28mmx4조)¦ FR-CVVSB 3C/2.5㎟x1조 (SP)¦ (28) OF-MM-4Core x1조 (CAMERA)(기설활용)¦ (28) FR-CV 3C/6.0㎟x1조 (CA POWER)(기설활용)¦ x2 ¦ FC 50mmx1조¦ FC 100mmx1조 (SPARE)¦ To: 수3-8¦ (28) FR-CV 3C/6.0㎟x1조 (CA POWER)(기설활용)¦ (22) ECX 5C-2Vx1조 (CAMERA)¦ (28) OF-MM-4Core x1조 (CAMERA)(기설활용)¦ (16) HIV 1.5㎟x2조 (SP)¦ (500x600x200)¦ 1.2¦ 차량기지 부속동 구내통신설비 신설평면도¦ 차량기지 부속동 구내통신설비 신설평면도 (기취고)¦ S = 1/200¦ 1/200¦ 차량기지¦ 차량기지¦ (기취고)¦ T¦ 7¦ 0¦ 0¦ 1¦ 0¦ 3¦ 4¦ 0¦ 3¦ 3¦
| 1단계_정거장 - 복사본 | 1단계_정거장 - 복사본 | 022. T7001034-005 916정거장 전화설비 지하3층 신설평면도 (2_2).dwg | INT¦ \A1;7,500¦ \A1;5,000¦ \A1;5,000¦ \A1;5,000¦ \A1;5,000¦ \A1;5,000¦ \A1;5,000¦ \A1;5,000¦ \A1;5,000¦ \A1;5,000¦ \A1;5,000¦ \A1;5,000¦ \A1;5,000¦ \A1;5,000¦ \A1;5,000¦ \A1;5,000¦ \A1;5,000¦ \A1;5,000¦ \A1;5,000¦ \A1;8,750¦ \A1;8,750¦ \A1;8,750¦ \A1;4,375¦ \A1;128,125¦ \A1;7,080¦ \A1;4,950¦ \A1;32,860¦ \A1;7,080¦ \A1;4,950¦ \A1;4,400¦ \A1;4,400¦ 1. 일반교환기에 수용된 전화기는 IP전화기로 교체한다.¦ NOTE¦ 2. 콜폰, E/L폰, 승강장 비상통화장치도 교체한다.¦ 3. 전화 및 인터폰 구간의 배선배관은 기존활용한다.¦ 1. 음향유도기 전원은 전기콘센트를 이용한다.¦ NOTE¦ 2. 증폭기전원은 전기콘센트를 이용한다.¦ 3. 통신기계실 및 안전관리실 MAIN 분전반은 전기에서 설치한다.¦ MATCH LINE DWG No. "S1-TA-S16-DB-012-0"¦ KEY PLAN¦ X28¦ X25¦ X23¦ X21¦ X19¦ X17¦ X15¦ X13¦ X11¦ X09¦ X08¦ X07¦ X06¦ X27¦ Y00¦ Y01¦ Y03¦ Y05¦ Y06¦ UP¦ UP¦ 승강장¦ 승강장¦ 창고 2¦ 창고 1¦ 내부계단 4¦ 내부계단 5¦ UP¦ UP¦ 916 정거장 ¦ STA.17km956,000¦ (16) UTP Cat.5E 4Px1조 (승강장 INT)¦ (16) UTP Cat.5E 4Px1조 (승강장 INT)¦ (16) UTP Cat.5E 4Px1조 (승강장 INT)¦ (16) UTP Cat.5E 4Px1조 (승강장 INT)¦ (16) UTP Cat.5E 4Px1조 (승강장 INT)¦ (P23:100x100x100)¦ (P25:400x400x300)¦ (P31:300x300x200)¦ TRAY (900x150)¦ UP TO 지하2층¦ (P22:400x400x200)¦ (P30:400x400x200)¦ UP TO 지하2층¦ TRAY (900x150)¦ (P21:400x400x200)¦ (16) UTP Cat.5E 4Px1조 (승강장 INT)¦ (16) UTP Cat.5E 4Px1조 (승강장 INT)¦ (P29:300x300x200)¦ UTP Cat.5E 4Px1조 (승강장 INT)¦ UTP Cat.5E 4Px1조 (승강장 INT)¦ TRAY (900x150)¦ UP TO 지하2층¦ UTP Cat.5E 4Px1조 (승강장 INT)¦ (P24:400x400x300)¦ (P28:400x400x200)¦ TRAY (600x150)¦ UP TO 지하2층¦ UTP Cat.5E 4Px1조 (승강장 INT)¦ DOWN TO 승강장 PIT¦ 접지단자함¦ 접지¦ 1. 일반교환기에 수용된 전화기는 안전관리실만 IP전화기로 교체한다.¦ NOTE¦ 2. 콜폰, E/L폰, 승강장 비상통화장치도 교체한다.¦ 3. 전화 및 인터폰 구간의 배선배관은 기존활용한다.¦ 지하철 916정거장¦ 여의도¦ 샛강¦ 노량진¦ 1/400¦ 916정거장 전화설비 지하3층 신설평면도(2/2)¦ S = 1/400¦ 916정거장 전화설비 지하3층 신설평면도(2/2)¦ T¦ 7¦ 0¦ 0¦ 1¦ 0¦ 3¦ 4¦ 0¦ 0¦ 5¦ (기설활용)¦ P¦
| 1단계_정거장 - 복사본 | 1단계_정거장 - 복사본 | 044. T9103038-004 FDF 48C 상세도.dwg | FDF 48C 상세도¦ NONE¦ FDF 48C 상세도¦ S = NONE¦ Unregistered Version - http://www.aidecad.com¦ FDF¦ FDF 48C (외부도면)¦ FDF 48C (내부도면)¦ 케이블 그랜드PG29¦ 48C 취부판¦ T¦ 9¦ 1¦ 0¦ 3¦ 0¦ 3¦ 8¦ 0¦ 0¦ 4¦ 공통¦
| 1단계_정거장 - 복사본 | 1단계_정거장 - 복사본 | 030. T7005034-001 917정거장 CCTV,TDI,시계설비 지하1층 신설평면도 (1_2).dwg | {\C0;vmh}¦ ACU¦ CCTV¦ P¦ \A1;7,500¦ \A1;7,500¦ \A1;7,500¦ \A1;7,500¦ \A1;7,500¦ \A1;7,500¦ \A1;7,500¦ \A1;7,500¦ \A1;7,500¦ \A1;7,500¦ \A1;5,500¦ \A1;45,000¦ \A1;7,500¦ \A1;7,500¦ \A1;7,500¦ \A1;7,500¦ \A1;7,500¦ \A1;7,500¦ \A1;80,500¦ \A1;7,070¦ \A1;9,160¦ \A1;9,160¦ \A1;3,300¦ \A1;28,690¦ DN¦ L¦ UP¦ UP¦ L1¦ TRAY (300x100)¦ UTP CAT.5E 25Px1조 (CONSOLE)¦ UTP CAT.5E 4Px4조 (CONSOLE)¦ FR-CV 3C/6.0㎟x1조 (LSE POWER)¦ UTP Cat.5E 4Px2조 (CL POWER)(신설)¦ F-CV 3C/2.5㎟x1조 (공간화상)(기존활용)¦ OF- SM-4Cx1조 (공간화상)(기존활용)¦ UTP Cat.5E4Px15조 (CAMERA)(신설)¦ OF-SM-8C(난연)x10조(신설) ¦ FR-CV 3C/4.0㎟x10조(신설) ¦ OF-SM-8C(난연)x2조(승강장모니터)(신설) ¦ FR-CV 3C/4.0㎟x2조(승강장모니터)(신설) ¦ C/R¦ D¦ J¦ N¦ P¦ E/V¦ C¦ MATCH LINE DWG No. "S1-TA-S17-DB-019-0"¦ B¦ F¦ H¦ L¦ M¦ O¦ Q¦ E¦ KEY PLAN¦ X00¦ X01¦ X02¦ X03¦ X04¦ X05¦ X06¦ X07¦ X08¦ X09¦ X10¦ X-01¦ X-02¦ X-03¦ X-04¦ X-05¦ Y04¦ Y02¦ Y00¦ Y01¦ Y03¦ X-06¦ 전 기 실¦ 복 도¦ 119구조대 사무실¦ 용역원대기실¦ CO2실¦ 비상전원실¦ 대 합 실¦ 발매기실 1¦ 편 의 점¦ 공조기계실 1¦ 화장실 3 (FREE)¦ DN¦ DN¦ DN¦ UP¦ UP¦ UP¦ UP¦ UP¦ UP¦ DN¦ 통신기계실¦ 방범셔터¦ 방범셔터¦ 외부출입구 4¦ 내부계단 4¦ 외부출입구 5¦ 외부출입구 1¦ 내부계단 1¦ 외부출입구 6¦ 외부엘리베이터 2¦ 용역창고¦ UP¦ UP¦ UP¦ UP¦ 119구조대 창고¦ 119구조대 복도¦ 119구조대¦ 119구조대¦ 119구조대 침실 3¦ 샤워실 2¦ 샤워실 3¦ 119구조대¦ 샤워실 1¦ 이동통신기계실¦ 119구조대 침실 2¦ 119구조대 침실 1¦ 지상E/L¦ (P10:200x200x100)¦ (P7:200x200x100)¦ (P9:200x200x100)¦ (P6:200x200x100)¦ (P5:200x200x200)¦ (P4:200x200x100)¦ ES-7¦ AGM-2¦ ES-8¦ ATVM-1¦ ES-4¦ C-1¦ ELEC-1¦ ES-3¦ ELE-1¦ ES-1¦ ES-2¦ B¦ C¦ D¦ E¦ G¦ H¦ I¦ K¦ L¦ M¦ N¦ Q¦ P¦ ELE-2¦ (P1:200x200x100)¦ (P2:200x200x100)¦ {\C0;VMT}¦ COMM-1¦ (P3:200x200x100)¦ A¦ J¦ F¦ T-1¦ (P8:200x200x100)¦ AGM-1¦ O¦ G¦ S¦ S¦ S¦ S¦ S¦ 기설치 카메라¦ UTP Cat.5E 4Px4조 (CONSOLE)¦ UTP Cat.5E 25Px1조 (CONSOLE)¦ UTP Cat.5E 25Px1조 (CONSOLE)¦ G¦ (16) UTP Cat.5E4Px1조 (CAMERA)¦ UTP Cat.5E 4Px4조 (CONSOLE)¦ UTP Cat.5E 25Px1조 (CONSOLE)¦ I¦ TRAY (300x100)¦ UTP Cat.5E4Px3조 (CAMERA)¦ UTP Cat.5E 4Px4조 (CONSOLE)¦ UTP Cat.5E 25Px1조 (CONSOLE)¦ UTP Cat.5E 4Px4조 (CONSOLE)¦ UTP Cat.5E 25Px1조 (CONSOLE)¦ (16) UTP Cat.5E4Px1조 (CAMERA)¦ UTP Cat.5E 4Px4조 (CONSOLE)¦ UTP Cat.5E 25Px1조 (CONSOLE)¦ UTP Cat.5E 4Px4조 (CONSOLE)¦ UTP Cat.5E 25Px1조 (CONSOLE)¦ TRAY (300x100)¦ A¦ DOWN TO 지하 2층¦ UTP Cat.5E4Px3조 (CAMERA)¦ TRAY (900x150)¦ DOWN TO 통신기계실 ACCESS FLOOR¦ UTP Cat.5E 4Px4조 (CONSOLE)¦ UTP Cat.5E 25Px1조 (CONSOLE)¦ TRAY (600x150)¦ TRAY (300x100)¦ UTP Cat.5E 4Px4조 (CONSOLE)¦ TRAY (300x100)¦ K¦ (22) UTP Cat.5E4Px2조 (CAMERA)¦ TRAY (300x100)¦ UTP Cat.5E 4Px4조 (CONSOLE)¦ UTP Cat.5E 25Px1조 (CONSOLE)¦ TRAY (300x100)¦ TRAY (300x100)¦ UTP Cat.5E 4Px4조 (CONSOLE)¦ UTP Cat.5E 25Px1조 (CONSOLE)¦ TRAY (300x100)¦ (16) UTP Cat.5E4Px1조 (CAMERA)¦ TRAY (300x100)¦ TRAY (300x100)¦ UTP Cat.5E 4Px4조 (CONSOLE)¦ UTP Cat.5E 25Px1조 (CONSOLE)¦ TRAY (300x100)¦ (16) UTP Cat.5E4Px1조 (CAMERA)¦ (16) UTP Cat.5E4Px1조 (CAMERA)¦ (16) UTP Cat.5E4Px1조 (CAMERA)¦ (16) UTP Cat.5E4Px1조 (CAMERA)¦ (16) UTP Cat.5E4Px1조 (CAMERA)¦ DOWN TO 지하 2층¦ TRAY (900x150)¦ UP TO 지상 E/L¦ (16) UTP Cat.5E4Px1조 (CAMERA)¦ DOWN TO 지하 1층 E/L¦ (28) UTP Cat.5E4Px5조 (CAMERA)¦ (36) UTP Cat.5E4Px6조 (CAMERA)¦ (28) FR-CV 3C/4.0㎟x1조 (CA POWER)¦ FR-CV 3C/6.0㎟x1조 (LSE POWER)¦ FR-CV 3C/6.0㎟x1조 (LSE POWER)¦ FR-CV 3C/6.0㎟x1조 (LSE POWER)¦ FR-CV 3C/6.0㎟x1조 (LSE POWER)¦ FR-CV 3C/6.0㎟x1조 (LSE POWER)¦ FR-CV 3C/6.0㎟x1조 (LSE POWER)¦ FR-CV 3C/6.0㎟x1조 (LSE POWER)¦ FR-CV 3C/6.0㎟x1조 (LSE POWER)¦ FR-CV 3C/6.0㎟x1조 (LSE POWER)¦ FR-CV 3C/6.0㎟x1조 (LSE POWER)¦ FR-CV 3C/6.0㎟x1조 (LSE POWER)¦ S¦ (16) UTP Cat.5E4Px2조 (CAMERA)¦ (16) UTP Cat.5E4Px1조 (CAMERA)¦ T¦ T¦ T¦ (16) OF-SM-8Core(난연)x2조(대합실게시기)(신설)¦ (28) FR-CV 3C/4.0㎟x1조 (대합실게시기 POWER)(기존활용)¦ OF-SM-8Core(난연)x4조(대합실게시기)(신설)¦ FR-CV 3C/4.0㎟x1조 (대합실게시기 POWER)(기존활용)¦ UTP Cat.5E4Px28조 (CAMERA)¦ OF-SM-8C(난연)x13조(CAMERA) ¦ FR-CV 3C/4.0㎟x13조(CAMERA) ¦ UTP Cat.5E4Px19조 (CAMERA)¦ OF-SM-8C(난연)x13조(CAMERA) ¦ FR-CV 3C/4.0㎟x13조(CAMERA) ¦ UTP Cat.5E4Px18조 (CAMERA)¦ OF-SM-8C(난연)x13조(CAMERA) ¦ FR-CV 3C/4.0㎟x13조(CAMERA) ¦ UTP Cat.5E4Px18조 (CAMERA)¦ OF-SM-8C(난연)x13조(CAMERA) ¦ FR-CV 3C/4.0㎟x13조(CAMERA) ¦ UTP Cat.5E4Px18조 (CAMERA)¦ OF-SM-8C(난연)x13조(CAMERA) ¦ FR-CV 3C/4.0㎟x13조(CAMERA) ¦ UTP Cat.5E4Px17조 (CAMERA)¦ OF-SM-8C(난연)x13조(CAMERA) ¦ FR-CV 3C/4.0㎟x13조(CAMERA) ¦ UTP Cat.5E4Px17조 (CAMERA)¦ OF-SM-8C(난연)x10조(CAMERA) ¦ FR-CV 3C/4.0㎟x10조(CAMERA) ¦ UTP Cat.5E4Px15조 (CAMERA)¦ OF-SM-8C(난연)x10조(CAMERA) ¦ FR-CV 3C/4.0㎟x10조(CAMERA) ¦ UTP Cat.5E4Px14조 (CAMERA)¦ OF-SM-8C(난연)x10조(CAMERA) ¦ FR-CV 3C/4.0㎟x10조(CAMERA) ¦ UTP Cat.5E4Px12조 (CAMERA)¦ OF-SM-8C(난연)x10조(CAMERA) ¦ FR-CV 3C/4.0㎟x10조(CAMERA) ¦ UTP Cat.5E4Px10조 (CAMERA)¦ OF-SM-8C(난연)x10조(CAMERA) ¦ FR-CV 3C/4.0㎟x10조(CAMERA) ¦ 스피드돔¦ 스피드돔¦ 스피드돔¦ OF-SM-8C(난연)x3조(CAMERA) ¦ FR-CV 3C/4.0㎟x3조(CAMERA) ¦ {\C0;VMT}¦ {\C0;vmh}¦ OF-SM-8Core(난연)x1조 (모니터)(신설)¦ FR-CV 3C/4.0㎟x1조 (모니터POWER)(신설) ¦ OF-SM-8Core(난연)x1조 (모니터)(신설)¦ FR-CV 3C/4.0㎟x1조 (모니터POWER)(신설) ¦ OF-SM-8Core(난연)x1조 (모니터)(신설)¦ FR-CV 3C/4.0㎟x1조 (모니터POWER)(신설) ¦ OF-SM-8Core(난연)x1조 (모니터)(신설)¦ FR-CV 3C/4.0㎟x1조 (모니터POWER)(신설) ¦ OF-SM-8Core(난연)x1조 (모니터)(신설)¦ FR-CV 3C/4.0㎟x1조 (모니터POWER)(신설) ¦ OF-SM-8Core(난연)x1조 (모니터)(신설)¦ FR-CV 3C/4.0㎟x1조 (모니터POWER)(신설) ¦ OF-SM-8Core(난연)x1조 (모니터)(신설)¦ FR-CV 3C/4.0㎟x1조 (모니터POWER)(신설) ¦ OF-SM-8Core(난연)x1조 (모니터)(신설)¦ FR-CV 3C/4.0㎟x1조 (모니터POWER)(신설) ¦ (16) OF-SM-8C(난연)x1조(CAMERA) ¦ (16) FR-CV 3C/4.0㎟x1조(CAMERA) ¦ (16) OF-SM-8C(난연)x1조(CAMERA) ¦ (16) FR-CV 3C/4.0㎟x1조(CAMERA) ¦ 지하철 917정거장¦ 샛강¦ 노량진¦ 노들¦ 1/400¦ S = 1 / 400¦ 917정거장 CCTV,TDI,시계설비 지하1층 신설평면도(1/2)¦ 917정거장 CCTV,TDI,시계설비 지하1층¦ 신설평면도(1/2)¦ T¦ 7¦ 0¦ 0¦ 5¦ 0¦ 3¦ 4¦ 0¦ 0¦ 1¦ CCTV(기존동축활용)¦ P¦
| 1단계_정거장 - 복사본 | 1단계_정거장 - 복사본 | 046. T7009934-002 915정거장 출입통제설비 지하1층 평면도 (2_2).dwg | C/R¦ vmh¦ CONSOLE¦ P¦ \A1;8,600¦ \A1;8,600¦ \A1;24,800¦ \A1;7,500¦ \A1;7,500¦ \A1;4,900¦ \A1;4,900¦ \A1;82,500¦ \A1;95,041¦ \A1;12,541¦ \A1;7,400¦ \A1;3,800¦ \A1;5,000¦ \A1;6,000¦ \A1;6,690¦ \A1;6,150¦ \A1;5,000¦ \A1;5,000¦ \A1;5,000¦ \A1;5,000¦ \A1;5,000¦ \A1;5,000¦ \A1;5,000¦ \A1;5,000¦ \A1;5,000¦ \A1;5,000¦ \A1;5,000¦ \A1;5,000¦ L¦ MATCH LINE DWG No. "S1-TA-S15-DB-017-0"¦ MATCH LINE¦ KEY PLAN¦ X24¦ X25¦ X26¦ X27¦ X28¦ X29¦ X30¦ X31¦ Y06¦ Y05¦ Y03¦ Y02¦ Y01¦ Y00¦ Y04¦ X14¦ X15¦ X16¦ X17¦ X18¦ X19¦ X20¦ X21¦ X22¦ X23¦ OPEN¦ DN¦ 5호선 대합실¦ (기존)¦ 역무실(5호선)¦ UP¦ DN¦ DN¦ UP¦ 발매기실2¦ 대합실¦ 안전관리실¦ 물탱크실¦ 공조기계실¦ 기존출입구 확장¦ 외부출입구4¦ 내부계단5¦ 내부계단4¦ 내부계단2¦ 내부계단3¦ 방범셔터설치¦ 5호선 대합실¦ (기존)¦ 9호선¦ 5호선¦ (신설)¦ (기존)¦ 915 정거장¦ 901M¦ STA.17km195.823¦ 750M¦ 9호선¦ (신설)¦ 외부출입구3¦ 5호선 대합실¦ (기존)¦ MATCH LINE¦ (16) UTP Cat.5E 4Px2조 (출입통제)¦ UTP Cat.5E 4Px2조 (출입통제)¦ UTP Cat.5E 4Px2조 (출입통제)¦ (16) UTP Cat.5E 4Px2조 (출입통제)¦ UTP Cat.5E 4Px2조 (출입통제)¦ 915정거장 출입통제설비 지하1층 평면도 (2/2)¦ 915정거장 출입통제설비 지하1층 평면도 (2/2)¦ S = 1 / 400¦ 1/400¦ 지하철 915정거장¦ 국회의사당¦ 여의도¦ 샛강¦ T¦ 7¦ 0¦ 0¦ 9¦ 9¦ 3¦ 4¦ 0¦ 0¦ 2¦ P¦
| 1단계_정거장 - 복사본 | 1단계_정거장 - 복사본 | 024. T7001034-007 905정거장 전화설비 철거평면도 지하2층(1_2).dwg | INT¦ KEY PLAN¦ \A1;4400¦ \A1;83800¦ \A1;4400¦ \A1;4400¦ \A1;7500¦ \A1;7500¦ \A1;7500¦ \A1;7500¦ \A1;7500¦ \A1;7500¦ \A1;7500¦ \A1;7500¦ \A1;7500¦ \A1;7500¦ \A1;7880¦ \A1;8000¦ \A1;8000¦ \A1;7880¦ \A1;31760¦ (22) UTP Cat.5E 4Px3조 (승강장 공중전화) ¦ MATCH LINE DWG No. "S1-TA-S05-DB-012-1.dwg"¦ UP¦ UP¦ UP¦ UP¦ 창 고¦ 창 고¦ 창 고¦ 승 강 장¦ X08¦ X09¦ X10¦ X11¦ X12¦ X00¦ X01¦ X02¦ X03¦ X04¦ X05¦ X06¦ X07¦ Y00¦ Y01¦ Y02¦ Y03¦ Y04¦ 창 고¦ A¦ UTP 25P¦ [TB NO.7]¦ UTP 25P¦ [TB NO.8]¦ (16) UTP Cat.5E 4Px1조 (승강장 INT) ¦ (16) UTP Cat.5E 4Px1조 (승강장 INT) ¦ 인터폰선 0.6x2Px4조 (INT) ¦ DOWN TO CP PANEL¦ (16)UTP Cat.5E 4Px1조 (승강장 INT) ¦ (16) UTP Cat.5E 4Px1조 (승강장 INT) ¦ (16) UTP Cat.5E 4Px1조 (승강장 INT) ¦ (22) UTP Cat.5E 4Px3조 (승강장 공중전화) ¦ (22) UTP Cat.5E 4Px3조 (승강장 공중전화) ¦ (16) UTP Cat.5E 4Px1조 (승강장 INT) ¦ (P19:400x400x200)¦ (P20:400x400x200) ¦ (P21:400x400x200)¦ (P22:400x400x200)¦ (P23:400x400x200)¦ (P24:400x400x200)¦ 인터폰선 0.6x2Px4조 (INT) ¦ DOWN TO CP PANEL¦ A¦ A¦ ¦ ¦ ¦ ¦ ¦ ¦ 지하철 905정거장¦ 신방화¦ 마곡나루¦ 양천향교¦ 1/400¦ 905정거장 전화설비 지하2층 철거평면도 (1/2)¦ S = 1 / 400¦ 905정거장 전화설비 지하2층 철거평면도(1/2)¦ T¦ 7¦ 0¦ 0¦ 1¦ 0¦ 3¦ 4¦ 0¦ 0¦ 7¦ (기설활용)¦ P¦
| 1단계_정거장 - 복사본 | 1단계_정거장 - 복사본 | 042. T7009934-002 904정거장 출입통제설비 지하1층 평면도(2_2).dwg | P¦ P¦ C/R¦ KEY PLAN¦ \A1;11400¦ \A1;22800¦ \A1;11400¦ \A1;3400¦ \A1;16000¦ \A1;3400¦ \A1;22800¦ \A1;8000¦ \A1;8000¦ L¦ UP¦ UP¦ UP¦ UP¦ 발매기실2¦ CO2 실¦ 이동 통신실¦ 물탱크실¦ 복 도¦ 전 기 실¦ 비상 전원실¦ 공조기계실-1¦ (16) UTP Cat.5E 4Px2조 (출입통제)¦ (16) UTP Cat.5E 4Px2조 (출입통제)¦ MATCH LINE DWG No. "S1-TA-S04-DB-017-1.dwg"¦ (16) UTP Cat.5E 4Px2조 (출입통제)¦ X11¦ X12¦ X13¦ X14¦ X15¦ X16¦ X17¦ X18¦ X19¦ X20¦ X21¦ X22¦ 7,500¦ 7,500¦ 7,500¦ 7,500¦ 7,500¦ 7,500¦ 7,500¦ 7,500¦ 7,500¦ 7,500¦ 7,500¦ Y00¦ Y01¦ Y02¦ Y03¦ Y04¦ Y00¦ Y02¦ Y04¦ Y01¦ Y03¦ (16)x2 UTP Cat.5E 4Px4조x2 (출입통제)¦ 904 정거장 출입통제설비 지하1층 평면도 (2/2)¦ 1/400¦ 지하철 904정거장¦ 공항시장¦ 신방화¦ 마곡나루¦ 904 정거장 출입통제설비 지하1층 평면도 (2/2)¦ S = 1/400¦ T¦ 7¦ 0¦ 0¦ 9¦ 9¦ 3¦ 4¦ 0¦ 0¦ 2¦
| 1단계_정거장 - 복사본 | 1단계_정거장 - 복사본 | 067. T7003034-011 주공장 방송설비 지상2층 신설평면도.dwg | P¦ PA AMP¦ \A1;10,000¦ \A1;10,000¦ \A1;10,000¦ \A1;10,000¦ \A1;10,000¦ \A1;10,000¦ \A1;10,000¦ \A1;50,000¦ \A1;18,000¦ \A1;20,000¦ \A1;88,000¦ \A1;8,000¦ \A1;2,000¦ \A1;2,150¦ \A1;2,150¦ \A1;30,000¦ \A1;30,000¦ \A1;30,000¦ \A1;20,000¦ \A1;20,000¦ \A1;20,000¦ \A1;30,000¦ \A1;110,000¦ \A1;180,000¦ \A1;290,000¦ \A1;5,000¦ \A1;25,000¦ \A1;10,000¦ \A1;50,000¦ \A1;2,650¦ \A1;2,650¦ (기설활용)¦ FR-CVVSB 20C/1.5㎟x1조 (주공장 방송)¦ CABLE TRAY (W:300)¦ FR-CVVSB 6C/1.5㎟x4조 (PAGING)¦ DOWN TO 통신기계실¦ HIV 1.5㎟x22조 (SP)¦ [방송단자함 20P]¦ (P14:400x400x200)¦ (42)x2 FR-CVVSB 6C/1.5㎟x4조 (PAGING)¦ (36) HIV 1.5㎟x22조 (SP)¦ (P13:400x400x200)¦ (P12:400x400x200)¦ (16) HIV 1.5㎟x3조 (SP)¦ DOWN TO 지상1층¦ (16) HIV 1.5㎟x4조 (SP)¦ DOWN TO 지상1층¦ (28) FR-CVVSB 6C/1.5㎟x1조 (PAGING)¦ (16) HIV 1.5㎟x2조 (SP)¦ DOWN TO 지상1층¦ (28) FR-CVVSB 6C/1.5㎟x1조 (PAGING)¦ (16) HIV 1.5㎟x4조 (SP)¦ DOWN TO 지상1층¦ (28) FR-CVVSB 6C/1.5㎟x1조 (PAGING)¦ (16) HIV 1.5㎟x6조 (SP)¦ (54) FR-CVVSB 6C/1.5㎟x3조 (PAGING)¦ (16) HIV 1.5㎟x4조 (SP)¦ DOWN TO 지상1층¦ (42) FR-CVVSB 6C/1.5㎟x2조 (PAGING)¦ (16) HIV 1.5㎟x4조 (SP)¦ DOWN TO 지상1층¦ (42) FR-CVVSB 6C/1.5㎟x2조 (PAGING)¦ (16) HIV 1.5㎟x4조 (SP)¦ DOWN TO 지상1층¦ (28) FR-CVVSB 6C/1.5㎟x1조 (PAGING)¦ (16) HIV 1.5㎟x5조 (SP)¦ DOWN TO 지상1층¦ (28) FR-CVVSB 6C/1.5㎟x1조 (PAGING)¦ (16) HIV 1.5㎟x4조 (SP)¦ (28) FR-CVVSB 6C/1.5㎟x1조 (PAGING)¦ (16) HIV 1.5㎟x2조 (SP)¦ (28) FR-CVVSB 6C/1.5㎟x1조 (PAGING)¦ (16) HIV 1.5㎟x2조 (SP)¦ (28) FR-CVVSB 6C/1.5㎟x1조 (PAGING)¦ (16) HIV 1.5㎟x2조 (SP)¦ (28) FR-CVVSB 6C/1.5㎟x1조 (PAGING)¦ (16) HIV 1.5㎟x2조 (SP)¦ (54) FR-CVVSB 6C/1.5㎟x3조 (PAGING)¦ (22) HIV 1.5㎟x7조 (SP)¦ DOWN TO 지상1층¦ (42) FR-CVVSB 6C/1.5㎟x2조 (PAGING)¦ (16) HIV 1.5㎟x4조 (SP)¦ DOWN TO 지상1층¦ (42) FR-CVVSB 6C/1.5㎟x2조 (PAGING)¦ (16) HIV 1.5㎟x4조 (SP)¦ DOWN TO 지상1층¦ (42) FR-CVVSB 6C/1.5㎟x2조 (PAGING)¦ (16) HIV 1.5㎟x4조 (SP)¦ DOWN TO 지상1층¦ (28) FR-CVVSB 6C/1.5㎟x1조 (PAGING)¦ (16) HIV 1.5㎟x2조 (SP)¦ DOWN TO 지상1층¦ (28) FR-CVVSB 6C/1.5㎟x1조 (PAGING)¦ (16) HIV 1.5㎟x2조 (SP)¦ DOWN TO 지상1층¦ (28) FR-CVVSB 6C/1.5㎟x1조 (PAGING)¦ (16) HIV 1.5㎟x2조 (SP)¦ (28) FR-CVVSB 6C/1.5㎟x1조 (PAGING)¦ (16) HIV 1.5㎟x2조 (SP)¦ (28) FR-CVVSB 6C/1.5㎟x1조 (PAGING)¦ (16) HIV 1.5㎟x2조 (SP)¦ (28) FR-CVVSB 6C/1.5㎟x1조 (PAGING)¦ (16) HIV 1.5㎟x2조 (SP)¦ (28) FR-CVVSB 6C/1.5㎟x1조 (PAGING)¦ (16) HIV 1.5㎟x2조 (SP)¦ (28) FR-CVVSB 6C/1.5㎟x1조 (PAGING)¦ (16) HIV 1.5㎟x2조 (SP)¦ (28) FR-CVVSB 6C/1.5㎟x1조 (PAGING)¦ (22) HIV 1.5㎟x4조 (SP)¦ (28) FR-CVVSB 6C/1.5㎟x1조 (PAGING)¦ (16) HIV 1.5㎟x2조 (SP)¦ (42) FR-CVVSB 6C/1.5㎟x2조 (PAGING)¦ (16) HIV 1.5㎟x4조 (SP)¦ DOWN TO 지상1층¦ (42) FR-CVVSB 6C/1.5㎟x2조 (PAGING)¦ (16) HIV 1.5㎟x4조 (SP)¦ DOWN TO 지상1층¦ (42) FR-CVVSB 6C/1.5㎟x2조 (PAGING)¦ (16) HIV 1.5㎟x4조 (SP)¦ DOWN TO 지상1층¦ (42) FR-CVVSB 6C/1.5㎟x2조 (PAGING)¦ (16) HIV 1.5㎟x4조 (SP)¦ DOWN TO 지상1층¦ (28) FR-CVVSB 6C/1.5㎟x1조 (PAGING)¦ (16) HIV 1.5㎟x5조 (SP)¦ (28) FR-CVVSB 6C/1.5㎟x1조 (PAGING)¦ (16) HIV 1.5㎟x5조 (SP)¦ (28) FR-CVVSB 6C/1.5㎟x1조 (PAGING)¦ (16) HIV 1.5㎟x5조 (SP)¦ (28) FR-CVVSB 6C/1.5㎟x1조 (PAGING)¦ (16) HIV 1.5㎟x4조 (SP)¦ (28) FR-CVVSB 6C/1.5㎟x1조 (PAGING)¦ (16) HIV 1.5㎟x4조 (SP)¦ (28) FR-CVVSB 6C/1.5㎟x1조 (PAGING)¦ (16) HIV 1.5㎟x2조 (SP)¦ (P11:400x400x200)¦ (P17:300x300x200)¦ (P20:300x300x200)¦ (P23:300x300x200)¦ (P29:300x300x200)¦ (P19:300x300x200)¦ (P22:300x300x200)¦ (P25:300x300x200)¦ (P28:300x300x200)¦ (P31:300x300x200) ¦ (P9:300x300x200)¦ (P16:300x300x200)¦ (P10:300x300x200)¦ (P18:300x300x200)¦ (P21:300x300x200)¦ (P24:300x300x200)¦ (P27:300x300x200)¦ (P8:300x300x200)¦ (P15:300x300x200)¦ (P30:300x300x200) ¦ (P32:300x300x200) ¦ (P6:300x300x200)¦ MIC-SH 2C/0.75㎟x2조 (주공장 방송)¦ (28) FR-CVVSB 6C/1.5㎟x1조 (탁상형 PAGING)¦ (16) HIV 1.5㎟x3조 (SP)¦ DOWN TO 지상1층¦ (28) MIC-SH 2C/0.75㎟x2조 (주공장방송)¦ (54) FR-CVVSB 20C/1.5㎟x1조 (주공장방송)¦ (28) MIC-SH 2C/0.75㎟x2조 (주공장방송)¦ (54) FR-CVVSB 20C/1.5㎟x1조 (주공장방송)¦ : (16) HIV 1.5㎟x2조¦ NOTE¦ : (16) HIV 1.5㎟x5조¦ : (16) HIV 1.5㎟x6조¦ : (22) HIV 1.5㎟x7조¦ : (22) HIV 1.5㎟x8조¦ : (22) HIV 1.5㎟x10조¦ : (16) HIV 1.5㎟x4조¦ : (16) HIV 1.5㎟x3조¦ : (28) FR-CVVSB 6C/1.5㎟x1조¦ (16) HIV 1.5㎟x2조 (SP)¦ (16) HIV 1.5㎟x2조 (SP)¦ DOWN TO 지상1층¦ P¦ Y00¦ Y01¦ Y02¦ Y03¦ Y04¦ Y05¦ Y06¦ Y07¦ Y08¦ 계 단 실1¦ 남자화장실¦ 복 도¦ 자 료 실¦ 사 무 실¦ 교 육 실¦ DN¦ 여자화장실¦ 계 단 실2¦ UP¦ UP¦ UP¦ UP¦ CRANE 20/5+20TON ¦ CRANE 3TON¦ CRANE 3TON¦ CRANE 20/5+20TON ¦ CRANE 7.5/3TON¦ CRANE 7.5/3TON¦ CRANE 3TON¦ CRANE 3TON¦ X00¦ X06¦ X07¦ X08¦ X09¦ X10¦ X11¦ X12¦ X13¦ 통신¦ 기계실¦ MIC-SH 2C/0.75㎟x2조 (주공장방송)¦ FR-CVVSB 20C/1.5㎟x1조 (주공장방송)¦ 통신 TRAY(300x100) 사용¦ (P32:300x300x200) ¦ (28) FR-CVVSB 6C/1.5㎟x1조 (PAGING)¦ (16) HIV 1.5㎟x2조 (SP)¦ (42) FR-CVVSB 6C/1.5㎟x2조 (PAGING)¦ (16) HIV 1.5㎟x4조 (SP)¦ (54) FR-CVVSB 6C/1.5㎟x3조 (PAGING)¦ (16) HIV 1.5㎟x21조 (SP)¦ (54) FR-CVVSB 6C/1.5㎟x2조 (PAGING)¦ (42) HIV 1.5㎟x16조 (SP)¦ (300x300x200)¦ (300x300x200)¦ (54) FR-CVVSB 6C/1.5㎟x1조 (PAGING)¦ (42) HIV 1.5㎟x12조 (SP)¦ (200x200x100)¦ (16) HIV 1.5㎟x6조 (SP)¦ DOWN TO 지상1층¦ (200x200x100)¦ (200x200x100)¦ (200x200x100)¦ (200x200x100)¦ (16) HIV 1.5㎟x4조 (SP)¦ DOWN TO 지상1층¦ (200x200x100)¦ (16) HIV 1.5㎟x3조 (SP)¦ 주공장 방송설비 지상2층 신설평면도¦ 주공장 방송설비 지상2층 신설평면도¦ S = 1/600¦ 1/600¦ 차량기지¦ 차량기지¦ T¦ 7¦ 0¦ 0¦ 3¦ 0¦ 3¦ 4¦ 0¦ 1¦ 1¦
| 1단계_정거장 - 복사본 | 1단계_정거장 - 복사본 | 062. T5001034-002 913정거장 AFC설비 지하2층 평면도 (환승구간).dwg | \A1;3,750¦ \A1;55,981¦ \A1;45,269¦ \A1;1,100¦ \A1;800¦ \A1;800¦ \A1;800¦ \A1;800¦ \A1;800¦ \A1;200¦ \A1;800¦ \A1;800¦ \A1;850¦ \A1;800¦ \A1;800¦ \A1;800¦ \A1;800¦ \A1;1,100¦ \A1;850¦ \A1;850¦ \A1;200¦ \A1;1,100¦ \A1;800¦ \A1;800¦ \A1;800¦ \A1;800¦ \A1;1,600¦ \A1;350¦ \A1;250¦ \A1;600¦ \A1;2,500¦ \A1;2,500¦ \A1;850¦ \A1;2,500¦ \A1;850¦ \A1;850¦ \A1;1,000¦ \A1;1,350¦ \A1;750¦ \A1;750¦ \A1;750¦ \A1;750¦ \A1;600¦ \A1;2,500¦ \A1;2,500¦ \A1;850¦ \A1;2,500¦ \A1;850¦ \A1;850¦ \A1;1,000¦ \A1;800¦ \A1;800¦ \A1;200¦ \A1;800¦ \A1;800¦ \A1;850¦ \A1;800¦ \A1;800¦ \A1;800¦ \A1;800¦ \A1;1,100¦ \A1;850¦ \A1;850¦ \A1;200¦ \A1;1,100¦ \A1;800¦ \A1;800¦ \A1;800¦ \A1;800¦ \A1;1,600¦ \A1;350¦ \A1;250¦ \A1;3,750¦ \A1;55,981¦ \A1;45,269¦ \A1;1,350¦ \A1;1,100¦ \A1;800¦ \A1;800¦ \A1;800¦ \A1;3,750¦ \A1;55,981¦ \A1;45,269¦ \A1;1,100¦ \A1;800¦ \A1;800¦ \A1;800¦ \A1;800¦ \A1;800¦ \A1;200¦ \A1;800¦ \A1;800¦ \A1;850¦ \A1;800¦ \A1;800¦ \A1;800¦ \A1;800¦ \A1;1,100¦ \A1;850¦ \A1;850¦ \A1;200¦ \A1;1,100¦ \A1;800¦ \A1;800¦ \A1;800¦ \A1;800¦ \A1;1,600¦ \A1;600¦ \A1;2,500¦ \A1;2,500¦ \A1;850¦ \A1;2,500¦ \A1;850¦ \A1;850¦ \A1;1,000¦ \A1;200¦ \A1;1,750¦ \A1;925¦ \A1;775¦ \A1;1,075¦ \A1;125¦ \A1;2,100¦ \A1;125¦ \A1;2,075¦ \A1;21,370¦ \A1;6,750¦ \A1;7,800¦ \A1;6,820¦ \A1;7,500¦ \A1;7,500¦ \A1;7,500¦ \A1;7,500¦ \A1;7,500¦ \A1;7,500¦ \A1;7,500¦ \A1;3,481¦ \A1;4,019¦ \A1;7,500¦ \A1;7,500¦ \A1;7,500¦ \A1;7,500¦ \A1;7,500¦ X05¦ X06¦ X07¦ X08¦ X09¦ X10¦ X11¦ X12¦ Y00¦ Y02¦ Y05¦ Y07¦ Y01¦ Y03¦ Y06¦ Y04¦ 2호선 교각¦ 2호선 교각¦ CO2실¦ 전기실¦ 공조기계실¦ X13¦ X14¦ X15¦ X16¦ X17¦ X18¦ 비상전원실¦ 내부계단1¦ U¦ U¦ FTP Cat.5E 4Px1조 (게이트 COMMS)¦ FR-CVVS 4C/2.5㎟x1조 (DPC)¦ HFCO 3C/6.0㎟x3조 (게이트 POWER)¦ F-GV 4.0㎟x1조 (게이트 GND)¦ F7 DUCT¦ Q¦ O¦ O¦ Q¦ T¦ W¦ FTP Cat.5E 4Px2조 (정산기, 게이트 COMMS)¦ HFCO 3C/6.0㎟x5조 (정산기, 게이트 POWER)¦ F-GV 4.0㎟x2조 (정산기,게이트 GND)¦ TRAY (300x100)¦ TRAY (300x100)¦ UTP Cat.5E 4Px1조 (EM GATE#6 INT)¦ HFCO 2C/4.0㎟x1조 (EM GATE#6)¦ W¦ T¦ FTP Cat.5E 4Px5조 (정산기, 게이트 COMMS)¦ FR-CVVS 4C/2.5㎟x3조 (DPC)¦ HFCO 3C/6.0㎟x10조 (정산기, 게이트 POWER)¦ F-GV 4.0㎟x5조 (정산기,게이트 GND)¦ TRAY (300x100)¦ HFCO 2C/4.0㎟x1조 (EM GATE#6)¦ OF-MM-8Cx1조 (SMS~광S/W HUB)¦ FR-CVVS 4C/2.5㎟x4조 (DPC)¦ HFCO 3C/6.0㎟x17조 (정산기, 게이트,광S/W HUB POWER)¦ F-GV 4.0㎟x8조 (정산기,게이트 GND)¦ TRAY (300x100)¦ UTP Cat.5E 4Px2조 (EM GATE#5,6 INT)¦ HFCO 2C/4.0㎟x2조 (EM GATE#5,6)¦ FTP Cat.5E 4Px6조 (정산기, 게이트 COMMS)¦ FR-CVVS 4C/2.5㎟x1조 (DPC)¦ HFCO 3C/6.0㎟x4조 (정산기, 게이트 POWER)¦ F-GV 4.0㎟x2조 (정산기,게이트 GND)¦ TRAY (300x100)¦ UTP Cat.5E 4Px1조 (EM GATE#5 INT)¦ HFCO 2C/4.0㎟x1조 (EM GATE#5)¦ 정산기¦ 정산기¦ 정산기¦ D¦ (22) UTP Cat.5E 4Px1조 (EM GATE#6 INT)¦ (28) HFCO 2C/4.0㎟x1조 (EM GATE#6)¦ M¦ D¦ N¦ (42) HFCO 3C/6.0㎟x4조 (게이트 POWER)¦ (22) UTP Cat.5E 4Px1조 (EM GATE#6 INT)¦ (28) HFCO 2C/4.0㎟x1조 (EM GATE#6)¦ M¦ FTP Cat.5E 4Px1조 (게이트 COMMS)¦ FR-CVVS 4C/2.5㎟x1조 (DPC)¦ HFCO 3C/6.0㎟x4조 (게이트 POWER)¦ F7 DUCT¦ P¦ (16) FTP Cat.5E 4Px1조 (게이트 COMMS)¦ (16) FR-CVVS 4C/2.5㎟x1조 (DPC)¦ (36) HFCO 3C/6.0㎟x2조 (게이트 POWER)¦ (16) F-GV 4.0㎟x1조 (게이트 GND)¦ V¦ V¦ DOWN TO 광S/W HUB¦ OF-MM-8Cx1조 (SMS~광S/W HUB)¦ FTP Cat.5E 4Px8조 (정산기, 게이트 COMMS)¦ HFCO 3C/6.0㎟x1조 (광S/W HUB POWER)¦ S¦ FR-CVVS 4C/2.5㎟x1조 (DPC)¦ S¦ P¦ R¦ N¦ 정산기¦ L¦ (22) UTP Cat.5E 4Px1조 (EM GATE#5 INT)¦ (28) HFCO 2C/4.0㎟x1조 (EM GATE#5)¦ L¦ R¦ F-GV 4.0㎟x1조 (게이트 GND)¦ HFCO 3C/6.0㎟x3조 (게이트 POWER)¦ FR-CVVS 4C/2.5㎟x1조 (DPC)¦ F7 DUCT¦ FTP Cat.5E 4Px1조 (게이트 COMMS)¦ FR-CVVS 4C/2.5㎟x1조 (DPC)¦ (16) FTP Cat.5E 4Px1조 (게이트 COMMS)¦ (16) FR-CVVS 4C/2.5㎟x1조 (DPC)¦ (16) F-GV 4.0㎟x1조 (게이트 GND)¦ (28)¦ F-GV 4.0㎟x1조 (정산기 GND)¦ HFCO 3C/6.0㎟x1조 (정산기 POWER)¦ UTP Cat.5E 4Px1조 (정산기 INT)¦ FTP Cat.5E 4Px1조 (정산기 COMMS)¦ (28)¦ G¦ G¦ FTP Cat.5E 4Px1조 (게이트 COMMS)¦ FR-CVVS 4C/2.5㎟x1조 (DPC)¦ HFCO 3C/6.0㎟x1조 (게이트 POWER)¦ F-GV 4.0㎟x1조 (게이트 GND)¦ F7 DUCT¦ F-GV 4.0㎟x1조 (게이트 GND)¦ UTP Cat.5E 4Px1조 (정산기 INT)¦ FTP Cat.5E 4Px3조 (정산기, 게이트 COMMS)¦ HFCO 3C/6.0㎟x7조 (정산기, 게이트 POWER)¦ F-GV 4.0㎟x3조 (정산기,게이트 GND)¦ UTP Cat.5E 4Px1조 (EM GATE#6 INT)¦ HFCO 2C/4.0㎟x1조 (EM GATE#6)¦ FR-CVVS 4C/2.5㎟x2조 (DPC)¦ UTP Cat.5E 4Px1조 (정산기 INT)¦ UTP Cat.5E 4Px2조 (정산기 INT)¦ UTP Cat.5E 4Px1조 (EM GATE#6 INT)¦ UTP Cat.5E 4Px4조 (정산기 INT)¦ G¦ G¦ HFCO 3C/6.0㎟x3조 (게이트 POWER)¦ FTP Cat.5E 4Px1조 (게이트 COMMS)¦ FR-GV 4.0㎟x1조 (게이트 GND)¦ (42)¦ (28)¦ B¦ B¦ B¦ B¦ B¦ 913정거장 AFC설비 지하2층 평면도 (1/2) (환승구간)¦ 913정거장 AFC설비 지하2층 평면도 (1/2) (환승구간)¦ S = 1 / 400¦ 1/400¦ 지하철 913정거장¦ 선유도¦ 당산¦ 국회의사당¦ T¦ 5¦ 0¦ 0¦ 1¦ 0¦ 3¦ 4¦ 0¦ 0¦ 2¦ P¦
| 1단계_정거장 - 복사본 | 1단계_정거장 - 복사본 | 076. T9103066-001 913정거장 신호통신기계실 기기배치도 및 바닥 TRAY 설치도.dwg | \A1;3,745¦ \A1;12,025¦ \A1;1,000¦ \A1;800¦ \A1;1,100¦ \A1;500¦ S = 1/50¦ \A1;1,000¦ \A1;800¦ \A1;500¦ \A1;500¦ \A1;600¦ \A1;500¦ \A1;11275¦ \A1;2465¦ \A1;600¦ \A1;722¦ \A1;6050¦ \A1;5611¦ TRAY 설치도¦ 906정거장 통신기계실 기기배치도 및 바닥¦ -¦ T¦ 0¦ 0¦ 0¦ 0¦ 0¦ 0¦ 0¦ 0¦ 0¦ 0¦ : 철거¦ \A1;1,200¦ \A1;4,800¦ \A1;3,000¦ OFD 랙¦ 기지국¦ 역사노드¦ 스위치 ¦ MDF 랙¦ 장치 랙¦ 백본 랙¦ 랙¦ OFD 랙¦ 기지국장치 랙¦ 역사노드백본 랙¦ 스위치 랙¦ MDF 랙¦ 600x600x2200¦ 600x600x2200¦ 600x600x2200¦ 600x600x2200¦ 600x600x2200¦ 22¦ 23¦ 24¦ 25¦ 26¦ 신호통신기계실¦ X08¦ X09¦ Y02¦ Y05¦ Y03¦ Y04¦ UPS¦ ATS&AVR&DIST¦ BATT¦ MDF¦ ADM¦ MUX¦ 대열차¦ 전송¦ CCTV¦ CCTV¦ 냉¦ 난¦ 방¦ 기¦ 장 비 명¦ 전송장비(ADM+MUX) ¦ 배선반(MDF)¦ 화상설비(CCTV) ¦ 방송설비(PA)¦ 전기시계설비(CLOCK) ¦ 종합무선 중계설비(복합통신)¦ 열차무선설비(BS)-기지국 ¦ 사령전화역장치¦ 대열차공간화상설비(지상)¦ 600 x 600 x 800¦ 600 x 750 x 2200¦ 규 격 (W x D x H)¦ 1,272 x 500 x 2200¦ 600 x 300 x 2200¦ 701.5 x 750 x 2200¦ 575 x 600 x 1920¦ 600 x 750 x 1800¦ 570 x 650 x 1913¦ 600 x 600 x 1,930¦ 열차무선설비(SOR)-기지국용 정류기 랙 ¦ 열차무선설비(MOR)-광주중계기¦ 600 x 700 x 1,800¦ 600 x 750 x 1800¦ 냉난방기 (기계설비)¦ 1,100 x 500¦ UPS(20KVA)¦ 800 x 950 x 1800¦ ATS&AVR&DIST¦ BATTERY¦ 1000 x 950 x 1800¦ 2700 x 950 x 1800¦ Equipment Schedule¦ 사령¦ 전화¦ 기지국용¦ 정류기 ¦ CLOCK¦ PA¦ PA¦ (기지국)¦ BS¦ (광주¦ MOR¦ 중계기)¦ 복합¦ 통신¦ G¦ T¦ B¦ NO.¦ 1¦ 2¦ 3¦ 4¦ 5¦ 6¦ 7¦ 8¦ 9¦ 10¦ 11¦ 12¦ 13¦ 14¦ 15¦ DUCT (150x100)¦ OFD 랙¦ 기지국¦ 역사노드¦ 장치 랙¦ 백본 랙¦ 역사노드백본 랙¦ 기지국장치 랙¦ OFD 랙¦ 22¦ 23¦ 24¦ 600 x 600 x 2200¦ 600 x 600 x 2200¦ 600 x 600 x 2200¦ 신설 TRAY (150x100)¦ 913정거장 신호통신기계실 기기배치도 및 바닥 TRAY 설치도¦ S = 1 / 100¦ 1/100¦ 선유도¦ 당산¦ 국회의사당¦ 바닥 TRAY 설치도¦ 913정거장 신호통신기계실 기기배치도 및 ¦ 9¦ 1¦ 0¦ 3¦ 0¦ 6¦ 6¦ 0¦ 0¦ 1¦ T¦ \A1;7,800¦ \A1;17,770¦ \A1;6,225¦
| 1단계_정거장 - 복사본 | 1단계_정거장 - 복사본 | 006. T1001026-002 918정거장 CIRCUIT WIRING SYSTEM DIAGRAM_철거.dwg | KT¦ IP¦ G¦ D¦ C/R¦ T¦ 0¦ 0¦ 0¦ 0¦ 0¦ 0¦ 0¦ 0¦ 0¦ 0¦ 통신기계실¦ 통신기계실¦ 안전관리실¦ 소방외부 무선통신 보조설비¦ 경찰통신설비¦ O/F(SM) FM RADIO¦ POWER DISTRIBUTION¦ O/F(SM)¦ O/F(SM)¦ FM 광전송장치¦ UPS¦ EQUIP¦ MULTI¦ COMM¦ CCTV¦ 광화상전송장치¦ MATRIX¦ RACK¦ TV 광전송장치¦ 부모시계¦ To: NEXT STATION¦ O/F(SM)¦ O/F(SM)¦ To: KT¦ DATA¦ M/D¦ E¦ Ports¦ T¦ SUB ADM¦ TEL¦ SPCM¦ KT¦ 전력사령¦ 방재사령¦ 통신사령¦ FAX¦ Data Line (전력)¦ Data Line¦ Data Line¦ Data Line¦ Data Line (AFC)¦ Data Line (통신)¦ Data Line (방재)¦ Data Line (운전)¦ SMS¦ AGM¦ AAM¦ ATVM¦ IP¦ P.A AMP¦ x2¦ x2¦ x4¦ 지하1층 (대합실) x 53¦ 지하2층 (승강장상선) x 21¦ G¦ G¦ G¦ G¦ G¦ 지하2층 (승강장상선) x 2¦ 지하2층 (승강장하선) x 2¦ PAN/TILT x 1¦ 지하1층 (대합실) x 24 , G.L ELEV x 4¦ 지하1층 (기능실) x 3¦ 지하2층 (승강장 상,하선) x 6¦ CCTV¦ CONSOLE¦ 지하1층¦ (복합통신ANT)¦ 무선통신 보조설비¦ HFC-22D-FR¦ HFC-12D-FR¦ 본선터널 (승강장) RFCL-42D-광대역¦ 본선터널 (승강장) RFCL-42D-광대역¦ D¦ POWER LINE¦ INT¦ T¦ T¦ x2¦ x2¦ x11¦ x2¦ L¦ O¦ x2¦ T¦ T¦ x14¦ x2¦ x4¦ x14 ¦ 인터폰¦ 모장치¦ 배 선 반¦ 공조기계실1¦ 공조기계실2¦ 이동통신기계실¦ Callphone¦ 전기실¦ 기능실복도¦ 발매기실¦ 화장실(남,여)¦ 장애자화장실¦ 임대상가¦ ELEV, 화장실¦ 용역원대기실¦ 지하1층 (대합실)¦ PSD실 (상선)¦ PSD실 (하선)¦ 편의점¦ 비상전원실¦ 승강장 INT¦ 변전실¦ 운영원대기실¦ x2¦ T¦ 지하2층 (승강장하선) x 21¦ x2¦ 출입통제¦ C/R¦ C/R¦ C/R¦ C/R¦ C/R¦ 운전사령¦ Data Line¦ 열차무선¦ C¦ O/F(SM) 열차무선¦ Data Line¦ 소방외부¦ E¦ T¦ L¦ O¦ x2¦ x2¦ 용역창고¦ x2 ¦ INT¦ x6¦ &¦ (VOICE)¦ FXO/FXS¦ Ethernet Port¦ IP¦ 본선터널 (승강장) RFCL-42D-광대역¦ 본선터널 (승강장) RFCL-42D-광대역¦ D¦ 공간화상 [승강장 차량기지방향] x 2¦ 공간화상 [승강장 강남방향] x 1¦ 환급기¦ x2 ¦ CCTV¦ 광화상전송장치¦ MATRIX¦ RACK¦ TV 광수신기¦ DATA¦ M/D¦ E¦ Ports¦ T¦ &¦ (VOICE)¦ SUB ADM¦ TEL¦ SPCM¦ 전력사령¦ 통신사령¦ Data Line (전력)¦ Data Line¦ Data Line¦ Data Line¦ Data Line (AFC)¦ Data Line (통신)¦ Data Line (방재)¦ Data Line (운전)¦ P.A AMP¦ L¦ O¦ 배 선 반¦ 출입통제¦ 운전사령¦ E¦ T¦ L¦ O¦ Data Line (신호)¦ FXO/FXS¦ Ethernet Port¦ MULTI¦ COMM¦ EQUIP¦ FM광전송장치¦ 열차무선¦ O/F(SM) FM RADIO, 지상파DMB¦ 소방외부 무선통신 보조설비¦ 소방 무선통신 보조설비¦ 철거¦ 철거¦ 철거¦ 철거¦ 918정거장 CIRCUIT WIRING SYSTEM DIAGRAM / 철거¦ 918정거장 CIRCUIT WIRING SYSTEM DIAGRAM / 철거¦ S = NONE¦ NONE¦ 노량진¦ 노들¦ 중앙대입구¦ T¦ 1¦ 0¦ 0¦ 1¦ 0¦ 2¦ 6¦ 0¦ 0¦ 2¦
| 1단계_정거장 - 복사본 | 1단계_정거장 - 복사본 | 033. T7003034-001 종합관리 및 복지후생동 방송설비 지하2층 신설평면도.dwg | \A1;3,600¦ \A1;3,000¦ \A1;3,200¦ \A1;3,400¦ \A1;7,700¦ \A1;67,100¦ \A1;6,600¦ \A1;6,600¦ \A1;6,600¦ \A1;6,600¦ \A1;6,600¦ \A1;6,600¦ \A1;6,600¦ \A1;6,600¦ \A1;6,600¦ \A1;2,100¦ \A1;10,800¦ \A1;7,500¦ \A1;7,500¦ \A1;27,900¦ \A1;3,200¦ \A1;3,400¦ \A1;3,200¦ \A1;3,400¦ \A1;3,800¦ \A1;2,000¦ \A1;1,800¦ \A1;3,750¦ \A1;3,750¦ \A1;3,750¦ \A1;3,750¦ \A1;3,600¦ \A1;3,600¦ \A1;3,600¦ \A1;3,300¦ \A1;3,300¦ \A1;3,300¦ \A1;3,300¦ (기설활용)¦ UP¦ 상부 장비반입구¦ 창고¦ UP¦ 상부 D.A¦ 상부 D.A¦ 공동구¦ 건축공사¦ 토목공사¦ ELEV. PIT¦ 간이 오수정화조¦ (1,500x1,500x1,500H)¦ X01¦ P I T¦ X02¦ X03¦ X04¦ X05¦ X06¦ X07¦ X08¦ X09¦ X10¦ X11¦ Y01¦ Y02¦ Y04¦ Y05¦ Y06¦ Y03¦ 창고¦ 창고¦ HALL¦ 계단실-2¦ 계단실-1¦ 물탱크실¦ 기계실¦ 화물용ELEV.¦ PIT¦ H:600¦ H:200¦ H:200¦ H:200¦ H:200¦ H:200¦ H:200¦ H:200¦ H:200¦ H:200¦ H:200¦ H:200¦ H:200¦ H:200¦ H:200¦ H:200¦ H:200¦ H:200¦ H:600¦ H:600¦ H:600¦ H:600¦ H:600¦ H:600¦ H:600¦ H:600¦ 집수정¦ (1,500x1,500x1,500H)¦ 집수정¦ (1,500x1,500x1,500H)¦ 감시실¦ 집수정¦ (750x750x900H)¦ 창고¦ OUTLET¦ UP TO 지하1층 전기실¦ (16) HIV 1.5㎟x5조 (지하2층 SP)¦ : (16) HIV 1.5㎟x2조¦ NOTE¦ : (16) HIV 1.5㎟x5조¦ : (16) HIV 1.5㎟x6조¦ : (22) HIV 1.5㎟x7조¦ : (22) HIV 1.5㎟x8조¦ : (22) HIV 1.5㎟x10조¦ : (16) HIV 1.5㎟x4조¦ : (16) HIV 1.5㎟x3조¦ 신설평면도¦ 종합관리 및 복지후생동 방송설비 지하2층 신설평면도¦ S = 1/300¦ 1/300¦ 차량기지¦ 차량기지¦ 종합관리 및 복지후생동 방송설비 지하2층¦ T¦ 7¦ 0¦ 0¦ 3¦ 0¦ 3¦ 4¦ 0¦ 0¦ 1¦
| 1단계_정거장 - 복사본 | 1단계_정거장 - 복사본 | 044. T9103066-003 901정거장 AFC설비 지상2층 장비배치도.dwg | \A1;4,000¦ \A1;5,000¦ \A1;10,000¦ \A1;8,000¦ \A1;8,000¦ \A1;6,980¦ \A1;5,200¦ \A1;26,000¦ \A1;8,000¦ \A1;8,000¦ \A1;8,000¦ \A1;8,000¦ \A1;8,000¦ \A1;8,000¦ \A1;8,000¦ \A1;8,000¦ \A1;90,200¦ \A1;10,800¦ \A1;3,200¦ \A1;5,000¦ \A1;3,000¦ \A1;5,000¦ \A1;200¦ \A1;4,100¦ \A1;3,900¦ \A1;3,600¦ \A1;4,400¦ \A1;7,600¦ \A1;2,400¦ \A1;8,000¦ \A1;6,000¦ \A1;13,800¦ \A1;200¦ \A1;4,500¦ \A1;12,200¦ \A1;600¦ \A1;600¦ \A1;600¦ \A1;600¦ \A1;150¦ \A1;150¦ \A1;600¦ \A1;600¦ \A1;800¦ \A1;1,000¦ \A1;150¦ \A1;150¦ \A1;150¦ \A1;150¦ \A1;150¦ \A1;150¦ \A1;150¦ \A1;600¦ \A1;150¦ \A1;1,100¦ \A1;150¦ 8형¦ 8형¦ 6형¦ 6형¦ 8형¦ 8형¦ 8형¦ 12형¦ Detail "B"¦ 대합실¦ FREE AREA¦ 대합실¦ PAID AREA¦ 발매기실¦ 10형¦ Detail "A"¦ X14¦ X15¦ X16¦ X17¦ X18¦ X19¦ X20¦ X21¦ X22¦ Y00¦ Y01¦ Y02¦ Y03¦ Y04¦ 전기창고¦ 전기작업실¦ 통신작업실¦ 통신창고¦ 전 기 실¦ 신호작업실¦ 신호창고¦ 여실승기관사¦ (승무대기실)¦ 실승기관사¦ (승무대기실)¦ 통신기계실¦ 운영기관사¦ 편의점¦ 발매기실¦ 비상발전기실¦ CO2 실¦ 용역원대기실¦ 안전 관리실¦ 대 합 실¦ 복 도¦ UP¦ DN¦ UP¦ DN¦ DN¦ DN¦ DN¦ DN¦ 내부계단 1¦ 내부계단 2¦ 내부E/V¦ 화장실(남)¦ 화장실(여)¦ X22¦ 통합분소¦ 갱의실(여)¦ DN¦ DN¦ OPEN¦ S L O P E¦ S L O P E¦ %%248100 FLOOR DRAIN-2개소¦ X23¦ X24¦ X25¦ 갱의실(남)¦ ~연결통로지붕~¦ 추락방지용 난간 설치¦ Detail "A"¦ Detail "B"¦ 10/11형¦ AAM ¦ AAM ¦ 8형¦ 구 분¦ 당 초¦ 변 경¦ 6형¦ 8형¦ 10형¦ 6/12형¦ 10/11형¦ 11형¦ 12형¦ 2¦ 2¦ 5¦ 6¦ 1¦ 1¦ 1¦ 1¦ 1¦ 1¦ -¦ -¦ -¦ -¦ 901정거장 AFC설비 지상2층 장비배치도¦ 901정거장 AFC설비 지상2층 장비배치도¦ S = 1 / 400¦ 1/400¦ 지하철 901정거장¦ 개화¦ 김포공항¦ T¦ 9¦ 1¦ 0¦ 3¦ 0¦ 6¦ 6¦ 0¦ 0¦ 3¦ \A1;600¦ \A1;4,000¦
| 1단계_정거장 - 복사본 | 1단계_정거장 - 복사본 | 052. T9103026-001 916(샛강)역사노드 랙 배치도.dwg | 역사노드백본 랙 ¦ OJCx8¦ 시리얼장치 랙¦ 스위치 랙 ¦ 기지국장치 랙 ¦ OFD 랙 ¦ MDF 랙 ¦ GND¦ OJCx8¦ OJCx16¦ OJCx4¦ UTP Cat6 25Px2¦ UTP Cat6 25Px2¦ HFCO 2C/4㎟¦ HFCO 2C/4㎟¦ HFCO 2C/4㎟¦ F-GV 16㎟¦ F-GV 16㎟¦ F-GV 16㎟¦ F-GV 16㎟¦ F-GV 16㎟¦ F-GV 16㎟¦ UPS¦ OJCx4¦ UTP Cat6 25Px2¦ F-GV 16㎟¦ 916(샛강)역사노드 랙 배치도¦ NONE¦ 916(샛강)역사노드 랙 배치도¦ S = NONE¦ OFD 랙¦ MDF 랙 (기설)¦ 기지국장치 랙¦ 역사노드백본 랙¦ 시리얼장치¦ MDF¦ MDF¦ MDF¦ MDF¦ MDF¦ OFD¦ OFD¦ OFD¦ OFD¦ OFD¦ PDP¦ 백본스위치¦ 백본스위치¦ \pi-15,l20,t20;* 예시도면이며 제조사별 구성도 다를 수 있음.¦ PDP¦ OPDP¦ \pi-15,l20,t20;* 랙 내 접지바에서 장치간 접지 연결.\P.¦ RRU¦ 정류기¦ 916(샛강)역사노드 랙 배치도¦ NONE¦ 916(샛강)역사노드 랙 배치도¦ S = NONE¦ OFD 랙¦ MDF 랙¦ 기지국장치 랙¦ 스위치 랙¦ 역사노드백본 랙¦ 시리얼장치¦ PDP¦ MDF¦ MDF¦ MDF¦ MDF¦ MDF¦ OFD¦ OFD¦ OFD¦ OFD¦ OFD¦ 스위치¦ 스위치¦ 스위치¦ PDP¦ 백본스위치¦ 백본스위치¦ UPS¦ OJCx8¦ 역사노드백본 랙 ¦ 스위치 랙 ¦ 기지국장치 랙 ¦ OFD 랙 ¦ MDF 랙 ¦ GND¦ OJCx8¦ OJCx16¦ OJCx4¦ UTP Cat6 25Px2¦ UTP Cat6 25Px2¦ HFCO 2C/4㎟¦ HFCO 2C/4㎟¦ HFCO 2C/4㎟¦ F-GV 16㎟¦ F-GV 16㎟¦ F-GV 16㎟¦ F-GV 16㎟¦ F-GV 16㎟¦ F-GV 16㎟¦ \pi-15,l20,t20;* 예시도면이며 제조사별 구성도 다를 수 있음.¦ PDP¦ PDOD¦ \pi-15,l20,t20;* 랙 내 접지바에서 장치간 접지 연결.\P.¦ RRU¦ 정류기¦ 역사노드백본 랙 ¦ OJCx8¦ 시리얼장치 ¦ 기지국장치 랙 ¦ OFD 랙 ¦ MDF 랙 ¦ GND¦ OJCx4¦ OJCx4¦ UTP Cat5e 4Px2¦ HFCO 2C/4㎟¦ HFCO 2C/4㎟¦ F-GV 16㎟¦ F-GV 16㎟¦ F-GV 16㎟¦ UPS¦ UTP Cat6 25Px2¦ OPDP¦ RRU 1¦ RRU 2¦ RRU 3¦ RRU 4¦ F-GV 16㎟¦ 915¦ 917¦ 916¦ T¦ 9¦ 1¦ 0¦ 3¦ 0¦ 2¦ 6¦ 0¦ 0¦ 1¦ OJCx10¦ OJCx8¦ F-GV 16㎟¦ 정류기¦ DU_A¦ PDP¦ DU_S¦ RRU¦ OPDP¦ OPDP¦ RRU 정류기¦ RRU 축전지¦
| 1단계_정거장 - 복사본 | 1단계_정거장 - 복사본 | 084. T9203038-034 검사고 RACK 실장도 (1,450W).dwg | \A1;1,920¦ \A1;1,780¦ \A1;560¦ \A1;425%%p2¦ \A1;350¦ \A1;350¦ \A1;425%%p2¦ \A1;575¦ \A1;485¦ \A1;575¦ \A1;485¦ \A1;325¦ \A1;375%%p2¦ \A1;560¦ \A1;600¦ ¦ 4-Φ20 holes¦ 1¦ 15¦ 16¦ SIDE VIEW¦ FRONT VIEW¦ REAR VIEW¦ 2¦ 3¦ 4¦ 5¦ 6¦ 7¦ 8¦ 15¦ 15¦ 15¦ 12¦ 14¦ 11¦ 11¦ 11¦ 11¦ 11¦ 11¦ 11¦ 11¦ 15¦ 12¦ 13¦ 14¦ 9¦ 15¦ 15¦ 10¦ 15¦ 15¦ 15¦ 15¦ IL SHIN¦ BLANK PANEL¦ 2¦ MONITOR MP-021¦ IL SHIN¦ 20¦ 0¦ 3¦ VU¦ 9¦ 8¦ 10¦ 6¦ 5¦ OFF¦ 3¦ 4¦ 1¦ 2¦ 11¦ 7¦ VOLUME¦ 7¦ 11¦ 10¦ 9¦ 8¦ 6¦ 1¦ 4¦ 3¦ 5¦ 12¦ CH-SELECTOR¦ IL SHIN¦ BLANK PANEL¦ KPA-DT10A¦ POWER¦ BAND¦ 2¦ 1¦ 5¦ 4¦ 3¦ SEEK¦ MEMO¦ OUPUT LEVEL¦ 10¦ 0¦ DIGITAL TUNER¦ TROUBLE¦ BASS¦ MASTER¦ PAGING CONTROL PC-031¦ IL SHIN¦ POWER¦ AUX1¦ MIC2¦ PRE AMPLIFIER PP-011¦ REM¦ IL SHIN¦ MIC1¦ ON¦ MIC1¦ OFF¦ MIC3¦ MIC4¦ MASTER¦ TREBLE¦ BASS¦ POWER¦ IL SHIN¦ BLANK PANEL¦ POWER¦ IL SHIN¦ MAIN POWER SWITCH MPS-011 ¦ SPEAKER SELECTOR SS-013¦ 2¦ 1¦ IL SHIN¦ 5¦ 3¦ 4¦ 8¦ 7¦ 6¦ 10¦ 9¦ ALL¦ MASTER¦ IL SHIN¦ MATRIX LOGIC MU-018¦ 1¦ 2¦ 3¦ 4¦ 7¦ 6¦ 5¦ 8¦ POWER¦ CHIME & SIREN CS-011¦ IL SHIN¦ 경계¦ 공습¦ 정지¦ CHIME¦ POWER¦ OFF (외부)¦ LEVEL¦ RESET¦ EMERGENCY CONTROL EM-011¦ IL SHIN¦ ON (모니터)¦ 0¦ 10¦ Tx¦ Rx¦ SPEAKER¦ 4¦ 1¦ 2¦ 3¦ 5¦ 6¦ 7¦ 8¦ 9¦ 10¦ FIRE¦ SIGNAL¦ SIGNAL¦ FUSE¦ TROUBLE¦ POWER¦ FUSE¦ TROUBLE¦ POWER¦ SIGNAL¦ FUSE¦ FUSE¦ DC 7A¦ AC 3A¦ FUSE¦ FUSE¦ AC 3A¦ DC 7A¦ SIGNAL¦ FUSE¦ POWER¦ TROUBLE¦ DC 7A¦ AC 3A¦ FUSE¦ FUSE¦ TROUBLE¦ FUSE¦ POWER¦ AC 3A¦ FUSE¦ FUSE¦ DC 7A¦ IL SHIN¦ BLANK PANEL¦ SIGNAL¦ SIGNAL¦ FUSE¦ TROUBLE¦ POWER¦ FUSE¦ TROUBLE¦ POWER¦ SIGNAL¦ FUSE¦ FUSE¦ DC 7A¦ AC 3A¦ FUSE¦ FUSE¦ AC 3A¦ DC 7A¦ SIGNAL¦ FUSE¦ POWER¦ TROUBLE¦ DC 7A¦ AC 3A¦ FUSE¦ FUSE¦ TROUBLE¦ FUSE¦ POWER¦ AC 3A¦ FUSE¦ FUSE¦ DC 7A¦ SIGNAL¦ SIGNAL¦ FUSE¦ TROUBLE¦ POWER¦ FUSE¦ TROUBLE¦ POWER¦ SIGNAL¦ FUSE¦ FUSE¦ DC 7A¦ AC 3A¦ FUSE¦ FUSE¦ AC 3A¦ DC 7A¦ SIGNAL¦ FUSE¦ POWER¦ TROUBLE¦ DC 7A¦ AC 3A¦ FUSE¦ FUSE¦ TROUBLE¦ FUSE¦ POWER¦ AC 3A¦ FUSE¦ FUSE¦ DC 7A¦ SIGNAL¦ SIGNAL¦ FUSE¦ TROUBLE¦ POWER¦ FUSE¦ TROUBLE¦ POWER¦ SIGNAL¦ FUSE¦ FUSE¦ DC 7A¦ AC 3A¦ FUSE¦ FUSE¦ AC 3A¦ DC 7A¦ SIGNAL¦ FUSE¦ POWER¦ TROUBLE¦ DC 7A¦ AC 3A¦ FUSE¦ FUSE¦ TROUBLE¦ FUSE¦ POWER¦ AC 3A¦ FUSE¦ FUSE¦ DC 7A¦ SIGNAL¦ SIGNAL¦ FUSE¦ TROUBLE¦ POWER¦ FUSE¦ TROUBLE¦ POWER¦ SIGNAL¦ FUSE¦ FUSE¦ DC 7A¦ AC 3A¦ FUSE¦ FUSE¦ AC 3A¦ DC 7A¦ SIGNAL¦ FUSE¦ POWER¦ TROUBLE¦ DC 7A¦ AC 3A¦ FUSE¦ FUSE¦ TROUBLE¦ FUSE¦ POWER¦ AC 3A¦ FUSE¦ FUSE¦ DC 7A¦ SIGNAL¦ SIGNAL¦ FUSE¦ TROUBLE¦ POWER¦ FUSE¦ TROUBLE¦ POWER¦ SIGNAL¦ FUSE¦ FUSE¦ DC 7A¦ AC 3A¦ FUSE¦ FUSE¦ AC 3A¦ DC 7A¦ SIGNAL¦ FUSE¦ POWER¦ TROUBLE¦ DC 7A¦ AC 3A¦ FUSE¦ FUSE¦ TROUBLE¦ FUSE¦ POWER¦ AC 3A¦ FUSE¦ FUSE¦ DC 7A¦ SIGNAL¦ SIGNAL¦ FUSE¦ TROUBLE¦ POWER¦ FUSE¦ TROUBLE¦ POWER¦ SIGNAL¦ FUSE¦ FUSE¦ DC 7A¦ AC 3A¦ FUSE¦ FUSE¦ AC 3A¦ DC 7A¦ SIGNAL¦ FUSE¦ POWER¦ TROUBLE¦ DC 7A¦ AC 3A¦ FUSE¦ FUSE¦ TROUBLE¦ FUSE¦ POWER¦ AC 3A¦ FUSE¦ FUSE¦ DC 7A¦ IL SHIN¦ AMPLIFIER PA-64¦ IL SHIN¦ AMPLIFIER PA-64¦ IL SHIN¦ AMPLIFIER PA-64¦ IL SHIN¦ AMPLIFIER PA-64¦ IL SHIN¦ AMPLIFIER PA-64¦ IL SHIN¦ AMPLIFIER PA-64¦ IL SHIN¦ AMPLIFIER PA-64¦ IL SHIN¦ AMPLIFIER PA-64¦ IL SHIN¦ AMPLIFIER PA-64¦ IL SHIN¦ AMPLIFIER PA-64¦ IL SHIN¦ AMPLIFIER PA-64¦ IL SHIN¦ AMPLIFIER PA-64¦ IL SHIN¦ AMPLIFIER PA-64¦ IL SHIN¦ AMPLIFIER PA-64¦ IL SHIN¦ AMPLIFIER PA-64¦ IL SHIN¦ AMPLIFIER PA-64¦ IL SHIN¦ AMPLIFIER PA-64¦ IL SHIN¦ AMPLIFIER PA-64¦ IL SHIN¦ AMPLIFIER PA-64¦ IL SHIN¦ AMPLIFIER PA-64¦ IL SHIN¦ AMPLIFIER PA-64¦ IL SHIN¦ AMPLIFIER PA-64¦ IL SHIN¦ AMPLIFIER PA-64¦ IL SHIN¦ AMPLIFIER PA-64¦ IL SHIN¦ AMPLIFIER PA-64¦ IL SHIN¦ AMPLIFIER PA-64¦ IL SHIN¦ AMPLIFIER PA-64¦ IL SHIN¦ AMPLIFIER PA-64¦ IL SHIN¦ Tx¦ TROUBLE DATA / ALARM TDU-023¦ Err¦ Rx¦ R¦ M¦ POWER¦ IL SHIN¦ BLANK PANEL¦ IL SHIN¦ BLANK PANEL¦ IL SHIN¦ BLANK PANEL¦ IL SHIN¦ BLANK PANEL¦ IL SHIN¦ BLANK PANEL¦ IL SHIN¦ BLANK PANEL¦ INPUT1¦ POWER DISTRIBUTOR PD-041¦ OUTPUT METER¦ IL SHIN¦ INPUT2¦ INPUT1¦ MAIN POWER¦ INPUT2¦ INPUT1¦ POWER DISTRIBUTOR PD-041¦ OUTPUT METER¦ IL SHIN¦ INPUT2¦ INPUT1¦ MAIN POWER¦ INPUT2¦ IL SHIN¦ TERMINAL TU-043¦ SIGNAL¦ POWER¦ TROUBLE¦ DC 7A¦ FUSE¦ AC 3A¦ FUSE¦ FUSE¦ 1¦ IL SHIN¦ 4¦ 3¦ 2¦ 7¦ 6¦ 5¦ RELAY GROUP RG-011¦ 10¦ 9¦ 8¦ POWER¦ OPERATING WINDOW¦ IL SHIN¦ BLANK PANEL¦ TERMINAL TU-042¦ IL SHIN¦ IL SHIN¦ AMPLIFIER PA-64¦ 1. MATRIAL - RACK : STEEL 1.6t¦ NOTE¦ TOLERANCE : %%p15¦ UNIT : mm¦ PAINT COLOR : ¦ 1¦ 1¦ I T E M¦ 고장정보 송출기¦ PAGING CONTROL¦ 29¦ 2¦ 1¦ 2¦ 터미널 판넬¦ 전원분배기¦ 스피커 릴레이 그룹¦ 주 증폭기 (50W)¦ 9¦ 10¦ No.¦ Q'ty¦ 1¦ 1¦ 11¦ 12¦ 13¦ 14¦ 1¦ 1¦ 1¦ 1¦ Q'ty¦ 2¦ AUTO FAN¦ 16¦ 1¦ 15¦ BLANK¦ 1¦ 1¦ 2¦ No.¦ AM/FM 튜너¦ 전치증폭기¦ 3¦ 4¦ 5¦ 6¦ 8¦ 7¦ 방송순위제어기¦ I T E M¦ 화재 경보 발생기¦ 스피커 회선 제어기¦ 모니터 유니트¦ 메인 파워 스위치¦ 챠임 & 싸이렌¦ 검사고 RACK 실장도 (1,450W)¦ 검사고 RACK 실장도 (1,450W)¦ S = NONE¦ NONE¦ 차량기지¦ 차량기지¦ T¦ 9¦ 2¦ 0¦ 3¦ 0¦ 3¦ 8¦ 0¦ 3¦ 4¦
| 1단계_정거장 - 복사본 | 1단계_정거장 - 복사본 | 036. T7005034-008 909정거장 CCTV,TDI,시계설비 지하1층 외부출입구 철거평면도.dwg | P¦ L¦ KEY PLAN¦ UP¦ UP¦ UP¦ UP¦ UP¦ 외부통로¦ 외부통로계단1¦ 외부계단 4¦ 외부계단 5¦ 외부계단 6¦ 외부계단 7¦ 외부통로계단2¦ UP¦ MATCH LINE DWG No. "S1-TA-S09-DB-017-0"¦ (P2:200x200x100)¦ (P1:300x300x200)¦ (P3:200x200x100)¦ ES-1¦ ES-3¦ ES-6¦ ES-5¦ ES-4(1)¦ (28) ECX 5C-2Vx4조 (CAMERA)(기존활용)¦ (28) ECX 5C-2Vx4조 (CAMERA)(기존활용)¦ (42) ECX 5C-2Vx8조 (CAMERA)(기존활용)¦ (16) ECX 5C-2Vx1조 (CAMERA)(기존활용)¦ (16) ECX 5C-2Vx1조 (CAMERA)(기존활용)¦ (16) ECX 5C-2Vx1조 (CAMERA)(기존활용)¦ (16) ECX 5C-2Vx1조 (CAMERA)(기존활용)¦ (22) ECX 5C-2Vx2조 (CAMERA)(기존활용)¦ (P4:300x300x200)¦ (22) ECX 5C-2Vx2조 (CAMERA)(기존활용)¦ (P5:200x200x100)¦ (P6:200x200x100)¦ (22) ECX 5C-2Vx2조 (CAMERA)(기존활용)¦ ES-2(2)¦ ES-2(1)¦ (16) ECX 5C-2Vx1조 (CAMERA)(기존활용)¦ ES-4(2)¦ (16) ECX 5C-2Vx1조 (CAMERA)(기존활용)¦ MATCH LINE DWG No. "S1-TA-S09-DB-017-0"¦ 외부추가1¦ 외부추가2¦ (200x200x100)¦ (200x200x100)¦ vmh¦ vmh¦ vmh¦ vmh¦ vmh¦ vmh¦ vmh¦ vmh¦ vmh¦ vmh¦ (28) FR-CV 3C/4.0㎟x1조 (출입구게시기)(철거)¦ (16) UTP Cat 5E 4Px1조 (출입구게시기)(철거)¦ (28) FR-CV 3C/4.0㎟x1조 (출입구게시기)(철거)¦ (16) UTP Cat 5E 4Px1조 (출입구게시기)(철거)¦ (28) FR-CV 3C/4.0㎟x1조 (출입구게시기)(철거)¦ (16)x2 UTP Cat 5E 4Px2조 (출입구게시기)(철거)¦ (28) FR-CV 3C/4.0㎟x1조 (출입구게시기)(철거)¦ (16)x2 UTP Cat 5E 4Px2조 (출입구게시기)(철거)¦ (28)x2 FR-CV 3C/4.0㎟x1조x2 (출입구게시기)(철거)¦ (16)x4 UTP Cat 5E 4Px4조 (출입구게시기)(철거)¦ (28) FR-CV 3C/4.0㎟x1조 (출입구게시기)(철거)¦ (16) UTP Cat 5E 4Px1조 (출입구게시기)(철거)¦ (28) FR-CV 3C/4.0㎟x1조 (출입구게시기)(철거)¦ (16) UTP Cat 5E 4Px1조 (출입구게시기)(철거)¦ (28) FR-CV 3C/4.0㎟x1조 (출입구게시기)(철거)¦ (16)x2 UTP Cat 5E 4Px2조 (출입구게시기)(철거)¦ (16) ECX 5C-2Vx1조 (CAMERA)(기존활용)¦ (28) FR-CV 3C/4.0㎟x1조 (출입구게시기)(철거)¦ (16) UTP Cat 5E 4Px1조 (출입구게시기)(철거)¦ (22) ECX 5C-2Vx2조 (CAMERA)(기존활용)¦ (28) FR-CV 3C/4.0㎟x1조 (출입구게시기)(철거)¦ (16) UTP Cat 5E 4Px1조 (출입구게시기)(철거)¦ (철거)¦ (철거)¦ (철거)¦ (철거)¦ (철거)¦ 지하철 909정거장¦ 가양¦ 등촌¦ 염창¦ 1/400¦ S = 1 / 400¦ 909정거장 CCTV,TDI,시계설비 지하1층 외부출입구 철거평면도¦ 909정거장 CCTV,TDI,시계설비 지하1층¦ 외부출입구 철거평면도¦ T¦ 7¦ 0¦ 0¦ 5¦ 0¦ 3¦ 4¦ 0¦ 0¦ 8¦ CCTV(기존동축활용)¦ P¦
| 1단계_정거장 - 복사본 | 1단계_정거장 - 복사본 | 029. T7001034-008 915정거장 전화설비 지하2층 철거평면도 (2_2).dwg | INT¦ \A1;82,500¦ \A1;94,941¦ \A1;12,441¦ \A1;7,400¦ \A1;3,700¦ \A1;5,000¦ \A1;6,000¦ \A1;6,690¦ \A1;6,150¦ \A1;5,000¦ \A1;5,000¦ \A1;5,000¦ \A1;5,000¦ \A1;5,000¦ \A1;5,000¦ \A1;5,000¦ \A1;5,000¦ \A1;5,000¦ \A1;5,000¦ \A1;5,000¦ \A1;5,000¦ \A1;8,600¦ \A1;8,600¦ \A1;24,800¦ \A1;7,500¦ \A1;7,500¦ \A1;4,900¦ \A1;4,900¦ 1. 음향유도기 전원은 전기콘센트를 이용한다.¦ NOTE¦ 2. 증폭기전원은 전기콘센트를 이용한다.¦ 3. 통신기계실 및 안전관리실 MAIN 분전반은 전기에서 설치한다.¦ A¦ UTP Cat.5 4Px2조 (승강장 INT)¦ UP TO 지하 1층¦ TRAY (600x150)¦ B¦ (16) UTP Cat.5 4Px1조 (승강장 INT)¦ MATCH LINE DWG No. "S1-TA-S15-DB-011-0"¦ UTP Cat.5 4Px3조 (승강장 공중전화)¦ C¦ (22) UTP Cat.5 4Px3조 (승강장 공중전화)¦ KEY PLAN¦ X24¦ X25¦ X26¦ X27¦ X28¦ X29¦ X30¦ X31¦ X14¦ X15¦ X16¦ X17¦ X18¦ X19¦ X20¦ X21¦ X22¦ X23¦ Y06¦ Y05¦ Y03¦ Y02¦ Y01¦ Y00¦ Y04¦ DN¦ UP¦ DN¦ UP¦ UP¦ 기존5호선 연결¦ 기존5호선 연결¦ UP¦ 창 고 1¦ 승강장¦ 창고 2¦ 창 고 4¦ 승강장¦ 창 고 3¦ 9호선공사범위¦ 9호선공사범위¦ 9호선¦ 5호선¦ (신설)¦ (기존)¦ 9호선¦ (신설)¦ 915 정거장¦ 901M¦ STA.17km195.823¦ 750M¦ (P23:100x100x100) ¦ (P26:100x100x100) ¦ (P27:100x100x100)¦ (P24:100x100x100)¦ (16) UTP Cat.5 4Px1조 (승강장 INT)¦ (16) UTP Cat.5 4Px1조 (승강장 INT)¦ (16) UTP Cat.5 4Px1조 (승강장 INT)¦ (16) UTP Cat.5 4Px1조 (승강장 INT)¦ (16) UTP Cat.5 4Px1조 (승강장 INT)¦ A¦ UTP 25P¦ [TB No.6]¦ 공중전화¦ (22) UTP Cat.5 4Px3조 (승강장 공중전화)¦ UTP 25P¦ [TB No.5]¦ 공중전화¦ B¦ C¦ (P22:200x200x100)¦ (P25:200x200x100)¦ (16) UTP Cat.5 4Px1조 (승강장 INT)¦ (22) UTP Cat.5 4Px3조 (승강장 공중전화)¦ C¦ B¦ A¦ 지하철 915정거장¦ 국회의사당¦ 여의도¦ 샛강¦ 1/400¦ 915정거장 전화설비 지하2층 철거평면도(2/2)¦ S = 1/400¦ 915정거장 전화설비 지하2층 철거평면도(2/2)¦ T¦ 7¦ 0¦ 0¦ 1¦ 0¦ 3¦ 4¦ 0¦ 0¦ 8¦ (기설활용)¦ P¦
| 1단계_정거장 - 복사본 | 1단계_정거장 - 복사본 | 004. T1001004-001정거장 통신설비 계통도.dwg | ¦ ¦ ¦ ¦ ¦ ¦ 12:00¦ CCTV CONT.S¦ RADIO CONT,S¦ DATA¦ VIDEO¦ INTERFACE¦ Gigabit¦ Ethernet¦ VOICE¦ ¦ O.F¦ O.F¦ ....¦ MONITOR(차량내)¦ IP-MPLS 시리얼장치¦ TIME TABLE DATA¦ NVR¦ MONITOR¦ AFC¦ MIS¦ PC¦ PRINTER¦ FAX¦ PA AMPS¦ DTS¦ CONTROLLER¦ RTU¦ RTU¦ 배 선 반¦ LTE-R¦ MAINTENANCE¦ RADIO¦ 누설동축¦ 누설동축¦ TALK BACK¦ TALK BACK¦ TUNNEL SIDE¦ ¦ ¦ ¦ ¦ ¦ ¦ ¦ ¦ ¦ ¦ ¦ ¦ FM¦ PROCESSING DATA¦ PLATFORM¦ DMB¦ 종합무선¦ 중계설비¦ 소방¦ 경찰¦ 열차무선¦ 기 지 국 / DU¦ NTP¦ 열차 운행 정보¦ 차량이동국,¦ 휴대기¦ 전철기, 신호기, 궤도회로, ATC¦ 신호제어정보¦ 행선안내게시기¦ 카메라¦ 승강장 감시용¦ 그룹 조작반¦ 관련설비¦ 구내전화¦ 역내 자동 안내 방송¦ 신호기계실¦ 안전관리실¦ 신호 제어반 CRT¦ 전력 사령 전화¦ 전기 설비¦ 변전 사령 전화¦ 전기 설비¦ 카메라¦ 안내 게시기¦ 전 기 실¦ 변 전 실¦ 연선전화¦ FM, DMB 재방송, 경찰, 소방¦ 자장치¦ 주 장 치¦ 운 전 취 급 실¦ 운전 사령 전화¦ 역간 ¦ 직통전화¦ ¦ ¦ ¦ M¦ M¦ 안테나¦ SIGNAL¦ TO : MIS Router¦ 정거장 통신 설비 계통도¦ S = NONE¦ 카메라¦ 신호 사령 전화¦ 카메라¦ HUB¦ 사령전화¦ 방재사령전화¦ 영상¦ CONTROLLER¦ PDA¦ NVR¦ 사령원격방송, 승강장 방송¦ LTE-R¦ 9호선 전송망 IP-MPLS¦ MIS NETWORK¦ 열차무선¦ 기 지 국 / RRU¦ 전화¦ 통신 사령¦ 동케이블¦ CTC 설비¦ TO : CTC ¦ Router¦ TO : AFC Router¦ PSD¦ 설비¦ TO : PSD Router¦ 공통¦ 정거장 통신 설비 계통도¦ NONE¦ T¦ 1¦ 0¦ 0¦ 1¦ 0¦ 0¦ 4¦ 0¦ 0¦ 1¦
| 1단계_정거장 - 복사본 | 1단계_정거장 - 복사본 | 024. T7001034-006 종합관리 및 복지후생동 구내통신설비 지상4층 신설평면도.dwg | IDF¦ P¦ T¦ HUB¦ C/R¦ 3D¦ \A1;7,700¦ \A1;67,100¦ \A1;6,600¦ \A1;6,600¦ \A1;6,600¦ \A1;6,600¦ \A1;6,600¦ \A1;6,600¦ \A1;6,600¦ \A1;6,600¦ \A1;6,600¦ \A1;2,100¦ \A1;7,500¦ \A1;7,500¦ \A1;27,900¦ \A1;3,300¦ \A1;3,200¦ \A1;3,400¦ \A1;3,200¦ \A1;3,400¦ \A1;7,500¦ \A1;2,700¦ \A1;3,900¦ \A1;3,300¦ \A1;3,300¦ \A1;3,600¦ \A1;4,200¦ \A1;3,900¦ \A1;1,450¦ \A1;2,300¦ \A1;3,750¦ \A1;2,000¦ \A1;4,600¦ \A1;1,350¦ \A1;2,900¦ \A1;2,350¦ \A1;3,350¦ \A1;2,900¦ \A1;350¦ \A1;3,500¦ \A1;2,700¦ \A1;1,300¦ X01¦ X02¦ X03¦ X04¦ X05¦ X06¦ X07¦ X08¦ X09¦ X10¦ X11¦ Y01¦ Y02¦ Y04¦ Y05¦ Y06¦ Y03¦ Market'g¦ 마켓팅¦ Operation office¦ 운영본부¦ 운영부본부장실¦ Operation office¦ 운영본부장 비서실¦ Operation director¦ 운영본부장실¦ 사무실¦ 운영본부 사무실¦ Storage¦ 창고¦ 탕비실¦ Board RM.¦ 대회의실¦ MTG. RM.¦ 회의실¦ MTG. RM.¦ 회의실¦ 종합사령팀¦ Dress RM.¦ Dress RM.¦ 상황실¦ Storage¦ 창고¦ CO2실¦ 예비실¦ 탕비실¦ 예비실¦ NOTE¦ (16) UTP Cat.5E 4Px2조¦ (22) UTP Cat.5E 4Px4조¦ ux2¦ ux4¦ (28) UTP Cat.5E 4Px6조¦ ux6¦ (22)x2 UTP Cat.5E 4Px8조¦ ux8¦ (28)x2 UTP Cat.5E 4Px10조¦ ux10¦ (28)x2 UTP Cat.5E 4Px12조¦ ux12¦ x2 ¦ x4¦ Operation Dep. director¦ x3 ¦ 50P¦ [IDF No.10]¦ [24Port]¦ x2 ¦ (P21:400x400x200)¦ x2 ¦ 운영본부¦ [24Port]¦ 100P [IDF No.8]¦ x2 ¦ x2 ¦ x2 ¦ x2 ¦ (28) FR-CV 2C/4.0㎟x1조 (TV AMP POWER)¦ (22) 7C-HFBTx1조 (TV AMP)¦ F¦ G¦ (16) 인터폰선 0.6x2Px1조 (인터폰)¦ (16) 인터폰선 0.6x2Px1조 (인터폰)¦ [OUTLET]¦ [OUTLET]¦ 100P [IDF No.9]¦ [광24Port]¦ (16) UTP Cat.5E 4Px1조 (CAMERA)(신설)¦ HALL-5¦ (16) HIV 1.5㎟x4조 (CLOCK)¦ [24Port]¦ R¦ (P23:300x300x200)¦ (16) 5C-HFBTx1조 (TV)¦ (16) HIV 1.5㎟x2조 (CLOCK)¦ (16) 5C-HFBTx1조 (TV)¦ (16) HIV 1.5㎟x2조 (CLOCK)¦ A¦ ux8¦ ux12¦ ux8¦ ux4¦ ux12¦ ux16¦ ux2¦ (16) UTP Cat.5E 4Px2조 (공조실)¦ (28) UTP Cat.5E 4Px6조 (대회의실, 회의실1,2)¦ ux4¦ ux2¦ ux12¦ ux4¦ ux4¦ ux4¦ ux8¦ ux12¦ ux2¦ ux8¦ ux4¦ ux8¦ ux16¦ ux2¦ ux8¦ ux4¦ ux4¦ 운영본부 사무실¦ ux2¦ (22) 5C-HFBTx2조 (TV)¦ (16) HIV 1.5㎟x4조 (CLOCK)¦ (22) 5C-HFBTx2조 (TV)¦ (16) HIV 1.5㎟x4조 (CLOCK)¦ B¦ C¦ (P22:300x300x200)¦ D¦ E¦ H¦ I¦ J¦ K¦ L¦ ux4¦ ux4¦ ux8¦ ux4¦ ux16¦ ux8¦ ux18¦ ux12¦ ux4¦ ux8¦ ux8¦ ux4¦ ux12¦ ux2¦ ux12¦ A¦ (54) UTP Cat.5E 25Px4조 (마켓팅)¦ (16) F-GV 4.0㎟x1조 (GND)¦ (22)x2 UTP Cat.5E 4Px8조 (공조실, 대회의실, 회의실1,2)¦ (16) UTP Cat.5E 4Px2조 (마켓팅 HUB)¦ B¦ CABLE TRAY (W:600)¦ UTP Cat.5E 25Px4조 (마켓팅)¦ HIV 1.5㎟x2조 (CLOCK)¦ UTP Cat.5E 4Px2조 (마켓팅 HUB)¦ 5C-HFBTx1조 (TV)¦ UTP Cat.5E 4Px8조 (공조실, 대회의실, 회의실1,2)¦ F-GV 4.0㎟x1조 (GND)¦ C¦ (54) UTP Cat.5E 25Px4조 (운영본부 사무실)¦ (22) UTP Cat.5E 4Px4조 (마켓팅, 운영본부 사무실 HUB)¦ (22) F-GV 4.0㎟x2조 (GND)¦ D¦ CABLE TRAY (W:600)¦ UTP Cat.5E 25Px4조x2 (마켓팅, 운영본부 사무실)¦ HIV 1.5㎟x2조 (CLOCK)¦ 5C-HFBTx1조 (TV)¦ UTP Cat.5E 4Px2조 (운영본부 사무실 HUB)¦ F-GV 4.0㎟x1조 (GND)¦ E¦ CABLE TRAY (W:600)¦ UTP Cat.5E 4Px4조x2 (마켓팅, 운영본부 사무실)¦ UTP Cat.5E 4Px2조 (출입통제)¦ 5C-HFBTx1조 (TV)¦ UTP Cat.5E 4Px1조 (CAMERA)(신설)¦ UTP Cat.5E 25Px6조 (종합사령실)¦ F-GV 4.0㎟x1조 (GND)¦ HIV 1.5㎟x2조 (CLOCK)¦ OF-MM-8Corex1조 (종합사령실 광S/W HUB)¦ 인터폰선 0.6x2Px1조 (인터폰)¦ F¦ CABLE TRAY (W:600)¦ UP TO 지상5층 EPS실¦ G¦ CABLE TRAY (W:600)¦ UTP Cat.5E 4Px3조 (CAMERA)(신설)¦ UTP Cat.5E 25Px4조 (마켓팅)¦ UTP Cat.5E 25Px4조 (운영본부사무실)¦ DOWN TO 지상3층 EPS실¦ OF-SM-8Corex2조 (종합사령실, 접견실 광S/W HUB)¦ UTP Cat.5E 25Px6조 (종합사령실)¦ UTP Cat.5E 4Px2조 (출입통제)¦ K¦ CABLE TRAY (W:600)¦ UTP Cat.5E 25Px2조 (종합사령실)¦ UTP Cat.5E 4Px2조 (종합사령실 HUB)¦ 5C-HFBTx1조 (TV)¦ F-GV 4.0㎟x2조 (GND)¦ HIV 1.5㎟x4조 (CLOCK)¦ J¦ OF-MM-8Corex1조 (종합사령실 광S/W HUB)¦ TRAY (W:600)¦ UTP Cat.5E 25Px6조 (종합사령실)¦ F-GV 4.0㎟x2조 (GND)¦ DOWN TO 종합사령실 ACCESS FLOOR¦ UTP Cat.5E 4Px4조 (종합사령팀, 운영본부사무실 HUB)¦ 인터폰선 0.6x2Px3조 (인터폰)¦ I¦ UTP Cat.5E 4Px1조 (CAMERA)(신설)¦ 5C-HFBTx1조 (TV)¦ OF-MM-8Corex1조 (종합사령실 광S/W HUB)¦ CABLE TRAY (W:600)¦ UTP Cat.5E 25Px6조 (종합사령실)¦ HIV 1.5㎟x4조 (CLOCK)¦ F-GV 4.0㎟x2조 (GND)¦ UTP Cat.5E 4Px2조 (운영본부사무실 HUB)¦ 인터폰선 0.6x2Px2조 (인터폰)¦ H¦ UTP Cat.5E 4Px1조 (CAMERA)(신설)¦ 5C-HFBTx1조 (TV)¦ OF-MM-8Corex1조 (종합사령실 광S/W HUB)¦ CABLE TRAY (W:600)¦ UTP Cat.5E 25Px6조 (종합사령실)¦ HIV 1.5㎟x4조 (CLOCK)¦ F-GV 4.0㎟x2조 (GND)¦ UTP Cat.5E 4Px2조 (운영본부사무실 HUB)¦ 인터폰선 0.6x2Px1조 (인터폰)¦ L¦ (36) UTP Cat.5E 25Px2조 (종합사령실)¦ (16) UTP Cat.5E 4Px2조 (HUB)¦ (16) 5C-HFBTx2조 (TV)¦ (16) HIV 1.5㎟x4조 (CLOCK)¦ (22) F-GV 4.0㎟x2조 (GND)¦ (16) 5C-HFBTx1조 (TV)¦ (16) HIV 1.5㎟x2조 (CLOCK)¦ ux8¦ ux16¦ ux12¦ ux12¦ ux4¦ ux4¦ 100P [IDF]¦ x3 ¦ (16) UTP Cat.5E 4Px1조 (예비실)¦ ux6¦ CV 3C/2.5㎟x1조¦ M¦ M¦ x3 ¦ UTP Cat.5E 4Px2조 (출입통제)¦ UTP Cat.5E 4Px2조 (출입통제)¦ 5C-HFBTx1조 (TV)¦ HIV 1.5㎟x2조 (CLOCK)¦ F-GV 4.0㎟x1조 (GND)¦ OF-MM-8Corex1조 (접견실 광S/W HUB)¦ UTP Cat.5E 25Px4조x2 (접견실, 대표이사 비서실)¦ UTP Cat.5E 4Px2조 (CAMERA)(신설)¦ FR-CVVSB 4C/1.5㎟x1조 (전기시계 GPS ANT)¦ FR-HFC-22Dx7조 (열차무선 ANT)¦ FR-CVVS 2C/1.5㎟x2조 (옥상 혼형 스피커)¦ 10C-HFBTx1조 (방송설비 위성ANT)¦ 10C-HFBTx1조 (TV공시청 위성ANT)¦ 10C-HFBTx1조 (TV공시청 ANT]¦ 10C-HFBTx1조 (방송설비 FM ANT]¦ FR-CV 3C/4.0㎟x1조 (전기시계 GPS ANT)¦ F-GV 16㎟x2조 (ANT접지)¦ 5C-HFBTx2조 (TV)¦ HIV 1.5㎟x4조 (CLOCK)¦ F-GV 4.0㎟x1조 (GND)¦ FR-CVVSB 4C/1.5㎟x1조 (전기시계 GPS ANT)¦ FR-HFC-22Dx7조 (열차무선 ANT)¦ FR-CVVS 2C/1.5㎟x2조 (옥상 혼형 스피커)¦ 10C-HFBTx1조 (방송설비 위성ANT)¦ 10C-HFBTx1조 (TV공시청 위성ANT)¦ 10C-HFBTx1조 (TV공시청 ANT]¦ 10C-HFBTx1조 (방송설비 FM ANT]¦ FR-CV 3C/4.0㎟x1조 (전기시계 GPS ANT)¦ F-GV 16㎟x2조 (ANT접지)¦ 16.17¦ 16.17¦ 18.19.18¦ 20.21.19¦ 22.23.20¦ 2.4¦ 15.15¦ 13.13¦ 14.14¦ 36.36¦ 5.6¦ 5.6¦ 3.4¦ 3.4¦ 1.2¦ 1.2¦ 7.8¦ 7.8¦ 9.10¦ 9.10¦ 15.16¦ 15.16¦ 13.14¦ 13.14¦ 19.20¦ 19.20¦ 17.18¦ 17.18¦ 21.22¦ 21.22¦ 23.24¦ 23.24¦ 35.35¦ 11.12¦ 11.12¦ 27.28¦ 27.28¦ 31.32¦ 31.32¦ 29.30¦ 29.30¦ 25.26¦ 25.26¦ 33.33¦ 34¦ 34¦ 9.10¦ 5.6¦ 1.2¦ 3.4¦ 7.8¦ 11.12¦ 2.1¦ 5.6¦ 3.4¦ 1.2¦ 7.8¦ 9.10¦ 11.12¦ 16¦ 15¦ 14¦ 13¦ 3.16.26¦ 3.19.25¦ 인터폰선 0.6x2Px1조 (인터폰)¦ 3.19.26¦ 3.20.25¦ 3.23.26¦ 3.25.25¦ 3.20.26¦ 3.23.25¦ HALL-7¦ 지상4층 신설평면도¦ 종합관리 및 복지후생동 구내통신설비 지상4층 신설평면도¦ S = 1/300¦ 1/300¦ 차량기지¦ 차량기지¦ 종합관리 및 복지후생동 구내통신설비¦ T¦ 7¦ 0¦ 0¦ 1¦ 0¦ 3¦ 4¦ 0¦ 0¦ 6¦ 광HUB¦
| 1단계_정거장 - 복사본 | 1단계_정거장 - 복사본 | 058. T7001034-019 주공장 구내통신설비 지상2층 신설평면도 (2_2).dwg | \A1;26,000¦ \A1;20,000¦ \A1;20,000¦ \A1;20,000¦ \A1;26,000¦ \A1;116,000¦ \A1;5,000¦ \A1;25,000¦ \A1;10,000¦ \A1;50,000¦ \A1;10,000¦ \A1;10,000¦ \A1;10,000¦ \A1;10,000¦ \A1;10,000¦ \A1;10,000¦ \A1;10,000¦ \A1;50,000¦ \A1;18,000¦ \A1;20,000¦ \A1;88,000¦ \A1;8,000¦ \A1;2,000¦ \A1;2,150¦ \A1;2,150¦ \A1;2,650¦ \A1;4,000¦ SPIRAL SLEEVE(난연)28㎜x4조¦ CABEL TRAY (W:300)¦ UTP Cat.5E 4Px2조 (출입통제)¦ F-GV 4.0㎟x1조 (GND)¦ OF-MM-4Corex3조 (주공장 CA)(기존활용)¦ 10C-HFBTx1조 (주공장TV)¦ UTP Cat.5E 25Px2조 (전기실, 제동실)¦ OF-SM-8Corex1조 (주공장 광S/W HUB)¦ FR-CV 3C/6.0㎟x3조 (주공장 CA POWER)(기존활용)¦ F/S(J.F) 0.65x100P(50%차폐)x1조 (주공장)¦ FR-CVVSB 2C/2.5㎟x1조 (주공장 CLOCK)¦ DOWN TO 지상 1층¦ CABLE TRAY (W:300)¦ UTP Cat.5E 25Px1조 (제동실)¦ F-GV 4.0㎟x1조 (GND)¦ 10C-HFBTx1조 (주공장 TV)¦ FR-CV 3C/6.0㎟x3조 (주공장 CA POWER)(기존활용)¦ F/S(J.F)0.65x100P(50%차폐)x1조 (주공장)¦ OF-SM-8Corex1조 (주공장 광S/W HUB)¦ OF-MM-4Corex3조 (주공장 CA)(기존활용)¦ UTP Cat.5E 4Px2조 (출입통제)¦ F-GV 4.0㎜x1조 (GND)¦ UTP Cat.5E 25Px1조 (전기실)¦ FR-CVVSB 2C/2.5㎟x1조 (주공장 CLOCK)¦ SPIRAL SLEEVE(난연)28㎜x4조¦ CABEL TRAY (W:300)¦ DOWN TO 전기실¦ CABLE TRAY (W:300)¦ FR-CV 3C/6.0㎟x3조 (주공장 CA POWER)(기존활용)¦ OF-SM-8Corex1조 (주공장 광S/W HUB)¦ OF-MM-4Corex3조 (주공장 CA)(기존활용)¦ UTP Cat.5E 4Px2조 (출입통제)¦ F-GV 4.0㎜x1조 (GND)¦ UTP Cat.5E 25Px1조 (전기실)¦ SPIRAL SLEEVE(난연)28㎜x4조¦ 10C-HFBTx1조 (주공장 TV)¦ F/S(J.F)0.65x100P(50%차폐)x1조 (주공장)¦ FR-CVVSB 2C/2.5㎟x1조 (주공장 CLOCK)¦ MATCH LINE DWG No. "S1-TA-D02-DB-004-0"¦ DOWN TO 지상 1층¦ (16) UTP Cat.5E 4Px2조 (초음파 탐상실)¦ (16) UTP Cat.5E 4Px2조 (초음파 탐상실)¦ (16) UTP Cat.5E 4Px2조 (베어링수선장)¦ DOWN TO 베어링수선장¦ (22) UTP Cat.5E 4Px2조x2 (베어링수선장, 초음파 탐상실)¦ (22) UTP Cat.5E 4Px2조x2 (베어링수선장, 초음파 탐상실)¦ (22) UTP Cat.5E 4Px2조x2 (베어링수선장, 초음파 탐상실)¦ DOWN TO 부품도장장¦ (16) UTP Cat.5E 4Px2조 (공기압축기/회전기/시험실)¦ 베어링수선장, 초음파 탐상실)¦ (28) UTP Cat.5E 4Px2조x3 (공기압축기/회전기/시험실,¦ (P22:100x100x100)¦ (P23:100x100x100)¦ (P24:100x100x100)¦ (P25:100x100x100)¦ (P26:100x100x100)¦ X09¦ X10¦ X11¦ X12¦ X13¦ 크레인 점검대(통로)¦ CRANE 3TON¦ 크레인 점검대(통로)¦ 크레인 점검대(통로)¦ 크레인 점검대(통로)¦ CRANE 3TON¦ CRANE 20/5+20TON ¦ CRANE 7.5/3TON¦ CRANE 7.5/3TON¦ CRANE 3TON¦ CRANE 3TON¦ Y00¦ Y01¦ Y02¦ Y03¦ Y04¦ Y05¦ Y06¦ Y07¦ Y08¦ (400x400x200)¦ FR-CV 2C/4㎟x1조 (TV전원)¦ FR-CV 2C/4㎟x1조 (TV전원)¦ FR-CV 2C/4㎟x1조 (TV전원)¦ 주공장 구내통신설비 지상2층 신설평면도 (2/2)¦ S = 1/600¦ 차량기지¦ 차량기지¦ 주공장 구내통신설비 지상2층 신설평면도¦ 1/600¦ (2/2)¦ T¦ 7¦ 0¦ 0¦ 1¦ 0¦ 3¦ 4¦ 0¦ 1¦ 9¦ P¦
| 1단계_정거장 - 복사본 | 1단계_정거장 - 복사본 | 035. T7005034-006 908정거장 CCTV,TDI,시계설비 지하2층 철거평면도.dwg | CONSOLE¦ \A1;3,100¦ \A1;3,100¦ \A1;1,100¦ \A1;1,100¦ \A1;7,150¦ \A1;7,150¦ \A1;22,700¦ \A1;22,500¦ \A1;22,500¦ \A1;37,500¦ \A1;22,500¦ \A1;7,500¦ \A1;7,500¦ \A1;7,500¦ \A1;7,500¦ \A1;7,500¦ \A1;7,500¦ \A1;7,500¦ \A1;7,500¦ \A1;7,500¦ \A1;7,500¦ \A1;7,500¦ \A1;7,500¦ \A1;7,500¦ \A1;7,500¦ \A1;120,000¦ \A1;15,000¦ (철거)¦ L1¦ C/R¦ A¦ TRAY (900x150)¦ ECX 5C-2Vx19조 (CAMERA)(기존활용)¦ FR-CV 3C/4.0㎟x2조 (CA POWER)(철거)¦ FR-CVVSB 10C/1.5㎟x2조 (PAN TILT)(철거)¦ UP TO 지하 1층¦ HIV 2.5㎟x2조 (CL POWER)(철거)¦ UTP Cat.5E 4Px4조 (CONSOLE)¦ UTP Cat.5E 25Px1조 (CONSOLE)¦ C¦ (22) ECX 5C-2Vx2조 (CAMERA)(기존활용)¦ (28) FR-CV 3C/4.0㎟x1조 (CA POWER)(철거)¦ (36) FR-CVVSB 10C/1.5㎟x1조 (PAN TILT)(철거)¦ B¦ ECX 5C-2Vx16조 (CAMERA)(기존활용)¦ FR-CV 3C/4.0㎟x2조 (CA POWER)(철거)¦ FR-CVVSB 10C/1.5㎟x2조 (PAN TILT)(철거)¦ TRAY (300x100)¦ HIV 2.5㎟x4조 (CL POWER)(철거)¦ UTP Cat.5E 4Px4조 (CONSOLE)¦ UTP Cat.5E 25Px1조 (CONSOLE)¦ OF-MM-12Core(난연)x2조 (TDI)¦ FR-CV 3C/4.0㎟x2조 (TDI POWER)¦ UL 2919-AMESB 24AWG 4Px2조 (TDI)¦ D¦ E¦ (16) ECX 5C-2Vx1조 (CAMERA)(기존활용)¦ F¦ ECX 5C-2Vx10조 (CAMERA)(기존활용)¦ FR-CV 3C/4.0㎟x1조 (CA POWER)(철거)¦ FR-CVVSB 10C/1.5㎟x1조 (PAN TILT)(철거)¦ TRAY (300x100)¦ HIV 2.5㎟x2조 (CL POWER)(철거)¦ UTP Cat.5E 4Px4조 (CONSOLE)¦ UTP Cat.5E 25Px1조 (CONSOLE)¦ UTP Cat.5E 4Px8조 (TDI)¦ FR-CV 3C/4.0㎟x4조 (TDI POWER)¦ UL 2919-AMESB 24AWG 4Px4조 (TDI)¦ G¦ (22) HIV 2.5㎟x4조 (CL POWER)(철거)¦ I¦ ECX 5C-2Vx8조 (CAMERA)(기존활용)¦ FR-CV 3C/4.0㎟x1조 (CA POWER)(철거)¦ HIV 2.5㎟x2조 (CL POWER)(철거)¦ FR-CVVSB 10C/1.5㎟x1조 (PAN TILT)(철거)¦ TRAY (300x100)¦ J¦ ECX 5C-2Vx3조 (CAMERA)(기존활용)¦ TRAY (300x100)¦ K¦ (22) ECX 5C-2Vx2조 (CAMERA)(기존활용)¦ DOWN TO 지하 3층¦ X09¦ X12¦ X13¦ X14¦ X15¦ X16¦ X17¦ X18¦ X19¦ X20¦ X21¦ X22¦ X23¦ X24¦ X25¦ X26¦ X10¦ X11¦ Y00¦ Y04¦ Y08¦ Y03¦ Y05¦ DN¦ UP¦ DN¦ DN¦ DN¦ 독서실¦ 대합실¦ 안전관리실¦ 발매기실¦ 공조기계실¦ 화장실¦ DN¦ 편의점¦ 오수펌프실¦ 내부계단4¦ 내부계단1¦ 내부계단2¦ 내부계단5¦ 내부엘리베이터2¦ DN¦ DN¦ DN¦ DN¦ UP¦ UP¦ 내부엘리베이터1¦ 내부계단3¦ 908 정거장¦ STA.9km840.167¦ (P13:200x200x100)¦ (P16:200x200x100)¦ (P17:200x200x100)¦ (P18:300x300x200)¦ ES-6¦ ELE-4¦ C-2¦ ELE-5¦ ES-7¦ ES-9¦ AGM-1¦ ES-8¦ ELE-3¦ ATVM-1¦ C-3¦ T-1¦ (16) ECX 5C-2Vx1조 (CAMERA)(기존활용)¦ (16) ECX 5C-2Vx1조 (CAMERA)(기존활용)¦ (16) ECX 5C-2Vx1조 (CAMERA)(기존활용)¦ (28) FR-CV 3C/4.0㎟x1조 (CA POWER)(철거)¦ (36) FR-CVVSB 10C/1.5㎟x1조 (PAN TILT)(철거)¦ (16) ECX 5C-2Vx1조 (CAMERA)(기존활용)¦ (16) ECX 5C-2Vx1조 (CAMERA)(기존활용)¦ UL 2919-AMESB 24AWG 4Px2조 (TDI)¦ FR-CV 3C/4.0㎟x2조 (TDI POWER)¦ OF-MM-12Core(난연)x2조 (TDI)¦ ECX 5C-2Vx3조 (CAMERA)(기존활용)¦ DOWN TO 지하 3층¦ TRAY (900x150)¦ UL 2919-AMESB 24AWG 4Px2조 (TDI)¦ FR-CV 3C/4.0㎟x2조 (TDI POWER)¦ UTP Cat.5E 4Px4조 (TDI)¦ ECX 5C-2Vx3조 (CAMERA)(기존활용)¦ TRAY (900x150)¦ N¦ J¦ E¦ I¦ E¦ F¦ E¦ B¦ A¦ C¦ D¦ (P15:200x200x100)¦ K¦ K¦ (P19:300x300x200)¦ FR-CV 3C/4.0㎟x4조 (TDI POWER)¦ UL 2919-AMESB 24AWG 4Px4조 (TDI)¦ UTP Cat.5E 4Px8조 (TDI)¦ UTP Cat.5E 4Px4조 (CONSOLE)¦ UTP Cat.5E 25Px1조 (CONSOLE)¦ DOWN TO 안전관리실 ACCESS FLOOR¦ TRAY (600x150)¦ (22) HIV 2.5㎟x2조 (CL POWER)(철거)¦ AGM-2¦ E¦ OF-MM-12Core(난연)x4조 (TDI)¦ OF-MM-12Core(난연)x2조 (TDI)¦ UTP Cat.5E 4Px4조 (TDI)¦ UTP Cat.5E 4Px4조 (TDI)¦ OF-MM-12Core(난연)x4조 (TDI)¦ G¦ OF-SM-8Cx1조 [공간화상)(철거)¦ F-CV 3C/2.5㎟x1조 (공간화상)(철거)¦ OF-SM-4Cx1조 [공간화상)(철거)¦ F-CV 3C/2.5㎟x1조 (공간화상)(철거)¦ OF-SM-8Cx1조 [공간화상)(철거)¦ F-CV 3C/2.5㎟x1조 (공간화상)(철거)¦ OF-SM-8Cx1조 [공간화상)(철거)¦ F-CV 3C/2.5㎟x2조 (공간화상)(철거)¦ OF-SM-4Cx1조 [공간화상)(철거)¦ 예비실¦ FR-CV 3C/6.0㎟x1조 (LSE POWER)¦ FR-CV 3C/6.0㎟x1조 (LSE POWER)¦ FR-CV 3C/6.0㎟x1조 (LSE POWER)¦ FR-CV 3C/4.0㎟x4조 (TDI POWER)¦ UL 2919-AMESB 24AWG 4Px4조 (TDI)¦ UTP Cat.5E 4Px8조 (TDI)¦ UTP Cat.5E 4Px4조 (CONSOLE)¦ UTP Cat.5E 25Px1조 (CONSOLE)¦ TRAY (300x100)¦ OF-MM-12Core(난연)x4조 (TDI)¦ FR-CV 3C/6.0㎟x1조 (LSE POWER)¦ E¦ (16) ECX 5C-2Vx1조 (CAMERA)(기존활용)¦ L¦ L¦ UTP Cat.5E 4Px4조 (TDI)¦ UL 2919-AMESB 24AWG 4Px2조 (TDI)¦ FR-CV 3C/4.0㎟x2조 (TDI POWER)¦ TRAY (300x100)¦ ECX 5C-2Vx5조 (CAMERA)(기존활용)¦ OF-MM-12Core(난연)x2조 (TDI)¦ OF-SM-8Cx1조 [공간화상)(철거)¦ F-CV 3C/2.5㎟x1조 (공간화상)(철거)¦ FR-CV 3C/4.0㎟x1조 (CA POWER)(철거)¦ FR-CVVSB 10C/1.5㎟x1조 (PAN TILT)(철거)¦ vmh¦ vmh¦ vmh¦ vmh¦ M¦ M¦ vmh¦ vmh¦ vmh¦ vmh¦ vmh¦ vmh¦ vmh¦ NOTE¦ 1. 광케이블, 전원/접지케이블 (OF-SM-4Core, CV 3C/2.5㎟)¦ 3. 승강장 ANT설치위치: 열차 진행방향 정거장 시종점부에 설치¦ 2. 광케이블, 전원/접지케이블 (OF-SM-8Core, CV 3C/2.5㎟)¦ FR-CV 3C/4.0㎟x2조 (출입구게시기)(철거)¦ UTP Cat 5E 4Px4조 (출입구게시기)(철거)¦ FR-CV 3C/4.0㎟x2조 (출입구게시기)(철거)¦ UTP Cat 5E 4Px4조 (출입구게시기)(철거)¦ FR-CV 3C/4.0㎟x2조 (출입구게시기)(철거)¦ UTP Cat 5E 4Px4조 (출입구게시기)(철거)¦ FR-CV 3C/4.0㎟x2조 (출입구게시기)(철거)¦ UTP Cat 5E 4Px4조 (출입구게시기)(철거)¦ 임대상가2¦ 임대상가1¦ (철거)¦ 0¦ 0¦ O¦ (16) UTP Cat.5E 4Px2조 (대합실게시기)(철거)¦ (28) FR-CV 3C/4.0㎟x1조 (대합실게시기 POWER)(기존활용)¦ UTP Cat.5E 4Px4조 (대합실게시기)(철거)¦ FR-CV 3C/4.0㎟x1조 (대합실게시기 POWER)(기존활용)¦ FR-CV 3C/4.0㎟x2조 (대합실게시기 POWER)(기존활용)¦ UTP Cat.5E 4Px4조 (대합실게시기)(철거)¦ FR-CV 3C/4.0㎟x2조 (대합실게시기 POWER)(기존활용)¦ UTP Cat.5E 4Px4조 (대합실게시기)(철거)¦ HIV 1.5㎜x4조 (CLOCK)(철거)¦ HIV 1.5㎜x6조 (CLOCK)(철거)¦ HIV 1.5㎜x4조 (CLOCK)(철거)¦ (16) HIV 1.5㎟x4조 (CLOCK)(철거)¦ HIV 1.5㎜x2조 (CLOCK)(철거)¦ (16) HIV 1.5㎟x2조 (CLOCK)(철거)¦ (16) HIV 1.5㎟x2조 (CLOCK)(철거)¦ HIV 1.5㎟x2조 (CLOCK)(철거)¦ 지하철 908정거장¦ 가양¦ 증미¦ 등촌¦ 1/400¦ S = 1 / 400¦ 908정거장 CCTV,TDI,시계설비 지하2층 철거평면도¦ 908정거장 CCTV,TDI,시계설비 지하2층¦ 철거평면도¦ T¦ 7¦ 0¦ 0¦ 5¦ 0¦ 3¦ 4¦ 0¦ 0¦ 6¦ CCTV(기존동축활용)¦ P¦
| 1단계_정거장 - 복사본 | 1단계_정거장 - 복사본 | 071. T7009934-008 913정거장 출입통제설비 지하2층 철거 평면도 (1_3).dwg | C/R¦ P¦ \A1;21,370¦ \A1;6,750¦ \A1;7,800¦ \A1;6,820¦ \A1;11,000¦ \A1;5,500¦ \A1;5,500¦ \A1;7,500¦ \A1;7,500¦ \A1;7,500¦ \A1;7,500¦ \A1;7,500¦ \A1;7,500¦ \A1;7,500¦ \A1;7,500¦ \A1;3,481¦ \A1;85,481¦ L¦ MATCH LINE DWG No. "S1-TA-S13-DB-026-0"¦ UP TO 통신기계실¦ TRAY (900x150)¦ UTP Cat.5E 4Px4조 (출입통제)¦ UTP Cat.5E 4Px2조 (출입통제)¦ KEY PLAN¦ X01¦ X02¦ X03¦ X04¦ X05¦ X06¦ X07¦ X08¦ X09¦ X10¦ X11¦ X12¦ Y00¦ Y02¦ Y05¦ Y07¦ Y01¦ Y03¦ Y06¦ Y04¦ 2호선 교각¦ 2호선 교각¦ 물탱크실¦ CO2실¦ 전기실¦ 공조기계실¦ 지상E/L¦ (16) UTP Cat.5E 4Px2조 (출입통제)¦ 913정거장 출입통제설비 지하2층 철거 평면도 (1/3)¦ 913정거장 출입통제설비 지하2층 철거 평면도 (1/3)¦ S = 1 / 400¦ 1/400¦ 지하철 913정거장¦ 선유도¦ 당산¦ 국회의사당¦ T¦ 7¦ 0¦ 0¦ 9¦ 9¦ 3¦ 4¦ 8¦ 0¦ 0¦ P¦
| 1단계_정거장 - 복사본 | 1단계_정거장 - 복사본 | 035. T7005034-003 916정거장 CCTV,TDI,시계설비 지하2층 신설평면도 (2_2).dwg | {\C256;vmh}¦ ACU¦ CCTV¦ \A1;7,080¦ \A1;4,950¦ \A1;32,860¦ \A1;7,080¦ \A1;4,950¦ \A1;4,400¦ \A1;4,400¦ \A1;7,500¦ \A1;5,000¦ \A1;5,000¦ \A1;5,000¦ \A1;5,000¦ \A1;5,000¦ \A1;5,000¦ \A1;5,000¦ \A1;5,000¦ \A1;5,000¦ \A1;5,000¦ \A1;5,000¦ \A1;5,000¦ \A1;5,000¦ \A1;5,000¦ \A1;5,000¦ \A1;5,000¦ \A1;5,000¦ \A1;5,000¦ \A1;8,750¦ \A1;8,750¦ \A1;8,750¦ \A1;4,375¦ \A1;128,125¦ P¦ TRAY (300x100)¦ UTP CAT.5E 25Px1조 (CONSOLE)¦ UTP CAT.5E 4Px4조 (CONSOLE)¦ FR-CV 3C/6.0㎟x1조 (LSE POWER)¦ UTP Cat.5E 4Px2조 (CL POWER)(신설)¦ F-CV 3C/2.5㎟x1조 (공간화상)(기존활용)¦ OF- SM-4Cx1조 (공간화상)(기존활용)¦ UTP Cat.5E4Px15조 (CAMERA)(신설)¦ OF-SM-8C(난연)x10조(신설) ¦ FR-CV 3C/4.0㎟x10조(신설) ¦ OF-SM-8C(난연)x2조(승강장모니터)(신설) ¦ FR-CV 3C/4.0㎟x2조(승강장모니터)(신설) ¦ C/R¦ A¦ B¦ C¦ H¦ K¦ M¦ L¦ MATCH LINE DWG No. "S1-TA-S16-DB-020-0"¦ D¦ G¦ I¦ J¦ KEY PLAN¦ Y00¦ Y01¦ Y03¦ Y05¦ Y06¦ X28¦ X25¦ X23¦ X21¦ X19¦ X17¦ X15¦ X13¦ X11¦ X09¦ X08¦ X07¦ X06¦ X27¦ 신호통신기계실¦ 물탱크실¦ CO2실¦ 비상전원실¦ 공조기계실 2¦ 용역원 대기실¦ 운전취급실¦ 복도¦ 이동통신기계실¦ DN¦ DN¦ DN¦ OPEN¦ OPEN¦ 전기실¦ OPEN¦ OPEN¦ OPEN¦ OPEN¦ 내부계단 4¦ 내부계단 5¦ 용역원 창고¦ DN¦ DN¦ OPEN¦ OPEN¦ 916 정거장 ¦ STA.17km956,000¦ A¦ ES-7¦ ELEC-1¦ F¦ E¦ C¦ B¦ D¦ G¦ H¦ (P18:200x200x100)¦ K¦ J¦ COMM-1¦ (P19:200x200x100)¦ {\C256;VMT}¦ I¦ M¦ L¦ (P17:200x200x100)¦ ES-8¦ NOTE¦ 1. 광케이블, 전원/접지케이블 (OF-SM-4Core, CV 3C/2.5㎟)¦ 3. 승강장 ANT설치위치: 열차 진행방향 정거장 시종점부에 설치¦ 2. 광케이블, 전원/접지케이블 (OF-SM-8Core, CV 3C/2.5㎟)¦ N¦ (P:200x200x100)¦ TRAY (300x100)¦ UTP Cat.5E 25Px1조 (CONSOLE)¦ UTP Cat.5E 4Px4조 (CONSOLE)¦ TRAY (900x150)¦ UTP Cat.5E4Px1조 (CAMERA)¦ DOWN TO 지하3층¦ UTP Cat.5E4Px1조 (CAMERA)¦ UTP Cat.5E 25Px1조 (CONSOLE)¦ UTP Cat.5E 4Px4조 (CONSOLE)¦ E¦ F¦ TRAY (600x150)¦ DOWN TO 지하3층¦ UTP Cat.5E 25Px1조 (CONSOLE)¦ TRAY (300x100)¦ UTP Cat.5E 25Px1조 (CONSOLE)¦ UTP Cat.5E 4Px4조 (CONSOLE)¦ UTP Cat.5E 25Px1조 (CONSOLE)¦ TRAY (300x100)¦ UTP Cat.5E 25Px1조 (CONSOLE)¦ UTP Cat.5E 4Px4조 (CONSOLE)¦ UTP Cat.5E 25Px1조 (CONSOLE)¦ UTP Cat.5E 4Px4조 (CONSOLE)¦ TRAY (600x150)¦ DOWN TO 통신기계실 ACCESS FLOOR¦ UTP Cat.5E4Px1조 (CAMERA)¦ TRAY (900x150)¦ DOWN TO 지하3층¦ TRAY (300x100)¦ TRAY (300x100)¦ TRAY (300x100)¦ TRAY (300x100)¦ UTP Cat.5E 4Px4조 (CONSOLE)¦ TRAY (300x100)¦ UTP Cat.5E 4Px4조 (CONSOLE)¦ TRAY (300x100)¦ UTP Cat.5E 25Px1조 (CONSOLE)¦ UTP Cat.5E 4Px4조 (CONSOLE)¦ (16) UTP Cat.5E4Px1조 (CAMERA)¦ (16) UTP Cat.5E4Px1조 (CAMERA)¦ (16) UTP Cat.5E4Px1조 (CAMERA)¦ (16) UTP Cat.5E4Px1조 (CAMERA)¦ UTP Cat.5E4Px1조 (CAMERA)¦ TRAY (600x150)¦ DOWN TO 지하3층¦ UTP Cat.5E4Px1조 (CAMERA)¦ UTP Cat.5E4Px1조 (CAMERA)¦ FR-CV 3C/6.0㎟x1조 (LSE POWER)¦ FR-CV 3C/6.0㎟x1조 (LSE POWER)¦ FR-CV 3C/6.0㎟x1조 (LSE POWER)¦ FR-CV 3C/6.0㎟x1조 (LSE POWER)¦ FR-CV 3C/6.0㎟x1조 (LSE POWER)¦ FR-CV 3C/6.0㎟x1조 (LSE POWER)¦ FR-CV 3C/6.0㎟x1조 (LSE POWER)¦ FR-CV 3C/6.0㎟x1조 (LSE POWER)¦ UTP Cat.5E4Px1조 (CAMERA)¦ TRAY (600x150)¦ 스피드돔¦ OF-SM-8C(난연)x21조(신설) ¦ FR-CV 3C/4.0㎟x21조(신설) ¦ UTP Cat.5E4Px2조 (CAMERA)¦ OF-SM-8C(난연)x21조(CAMERA) ¦ FR-CV 3C/4.0㎟x21조(CAMERA) ¦ UTP Cat.5E4Px4조 (CAMERA)¦ OF-SM-8C(난연)x21조(CAMERA) ¦ FR-CV 3C/4.0㎟x21조(CAMERA) ¦ UTP Cat.5E4Px5조 (CAMERA)¦ OF-SM-8C(난연)x21조(CAMERA) ¦ FR-CV 3C/4.0㎟x21조(CAMERA) ¦ UTP Cat.5E4Px5조 (CAMERA)¦ OF-SM-8C(난연)x21조(CAMERA) ¦ FR-CV 3C/4.0㎟x21조(CAMERA) ¦ UTP Cat.5E4Px6조 (CAMERA)¦ OF-SM-8C(난연)x21조(CAMERA) ¦ FR-CV 3C/4.0㎟x21조(CAMERA) ¦ UTP Cat.5E4Px7조 (CAMERA)¦ OF-SM-8C(난연)x21조(CAMERA) ¦ FR-CV 3C/4.0㎟x21조(CAMERA) ¦ UTP Cat.5E4Px8조 (CAMERA)¦ OF-SM-8C(난연)x21조(CAMERA) ¦ FR-CV 3C/4.0㎟x21조(CAMERA) ¦ {\C256;VMT}¦ {\C256;vmh}¦ OF-SM-8Core(난연)x1조 (모니터)(신설)¦ FR-CV 3C/4.0㎟x1조 (모니터POWER)(신설) ¦ OF-SM-8Core(난연)x1조 (모니터)(신설)¦ FR-CV 3C/4.0㎟x1조 (모니터POWER)(신설) ¦ OF-SM-8Core(난연)x1조 (모니터)(신설)¦ FR-CV 3C/4.0㎟x1조 (모니터POWER)(신설) ¦ OF-SM-8Core(난연)x1조 (모니터)(신설)¦ FR-CV 3C/4.0㎟x1조 (모니터POWER)(신설) ¦ OF-SM-8Core(난연)x1조 (모니터)(신설)¦ FR-CV 3C/4.0㎟x1조 (모니터POWER)(신설) ¦ OF-SM-8Core(난연)x1조 (모니터)(신설)¦ FR-CV 3C/4.0㎟x1조 (모니터POWER)(신설) ¦ OF-SM-8Core(난연)x1조 (모니터)(신설)¦ FR-CV 3C/4.0㎟x1조 (모니터POWER)(신설) ¦ OF-SM-8Core(난연)x1조 (모니터)(신설)¦ FR-CV 3C/4.0㎟x1조 (모니터POWER)(신설) ¦ UTP Cat.5E 4Px8조 (TDI)(기존활용)¦ FR-CV 3C/4.0㎟x4조 (TDI POWER)(기존활용)¦ UL 2919-AMESB 24AWG 4Px4조 (TDI)(기존활용)¦ UTP Cat.5E 4Px2조 (TDI)(기존활용)¦ FR-CV 3C/4.0㎟x1조 (TDI POWER)(기존활용)¦ UL 2919-AMESB 24AWG 4Px1조 (TDI)(기존활용)¦ UTP Cat.5E 4Px2조 (TDI)(기존활용)¦ FR-CV 3C/4.0㎟x1조 (TDI POWER)(기존활용)¦ UL 2919-AMESB 24AWG 4Px1조 (TDI)(기존활용)¦ UTP Cat.5E 4Px2조 (TDI)(기존활용)¦ UL 2919-AMESB 24AWG 4Px1조 (TDI)(기존활용)¦ FR-CV 3C/4.0㎟x1조 (TDI POWER)(기존활용)¦ UTP Cat.5E 4Px2조 (TDI)(기존활용)¦ UL 2919-AMESB 24AWG 4Px1조 (TDI)(기존활용)¦ FR-CV 3C/4.0㎟x1조 (TDI POWER)(기존활용)¦ OF-MM-12Core(난연)x2조 (TDI)(기존활용)¦ UL 2919-AMESB 24AWG 4Px2조 (TDI)(기존활용)¦ FR-CV 3C/4.0㎟x2조 (TDI POWER)(기존활용)¦ OF-MM-12Core(난연)x2조 (TDI)(기존활용)¦ UL 2919-AMESB 24AWG 4Px2조 (TDI)(기존활용)¦ FR-CV 3C/4.0㎟x2조 (TDI POWER)(기존활용)¦ OF-MM-12Core(난연)x2조 (TDI)(기존활용)¦ UL 2919-AMESB 24AWG 4Px2조 (TDI)(기존활용)¦ FR-CV 3C/4.0㎟x2조 (TDI POWER)(기존활용)¦ OF-MM-12Core(난연)x2조 (TDI)(기존활용)¦ UL 2919-AMESB 24AWG 4Px2조 (TDI)(기존활용)¦ FR-CV 3C/4.0㎟x2조 (TDI POWER)(기존활용)¦ OF-MM-12Core(난연)x1조 (TDI)(기존활용)¦ UL 2919-AMESB 24AWG 4Px1조 (TDI)(기존활용)¦ FR-CV 3C/4.0㎟x1조 (TDI POWER)(기존활용)¦ OF-MM-12Core(난연)x1조 (TDI)(기존활용)¦ UL 2919-AMESB 24AWG 4Px1조 (TDI)(기존활용)¦ FR-CV 3C/4.0㎟x1조 (TDI POWER)(기존활용)¦ OF-MM-12Core(난연)x1조 (TDI)(기존활용)¦ UL 2919-AMESB 24AWG 4Px1조 (TDI)(기존활용)¦ FR-CV 3C/4.0㎟x1조 (TDI POWER)(기존활용)¦ UTP Cat.5E 4Px2조 (TDI)(기존활용)¦ UL 2919-AMESB 24AWG 4Px1조 (TDI)(기존활용)¦ FR-CV 3C/4.0㎟x1조 (TDI POWER)(기존활용)¦ OF-MM-12Core(난연)x1조 (TDI)(기존활용)¦ OF-MM-12Core(난연)x4조 (TDI)(기존활용)¦ OF-MM-12Core(난연)x1조 (TDI)(기존활용)¦ OF-MM-12Core(난연)x1조 (TDI)(기존활용)¦ UTP Cat.5E 4Px4조 (TDI)(기존활용)¦ OF-MM-12Core(난연)x1조 (TDI)(기존활용)¦ OF-MM-12Core(난연)x1조 (TDI)(기존활용)¦ UTP Cat.5E 4Px4조 (TDI)(기존활용)¦ UTP Cat.5E 4Px4조 (TDI)(기존활용)¦ UTP Cat.5E 4Px2조 (TDI)(기존활용)¦ UTP Cat.5E 4Px4조 (TDI)(기존활용)¦ UTP Cat.5E 4Px2조 (TDI)(기존활용)¦ UTP Cat.5E 4Px2조 (TDI)(기존활용)¦ UTP Cat.5E 4Px2조 (TDI)(기존활용)¦ UL 2919-AMESB 24AWG 4Px1조 (TDI)(기존활용)¦ FR-CV 3C/4.0㎟x1조 (TDI POWER)(기존활용)¦ OF-MM-12Core(난연)x1조 (TDI)(기존활용)¦ 지하철 916정거장¦ 여의도¦ 샛강¦ 노량진¦ 1/400¦ S = 1 / 400¦ 916정거장 CCTV,TDI,시계설비 지하2층 신설평면도(2/2)¦ 916정거장 CCTV,TDI,시계설비 지하2층¦ 신설평면도(2/2)¦ T¦ 7¦ 0¦ 0¦ 5¦ 0¦ 3¦ 4¦ 0¦ 0¦ 3¦ CCTV(기존동축활용)¦ P¦
| 1단계_정거장 - 복사본 | 1단계_정거장 - 복사본 | 050. T7009934-005 916정거장 출입통제설비 지하2층 철거 평면도 (1_2).dwg | {\C256;vmh}¦ C/R¦ CONSOLE¦ P¦ S = 1/200¦ \A1;65,000¦ \A1;26,875¦ \A1;7,080¦ \A1;4,950¦ \A1;33,760¦ \A1;7,980¦ \A1;4,950¦ \A1;4,400¦ \A1;4,400¦ \A1;10,300¦ \A1;4,375¦ \A1;7,500¦ \A1;5,000¦ \A1;5,000¦ \A1;5,000¦ \A1;10,000¦ \A1;7,500¦ \A1;7,500¦ \A1;5,000¦ \A1;10,000¦ \A1;10,000¦ \A1;10,000¦ \A1;5,000¦ L¦ MATCH LINE¦ MATCH LINE¦ MATCH LINE DWG No. "S1-TA-S16-DB-021-0"¦ 지상E/L¦ 지상E/L¦ KEY PLAN¦ Y00¦ Y01¦ Y03¦ Y05¦ Y06¦ X05¦ X03¦ X01¦ X00¦ X-01¦ X-02¦ X-03¦ X-04¦ X-05¦ X-06¦ X-07¦ X-08¦ 편의점¦ 발매기실¦ 대합실¦ 대합실¦ OPEN¦ OPEN¦ DN¦ DN¦ UP¦ UP¦ UP¦ 안전관리실¦ 화장실¦ 본선 환기실¦ 외부엘리베이터 2¦ 외부출입구 3¦ 외부출입구 1¦ 외부엘리베이터 1¦ 내부계단 2¦ 내부계단 1¦ 외부출입구 4¦ 내부엘리베이터 1¦ 내부계단 3¦ 내부계단 6¦ 내부엘리베이터 2¦ 방범셧터¦ DN¦ DN¦ UP¦ UP¦ UP¦ UP¦ UP¦ UP¦ UP¦ UP¦ 방범셧터¦ 외부출입구 2¦ (16) UTP Cat.5E 4Px2조 (출입통제)¦ (16) UTP Cat.5E 4Px2조 (출입통제)¦ (16) UTP Cat.5E 4Px2조 (출입통제)¦ 장애자용¦ 훨체어리프트¦ 임대상가¦ UTP Cat.5E 4Px4조 (출입통제)¦ UTP Cat.5E 4Px4조 (출입통제)¦ (16) UTP Cat.5E 4Px2조 (출입통제)¦ UTP Cat.5E 4Px2조 (출입통제)¦ UTP Cat.5E 4Px2조 (출입통제)¦ 916정거장 출입통제설비 지하2층 철거 평면도 (1/2)¦ 916정거장 출입통제설비 지하2층 철거 평면도 (1/2)¦ S = 1 / 400¦ 1/400¦ 지하철 916정거장¦ 여의도¦ 샛강¦ 노량진¦ T¦ 7¦ 0¦ 0¦ 9¦ 9¦ 3¦ 4¦ 5¦ 0¦ 0¦ P¦
| 1단계_정거장 - 복사본 | 1단계_정거장 - 복사본 | 014. T1001026-010 918정거장 AFC CABLE WIRING DIAGRAM (철거).dwg | D/I MUX (ROUTER)¦ (통신기계실)¦ 분전반 (전기시설분)¦ (안전관리실)¦ AFC 접지단자함¦ (안전관리실)¦ DPC BOX¦ 인터콤 모장치¦ SMS (S/W HUB)¦ (안전관리실)¦ 통로 안내표시기 (AIS)¦ 주제어장치 (안전관리실)¦ EM GATE¦ CONTROL BOX¦ AGM 11형 (No.1)¦ AGM 12형 (No.2)¦ AGM 6형 (No.3)¦ AGM 8형 (No.5)¦ AGM 8형 (No.6)¦ AGM 10형 (No.7) (HUB)¦ ATVM (No.1~2)¦ STP Cat.5E 4Px1조¦ STP Cat.5E 4Px1조¦ F-GV 4.0㎟x2조¦ F-GV 4.0㎟x1조¦ F-GV 4.0㎟x1조¦ FR-CV 2C/4.0㎟x1조¦ EM. GATE (No.1) (개폐장치)¦ STP Cat.5E 4Px2조¦ FR-CVVS 4C/2.5㎟x1조 (DPC)¦ 접지단자함 (공통)¦ F-GV 50㎟x1조 (통신시공분)¦ FR-CV 3C/4.0㎟x2조¦ FR-CV 3C/4.0㎟x1조¦ FR-CV 3C/4.0㎟x1조¦ FR-CV 3C/4.0㎟x1조¦ FR-CV 3C/4.0㎟x1조¦ STP Cat.5E 4Px1조¦ AAM (No.1)¦ STP Cat.5E 4Px1조¦ F-GV 4.0㎟x1조¦ FR-CV 3C/4.0㎟x1조¦ (안전관리실)¦ (안전관리실)¦ CROSS AISLE CABLE¦ CROSS AISLE CABLE¦ CROSS AISLE CABLE¦ CROSS AISLE CABLE¦ (변전실)¦ 통로안내표시기 (AIM)¦ S/W HUB¦ (발매기실)¦ 분전반 (전기시설분)¦ (발매기실)¦ AFC 접지단자함¦ (발매기실)¦ 통로안내표시기 (AIM)¦ AGM 6형 (No.8)¦ AGM 8형 (No.9)¦ AGM 8형 (No.10)¦ AGM 10형 (No.12) (HUB)¦ AGM 11형 (No.13)¦ AGM 12형 (No.14)¦ ATVM (No.3~4)¦ EM. GATE (No.2) (개폐장치)¦ AAM (No.2)¦ 환급기 (No.2)¦ OF-MM-4Cx1조¦ F-GV 4.0㎟x1조¦ FR-CV 2C/4.0㎟x1조¦ FR-CVVS 4C/2.5㎟x1조 (DPC)¦ CPEV 0.65/5Px1조 (INT)¦ CPEV 0.65/5Px1조 (INT)¦ CPEV 0.65/5Px1조 (INT)¦ CPEV 0.65/5Px1조 (INT)¦ FR-CV 3C/4.0㎟x1조¦ F-GV 50㎟x1조 (통신시공분)¦ FR-CV 3C/4.0㎟x1조¦ FR-CV 3C/4.0㎟x1조¦ FR-CV 3C/4.0㎟x1조¦ FR-CV 3C/4.0㎟x1조¦ FR-CV 3C/4.0㎟x1조¦ FR-CV 3C/4.0㎟x1조¦ CROSS AISLE CABLE¦ CROSS AISLE CABLE¦ CROSS AISLE CABLE¦ CROSS AISLE CABLE¦ STP Cat.5E 4Px2조¦ STP Cat.5E 4Px1조¦ CPEV 0.9/5Px1조¦ F-GV 4.0㎟x1조¦ F-GV 4.0㎟x1조¦ F-GV 4.0㎟x1조¦ F-GV 4.0㎟x1조¦ FR-CV 3C/4.0㎟x1조¦ STP Cat.5E 4Px1조¦ UTP Cat.5E 4Px1조¦ UTP Cat.5E 4Px1조¦ AGM 8형 (No.4)¦ AGM 8형 (No.11)¦ CROSS AISLE CABLE¦ CROSS AISLE CABLE¦ FR-CV 3C/4.0㎟x1조¦ STP Cat.5E 4Px1조¦ STP Cat.5E 4Px1조¦ STP Cat.5E 4Px1조¦ STP Cat.5E 4Px1조¦ STP Cat.5E 4Px1조¦ STP Cat.5E 4Px1조¦ STP Cat.5E 4Px1조¦ STP Cat.5E 4Px1조¦ STP Cat.5E 4Px1조¦ STP Cat.5E 4Px1조¦ UTP Cat.5E 4Px1조¦ OF-SM-2Cx1조¦ UTP Cat.5E 4Px1조¦ OF-SM-2Cx1조¦ 화재수신반¦ 환급기 (No.1)¦ STP Cat.5E 4Px1조¦ STP Cat.5E 4Px1조¦ F-GV 4.0㎟x1조¦ F-GV 4.0㎟x1조¦ CPEV 0.65/5Px1조 (INT)¦ CPEV 0.65/5Px1조 (INT)¦ FR-CV 3C/4.0㎟x1조¦ FR-CV 3C/4.0㎟x1조¦ FR-CV 3C/4.0㎟x1조¦ STP Cat.5E 4Px1조¦ STP Cat.5E 4Px1조¦ STP Cat.5E 4Px1조¦ 918정거장 AFC CABLE WIRING DIAGRAM (철거)¦ 918정거장 AFC CABLE WIRING DIAGRAM (철거)¦ S = NONE¦ NONE¦ 지하철 918정거장¦ 노량진¦ 노들¦ 중앙대입구¦ 0¦ 0¦ 1¦ T¦ 1¦ 0¦ 0¦ 1¦ 0¦ 2¦ 6¦
| 1단계_정거장 - 복사본 | 1단계_정거장 - 복사본 | 019. T7001034-002 919정거장 전화설비 지하1층 신설평면도 (2_2).dwg | IP¦ INT¦ KT¦ H¦ CONSOLE¦ M¦ \A1;4,250¦ \A1;3,100¦ \A1;23,200¦ \A1;13,600¦ \A1;4,250¦ \A1;7,350¦ \A1;7,350¦ \A1;4,250¦ \A1;7,100¦ \A1;6,500¦ \A1;5,000¦ \A1;5,000¦ \A1;3,750¦ \A1;7,500¦ \A1;7,500¦ \A1;7,500¦ \A1;7,500¦ \A1;7,500¦ \A1;7,500¦ \A1;7,500¦ \A1;7,500¦ \A1;5,000¦ \A1;5,000¦ \A1;5,000¦ \A1;5,000¦ 1. 일반교환기에 수용된 전화기는 IP전화기로 교체한다.¦ NOTE¦ 2. 콜폰, E/L폰, 승강장 비상통화장치도 교체한다.¦ 3. 전화 및 인터폰 구간의 배선배관은 기존활용한다.¦ KEY PLAN¦ E/V¦ E/V¦ UTP Cat.5E 4Px6조 (임대상가)¦ A¦ UTP Cat.5E 25Px3조 (안전관리실)¦ TRAY (300x100)¦ UTP Cat.5E 4Px2조 (편의점)¦ UTP Cat.5E 4Px2조 (공조기계실-2)¦ UTP Cat.5E 25Px2조 (CONSOLE CONTROL, LSE)¦ 인터폰선 0.6x2Px8조 (INT)¦ UTP Cat.5E 4Px3조 (대합실 공중전화)¦ DOWN TO 안전관리실 ACCESS FLOOR¦ UTP Cat.5E 25Px2조 (CONSOLE CONTROL, LSE)¦ 인터폰선 0.6x2Px12조 (INT)¦ E¦ UTP Cat.5E 4Px4조 (임대상가)¦ TRAY (300x100)¦ UTP Cat.5E 4Px3조 (대합실 공중전화)¦ 인터폰선 0.6x2Px8조 (INT)¦ UTP Cat.5E 4Px2조 (공조기계실-2)¦ G¦ (16) UTP Cat.5E 4Px2조 (임대상가2)¦ I¦ (54)x2 SPARE (KT LINE)¦ (16) 인터폰선 0.6x2Px4조 (INT)¦ 1. 음향유도기 전원은 전기콘센트를 이용한다.¦ NOTE¦ 2. 증폭기전원은 전기콘센트를 이용한다.¦ 3. 통신기계실 및 안전관리실 MAIN 분전반은 전기에서 설치한다.¦ 지상E/L¦ C¦ UTP Cat.5E 25Px2조 (CONSOLE CONTROL, LSE)¦ 인터폰선 0.6x2Px12조 (INT)¦ F¦ UTP Cat.5E 25Px3조 (안전관리실)¦ 인터폰선 0.6x2Px12조 (INT)¦ MATCH LINE DWG No. "S1-TA-S19-DB-009-0"¦ x4¦ x2¦ x2¦ x2¦ KT MANHOLE ¦ x2¦ (16) UTP Cat.5E 4Px2조 (공조기계실-2)¦ (16) 인터폰선 0.6x2Px4조 (INT)¦ DOWN TO CP PANEL¦ (16) UTP Cat.5E 4Px2조 (임대상가3)¦ (16) 인터폰선 0.6x2Px4조 (INT)¦ UTP Cat.5E 4Px2조 (공조기계실-2)¦ (16) 인터폰선 0.6x2Px1조 (INT)¦ UP TO 지상 E/L¦ (16) 인터폰선 0.6x2Px4조 (INT)¦ (54)x2 SPARE (KT LINE)¦ (36)x2 SPARE¦ (54)x2 SPARE¦ (16) UTP Cat.5E 4Px2조 (임대상가1)¦ 지상E/L¦ (16) UTP Cat.5E 4Px3조 (편의점)¦ A¦ C¦ D¦ F¦ E¦ G¦ I¦ UTP Cat.5E 25Px3조 (안전관리실)¦ TRAY (300x100)¦ D¦ TRAY (600x150)¦ (P4:200x200x100)¦ (P6:200x200x100)¦ (P7:100x100x100)¦ x2¦ UTP 25P¦ [TB No.3]¦ UTP 50P¦ [TB No.4]¦ (P8:400x400x200)¦ (P9:100x100x100)¦ (700x400x100)¦ (P10:400x400x200)¦ (700x400x100)¦ 수공¦ UTP 25P¦ [TB No.2]¦ 공중전화¦ (22) UTP Cat.5E 4Px3조 (대합실 공중전화)¦ (명수11-1 직5)¦ (16) 인터폰선 0.6x2Px각1조 (INT)¦ (28) UTP Cat.5E 25Px1조 (콜폰)¦ (22) UTP Cat.5E 4Px3조 (대합실 공중전화)¦ 대합실¦ 안전관리실¦ 발매기실¦ 화 장 실¦ 공조기계실-2¦ 편의점¦ 내부계단2¦ 내부계단3¦ 외부출입구2¦ 외부출입구3¦ 외부출입구4¦ 연결통로¦ 방범셔터¦ 방범셔터¦ UP¦ UP¦ UP¦ UP¦ UP¦ 외부엘리베이터1¦ 외부엘리베이터2¦ DN¦ DN¦ OPEN¦ Y00¦ Y01¦ Y02¦ Y03¦ Y04¦ Y05¦ Y06¦ 919 정거장¦ STA.21KM280.000¦ 외부출입구1¦ X30¦ X29¦ X28¦ X27¦ X26¦ X25¦ X24¦ X23¦ X22¦ X21¦ X20¦ X19¦ X18¦ X17¦ X16¦ 93,750¦ J¦ B¦ (16) 인터폰선 0.6x2Px4조 (INT)¦ (기계분야 인터폰모장치)¦ (16) 인터폰선 0.6x2Px4조 (INT)¦ x2¦ (28) UTP Cat.5E 25Px1조 (콜폰)¦ UTP Cat.5E 25Px1조 (콜폰)¦ UTP Cat.5E 25Px1조 (콜폰)¦ UTP Cat.5E 25Px1조 (콜폰)¦ UTP Cat.5E 25Px1조 (콜폰)¦ UTP Cat.5E 4Px1조 (편의점)¦ UTP Cat.5E 4Px1조 (편의점)¦ (16) UTP Cat.5E 4Px2조 (임대상가1)¦ (16) 인터폰선 0.6x2Px4조 (INT)¦ B¦ J¦ UTP Cat.5E 4Px2조 (임대상가)¦ TRAY (300x100)¦ UTP Cat.5E 4Px3조 (대합실 공중전화)¦ 인터폰선 0.6x2Px4조 (INT)¦ UTP Cat.5E 25Px1조 (콜폰)¦ TRAY (300x100)¦ x2¦ UTP Cat.5E 4Px2조 (임대상가)¦ 2-41~44¦ 2-45~48¦ 3-31~34¦ 3-35~38¦ 3-21~24¦ 3-25~28¦ 3-41~44¦ 3-45~48¦ V1,2,3,4¦ 3-11~14¦ 3-15~18¦ 1¦ 천정형UTP25P¦ 2¦ 3¦ 4¦ 5¦ 6¦ 7¦ 8¦ 9¦ 10¦ 11¦ 13¦ 12¦ K¦ K¦ 임대상가-1¦ 임대상가-2¦ 임대상가-3¦ UTP Cat.5E 25Px2조 (안전관리실)(신설)¦ UTP Cat.5E 25Px2조 (안전관리실)(신설)¦ UTP Cat.5E 25Px2조 (안전관리실)(신설)¦ OF-SM-24Core(난연)x1조 (안전관리실)(신설)¦ OF-SM-24Core(난연)x1조 (안전관리실)(신설)¦ OF-SM-24Core(난연)x1조 (안전관리실)(신설)¦ 1. 일반교환기에 수용된 전화기는 안전관리실만 IP전화기로 교체한다.¦ NOTE¦ 2. 콜폰, E/L폰, 승강장 비상통화장치도 교체한다.¦ 3. 전화 및 인터폰 구간의 배선배관은 기존활용한다.¦ 지하철 919정거장¦ 노들¦ 중앙대입구¦ 동작¦ 1/400¦ 919정거장 전화설비 지하1층 신설평면도(2/2)¦ S = 1/400¦ 919정거장 전화설비 지하1층 신설평면도(2/2)¦ T¦ 7¦ 0¦ 0¦ 1¦ 0¦ 3¦ 4¦ 0¦ 0¦ 2¦ (기설활용)¦ P¦
| 1단계_정거장 - 복사본 | 1단계_정거장 - 복사본 | 028. T7001034-010 종합관리 및 복지후생동 구내통신설비 지상1층 철거평면도.dwg | T¦ 광HUB¦ IDF¦ CCTV¦ 모니터¦ CCTV¦ \A1;7,700¦ \A1;67,100¦ \A1;6,600¦ \A1;6,600¦ \A1;6,600¦ \A1;6,600¦ \A1;6,600¦ \A1;6,600¦ \A1;6,600¦ \A1;6,600¦ \A1;6,600¦ \A1;2,100¦ \A1;10,800¦ \A1;7,500¦ \A1;27,900¦ \A1;3,200¦ \A1;3,400¦ \A1;3,200¦ \A1;3,400¦ \A1;2,100¦ \A1;7,500¦ \A1;2,000¦ \A1;3,400¦ \A1;3,500¦ \A1;1,800¦ \A1;5,700¦ \A1;3,300¦ \A1;3,300¦ \A1;3,600¦ \A1;3,000¦ \A1;3,400¦ \A1;1,200¦ \A1;2,700¦ KT¦ KP¦ 6D¦ 주출입구¦ DN¦ DN¦ UP¦ 안내¦ 무대¦ DECK¦ SUN KEN¦ DN¦ UP¦ CL.¦ DECK¦ 상부OPEN¦ 하부 장비반입구¦ 하부 D.A¦ 하부 D.A¦ 장애우¦ 장애우¦ AD¦ 탕비실¦ 하부 D.A¦ 하부 D.A¦ P¦ D¦ P¦ D¦ A¦ D¦ C¦ H¦ 17인승¦ 17인승¦ 장애우겸용¦ 화장실(남)¦ 화장실(여)¦ 계단실-2¦ 계단실-1¦ 강당¦ HALL¦ 휴게공간¦ 강사¦ 노조사무실¦ 예비군대대¦ 용역사무실¦ 양호실¦ 무기고¦ 홍보전시실¦ 공조실¦ 휴게실¦ 방풍실¦ 준비실¦ 당직실¦ 영사실¦ BANK¦ 팬코일커버¦ 창고¦ DN¦ 하부 D.A¦ 하부 D.A¦ DECK¦ DN¦ SLOPE¦ 하부¦ 17인승¦ NOTE¦ (16) UTP Cat.5E 4Px2조¦ (22) UTP Cat.5E 4Px4조¦ ux2¦ ux4¦ (28) UTP Cat.5E 4Px6조¦ ux6¦ (22)x2 UTP Cat.5E 4Px8조¦ ux8¦ (28)x2 UTP Cat.5E 4Px10조¦ ux10¦ (28)x2 UTP Cat.5E 4Px12조¦ ux12¦ Y01¦ Y02¦ Y04¦ Y05¦ Y06¦ Y03¦ X01¦ X02¦ X03¦ X04¦ X05¦ X06¦ X07¦ X08¦ X09¦ X10¦ X11¦ (22) 5C-HFBTx2조 (TV)¦ (16) UTP Cat.5E 4Px2조 (휴게실)¦ (16) 5C-HFBTx1조 (TV)¦ x2 ¦ R¦ 창고¦ (16) 5C-HFBTx1조 (TV)¦ (16) UTP Cat.5E 4Px2조 (준비실)¦ x6 ¦ x3 ¦ x8 ¦ x6 ¦ x2 ¦ x2 ¦ (P8:200x200x100)¦ x2 ¦ 공중전화¦ UTP 25P¦ R¦ (16) 5C-HFBTx1조 (TV)¦ (16) UTP Cat.5E 4Px1조 (휴게공간)¦ (16) F-GV 4.0㎟x1조 (GND)¦ (22) UTP Cat.5E 4Px3조 (공중전화)¦ x2¦ x4¦ 150P¦ ux2¦ (22) UTP Cat.5E 4Px4조 (안내실)¦ L¦ K¦ (16) HIV 1.5㎟x4조 (CLOCK)¦ (22) 5C-HFBTx2조 (TV)¦ [IDF No.1]¦ M¦ N¦ P¦ J¦ [광24Port]¦ O¦ D¦ A¦ B¦ C¦ E¦ I¦ (16) HIV 1.5㎟x2조 (CLOCK)¦ (16) UTP Cat.5E 4Px2조 (홍보전시실)¦ (22) 5C-HFBTx2조 (TV)¦ CABLE TRAY (W:600)¦ UTP Cat.5E 4Px1조 (CAMERA)(철거)¦ HALL-2¦ Q¦ (16) UTP Cat.5E 4Px1조 (CAMERA)(철거)¦ [TB No.4]¦ HALL-1¦ (22) UTP Cat.5E 4Px4조 (무대)¦ 대기실¦ (16) UTP Cat.5E 4Px1조 (강사대기실)¦ (22) UTP Cat.5E 4Px4조 (무대)¦ F¦ 복도¦ (16) UTP Cat.5E 4Px2조 (준비실)¦ (16) UTP Cat.5E 4Px2조 (영사실)¦ (22) UTP Cat.5E 4Px3조 (공조실)¦ A¦ (28) UTP Cat.5E 4Px6조 (노조사무실)¦ UTP Cat.5E 4Px8조 (노조사무실, 공조실)¦ B¦ CABLE TRAY (W:600)¦ UTP Cat.5E 4Px4조 (영사실, 준비실, 휴게실)¦ 5C-HFBTx1조 (TV)¦ (28) UTP Cat.5E 4Px6조 (노조사무실)¦ C¦ (36) UTP Cat.5E 4Px8조 (예비군대대)¦ (22) 5C-HFBTx2조 (TV)¦ (16) HIV 1.5㎟x4조 (CLOCK)¦ UTP Cat.5E 4Px12조 (노조사무실)¦ D¦ CABLE TRAY (W:600)¦ UTP Cat.5E 4Px8조 (예비군대대)¦ 5C-HFBTx1조 (TV)¦ UTP Cat.5E 4Px6조 (영사실, 공조실, 준비실, 휴게실)¦ HIV 1.5㎟x4조 (CLOCK)¦ (16) UTP Cat.5E 4Px2조 (용역사무실)¦ E¦ (16) UTP Cat.5E 4Px2조 (양호실)¦ (22) 5C-HFBTx2조 (TV)¦ (16) HIV 1.5㎟x4조 (CLOCK)¦ UTP Cat.5E 4Px12조 (노조사무실)¦ F¦ CABLE TRAY (W:600)¦ UTP Cat.5E 4Px8조 (예비군대대)¦ 5C-HFBTx2조 (TV)¦ UTP Cat.5E 4Px4조 (양호실, 용역사무실)¦ HIV 1.5㎟x4조 (CLOCK)¦ UTP Cat.5E 4Px6조 (영사실, 공조실, 준비실, 휴게실)¦ G¦ UP TO 지상2층 EPS실¦ CABLE TRAY (W:600)¦ SPIRAL SLEEVE(난연) 28mmx6조¦ OF-SM-46Corex2조 (본선)¦ OF-SM-8Corex3조 (검사고, 주공장, 중정비쎈타 광S/W HUB)¦ OF-SM-4Corex1조 (열차무선)¦ UTP Cat.5E 4Px2조 (CAMERA)(철거)¦ UTP Cat.5E 25Px2조x2 (전기실, 식당)¦ F/S(J.F) 0.65x25P(50%차폐)x1조 (본선)¦ F/S(J.F) 0.65x100P(50%차폐)x4조 (검사고, 주공장, 중정비쎈타, 901국선)¦ F/S(J.F) 0.65x50P(50%차폐)x1조 (모타카고)¦ F/S(J.F) 0.65x25P(50%차폐)x3조 (변전소, 경비실(정문), 경비실(후문))¦ FR-CVVSB 20C/1.5㎟x2조 (검사고, 주공장 방송)¦ MIC-SH 2C/0.75㎟x2조x2 (검사고, 주공장 방송)¦ 10C-HFBTx5조 (검사고, 주공장, 부속동, 901정거장 TV)¦ 7C-HFBTx1조 (TV AMP)¦ UTP Cat.5E 4Px2조 (출입통제)¦ UTP Cat.5E 4Px3조 (공중전화)¦ F-GV 4.0㎟x1조 (GND)¦ HIV 1.5㎟x6조 (CLOCK)¦ FR-CV 2C/4.0㎟x1조 (TV AMP POWER)¦ FR-CVVSB 2C/2.5㎟x2조 (검사고, 주공장 CLOCK)¦ FR-CVVSB 3C/2.5㎟x15조 (부속동 SP)¦ UTP Cat.5E 25Px6조 (당직실)¦ H¦ DOWN TO 지하1층 전기실¦ UTP Cat.5E 25Px1조 (감시실)¦ CABLE TRAY (W:600)¦ UTP Cat.5E 4Px2조 (출입통제)¦ UTP Cat.5E 25Px2조x2 (전기실, 식당)¦ SPIRAL SLEEVE(난연) 28mmx6조¦ UTP Cat.5E 4Px2조 (CAMERA)(철거)¦ 5C-HFBTx2조 (TV)¦ HIV 1.5㎟x4조 (CLOCK)¦ F-GV 4.0㎟x1조 (GND)¦ OF-SM-8Corex3조 (검사고, 주공장, 중정비쎈타 광S/W HUB)¦ FR-CVVSB 20C/1.5㎟x2조 (검사고, 주공장 방송)¦ MIC-SH 2C/0.75㎟x2조x2 (검사고, 주공장 방송)¦ 10C-HFBTx5조 (검사고, 주공장, 부속동, 901정거장 TV)¦ FR-CVVSB 2C/2.5㎟x2조 (검사고, 주공장 CLOCK)¦ OF-SM-4Corex1조 (열차무선)¦ F/S(J.F) 0.65x100P(50%차폐)x4조 (검사고, 주공장, 중정비쎈타, 901국선)¦ OF-SM-46Corex2조 (본선)¦ F/S(J.F) 0.65x25P(50%차폐)x1조 (본선)¦ F/S(J.F) 0.65x50P(50%차폐)x1조 (모타카고)¦ F/S(J.F) 0.65x25P(50%차폐)x3조 (변전소, 경비실(정문), 경비실(후문))¦ FR-CVVSB 3C/2.5㎟x15조 (부속동 SP)¦ I¦ UTP Cat.5E 4Px3조 (공중전화)¦ CABLE TRAY (W:600)¦ UTP Cat.5E 25Px6조 (당직실)¦ UTP Cat.5E 4Px2조 (CAMERA)(철거)¦ 5C-HFBTx1조 (TV)¦ HIV 1.5㎟x2조 (CLOCK)¦ F-GV 4.0㎟x1조 (GND)¦ OF-MM-8Corex1조 (당직실 광S/W HUB)¦ J¦ CABLE TRAY (W:600)¦ UTP Cat.5E 4Px8조 (예비군대대)¦ 5C-HFBTx2조 (TV)¦ UTP Cat.5E 4Px4조 (양호실, 용역사무실)¦ F-GV 4.0㎟x1조 (GND)¦ UTP Cat.5E 4Px6조 (영사실, 공조실, 준비실, 휴게실)¦ OF-MM-8Corex1조 (당직실 광S/W HUB)¦ UTP Cat.5E 25Px6조 (당직실)¦ UTP Cat.5E 4Px12조 (노조사무실)¦ UTP Cat.5E 4Px3조 (공중전화)¦ UTP Cat.5E 4Px2조 (CAMERA)(철거)¦ HIV 1.5㎟x2조 (CLOCK)¦ (16) HIV 1.5㎟x4조 (CLOCK)¦ K¦ (22) 5C-HFBTx2조 (TV)¦ L¦ CABLE TRAY (W:300)¦ UTP Cat.5E 4Px8조 (예비군대대)¦ UTP Cat.5E 4Px8조 (양호실, 용역사무실, 무대)¦ UTP Cat.5E 4Px6조 (영사실, 공조실, 준비실, 휴게실)¦ OF-MM-8Corex1조 (당직실 광S/W HUB)¦ UTP Cat.5E 25Px6조 (당직실)¦ UTP Cat.5E 4Px12조 (노조사무실)¦ UTP Cat.5E 4Px4조 (홍보전시실, 휴게공간, 강사대기실)¦ UTP Cat.5E 4Px2조 (CAMERA)(철거)¦ (22) FR-CVVSB 2C/1.5㎟x1조 (REMOTE CONTROL)¦ M¦ (36) UTP Cat.5E 4Px6조 (MONITOR)¦ N¦ CABLE TRAY (W:300)¦ UTP Cat.5E 4Px8조 (예비군대대)¦ UTP Cat.5E 4Px8조 (양호실, 용역사무실, 무대)¦ UTP Cat.5E 4Px6조 (영사실, 공조실, 준비실, 휴게실)¦ OF-MM-8Corex1조 (당직실 광S/W HUB)¦ UTP Cat.5E 25Px6조 (당직실)¦ UTP Cat.5E 4Px12조 (노조사무실)¦ UTP Cat.5E 4Px3조 (홍보전시실, 휴게공간)¦ UTP Cat.5E 4Px2조 (CAMERA)(철거)¦ UTP Cat.5E 4Px5조 (안내실, 강사대기실)¦ FR-CVVSB 2C/1.5㎟x1조 (REMOTE CONTROL)¦ O¦ DOWN TO 당직실¦ CABLE TRAY (W:300)¦ UTP Cat.5E 4Px8조 (예비군대대)¦ UTP Cat.5E 4Px8조 (양호실, 용역사무실, 무대)¦ UTP Cat.5E 4Px6조 (영사실, 공조실, 준비실, 휴게실)¦ OF-MM-8Corex1조 (당직실 광S/W HUB)¦ UTP Cat.5E 25Px6조 (당직실)¦ UTP Cat.5E 4Px12조 (노조사무실)¦ UTP Cat.5E 4Px3조 (홍보전시실, 휴게공간)¦ UTP Cat.5E 4Px2조 (CAMERA)(철거)¦ UTP Cat.5E 4Px5조 (안내실, 강사대기실)¦ FR-CVVSB 2C/1.5㎟x1조 (REMOTE CONTROL)¦ P¦ CABLE TRAY (W:600)¦ UTP Cat.5E 4Px3조 (공중전화)¦ F-GV 4.0㎟x1조 (GND)¦ UTP Cat.5E 4Px3조 (홍보전시실, 휴게공간)¦ UTP Cat.5E 4Px2조 (CAMERA)(철거)¦ 5C-HFBTx1조 (TV)¦ HIV 1.5㎟x2조 (CLOCK)¦ Q¦ CABLE TRAY (W:600)¦ UTP Cat.5E 4Px3조 (공중전화)¦ F-GV 4.0㎟x1조 (GND)¦ UTP Cat.5E 4Px3조 (홍보전시실, 휴게공간)¦ UTP Cat.5E 4Px1조 (CAMERA)(철거)¦ 5C-HFBTx1조 (TV)¦ HIV 1.5㎟x2조 (CLOCK)¦ (16) UTP Cat.5E 4Px1조 (CAMERA)(철거)¦ UTP Cat.5E 25Px1조 (감시실)¦ UTP Cat.5E 4Px6조 (MONITOR)¦ UTP Cat.5E 4Px6조 (MONITOR)¦ FR-CVVSB 6C/1.5㎟x2조 (변전소 출입통제)¦ FR-CVVSB 6C/1.5㎟x2조 (변전소 출입통제)¦ x3 ¦ x3 ¦ x4 ¦ x2¦ (22) 5C-HFBTx2조 (TV)¦ x2 ¦ (16) 5C-HFBTx1조 (TV)¦ OF-MM-8Corex1조 (당직실 광S/W HUB)¦ (P9:300x300x200)¦ (P7:300x300x200)¦ (P6:300x300x200)¦ FR-CV 2C/4.0㎟x3조 (TV AMP POWER)¦ FR-CV 2C/4.0㎟x3조 (TV AMP POWER)¦ 인터폰선 0.6x2Px1조 (인터폰)¦ 인터폰선 0.6x2Px1조 (인터폰)¦ 인터폰선 0.6x2Px2조 (인터폰)¦ 인터폰선 0.6x2Px2조 (인터폰)¦ 인터폰선 0.6x2Px2조 (인터폰)¦ 인터폰선 0.6x2Px2조 (인터폰)¦ [OUTLET] ¦ [OUTLET]¦ (16) 인터폰선 0.6x2Px2조 (인터폰)¦ [OUTLET]¦ (16) 인터폰선 0.6x2Px2조 (인터폰)¦ (28) FR-CV 2C/4.0㎟x1조 (TV AMP POWER)¦ (22) 7C-HFBTx1조 (TV AMP)¦ G¦ H¦ x2 ¦ x2¦ (16) 5C-HFBTx1조 (TV)¦ (22) 5C-HFBTx2조 (TV)¦ 5C-HFBTx3조 (TV)¦ 24.25.24¦ x2 ¦ x2 ¦ x2 ¦ (16) UTP Cat.5E 4Px2조 (무대)¦ 11.11¦ 10.10¦ 9.9¦ 6.6¦ 7.7¦ 3.3¦ 8.8¦ 13.13¦ 12.12¦ 2.2¦ 1.1¦ 4.5¦ 21.21¦ 22.22¦ 23.23¦ 18.18¦ 19.19¦ 20.20¦ 15.15¦ 16.16¦ 17.17¦ 14.14¦ 4.5¦ 3.3¦ 3.6.25¦ 종합관리 및 복지후생동 구내통신설비¦ 종합관리 및 복지후생동 구내통신설비 지상1층 철거평면도¦ S = 1/300¦ 1/300¦ 차량기지¦ 차량기지¦ 지상1층 철거평면도¦ T¦ 7¦ 0¦ 0¦ 1¦ 0¦ 3¦ 4¦ 0¦ 1¦ 0¦ P¦
| 1단계_정거장 - 복사본 | 1단계_정거장 - 복사본 | 020. T7001034-004 901정거장 전화설비 지상3층 신설평면도.dwg | \A1;10,000¦ \A1;8,000¦ \A1;8,000¦ \A1;6,980¦ \A1;5,200¦ \A1;26,000¦ \A1;8,000¦ \A1;8,000¦ \A1;8,000¦ \A1;8,000¦ \A1;8,000¦ \A1;8,000¦ \A1;8,000¦ \A1;8,000¦ \A1;8,000¦ \A1;90,200¦ \A1;7,800¦ \A1;3,200¦ \A1;5,000¦ \A1;7,800¦ \A1;3,200¦ \A1;5,000¦ \A1;200¦ \A1;200¦ \A1;7,600¦ \A1;2,400¦ \A1;6,200¦ \A1;1,400¦ \A1;3,800¦ \A1;4,200¦ \A1;6,000¦ \A1;12,200¦ 1. 음향유도기 전원은 전기콘센트를 이용한다.¦ NOTE¦ 2. 증폭기전원은 전기콘센트를 이용한다.¦ 3. 통신기계실 및 안전관리실 MAIN 분전반은 전기에서 설치한다.¦ (22) UTP Cat.5E 4Px4조 (시설작업실,설비작업장)¦ A¦ (42) UTP Cat.5E 4Px12조 (숙소1~숙소6)¦ B¦ (22) 인터폰선 0.6x2Px6조 (INT)¦ (42) UTP Cat.5E 4Px12조 (숙소1~숙소6)¦ C¦ (22) 인터폰선 0.6x2Px6조 (INT)¦ (22) UTP Cat.5E 4Px4조 (시설작업실,설비작업장)¦ D¦ 인터폰선 0.6x2Px6조 (INT)¦ UTP Cat.5E 4Px12조 (숙소1~숙소6)¦ UTP Cat.5E 4Px2조 (시설작업실)¦ UTP Cat.5E 4Px2조 (설비작업실)¦ DOWNT TO 지상 2층¦ TRAY (900x150)¦ UTP Cat.5E 4Px2조 (체력단력실)¦ (28) UTP Cat.5E 4Px6조 (숙소3~숙소1)¦ E¦ (16) 인터폰선 0.6x2Px5조 (INT)¦ (16) UTP Cat.5E 4Px2조 (숙소4~숙소5)¦ F¦ (16) 인터폰선 0.6x2Px4조 (INT)¦ (28) UTP Cat.5E 4Px6조 (숙소3~숙소1)¦ G¦ (16) 인터폰선 0.6x2Px3조 (INT)¦ (22) UTP Cat.5E 4Px4조 (숙소2~숙소1)¦ H¦ (16) 인터폰선 0.6x2Px2조 (INT)¦ (16) UTP Cat.5E 4Px2조 (숙소1)¦ I¦ (16) 인터폰선 0.6x2Px1조 (INT)¦ (22) UTP Cat.5E 4Px4조 (숙소4~숙소6)¦ (28) UTP Cat.5E 4Px6조 (숙소3~숙소1)¦ Y00¦ Y01¦ Y02¦ Y03¦ Y04¦ X14¦ X15¦ X16¦ X17¦ X18¦ X19¦ X20¦ X21¦ X22¦ X23¦ 상부 TOP LIGHT¦ OPEN¦ 탕비실¦ 린넨창고¦ 발코니¦ 상부 처마선¦ DN¦ DN¦ 내부계단 1¦ 복 도(옥내)¦ 옥 상¦ 옥상 휴게실¦ 옥 상¦ 상부OPEN¦ 상부OPEN¦ 숙소-1¦ 숙소-2¦ 숙소-3¦ 숙소-4¦ 숙소-5¦ 숙소-6¦ 설비창고¦ 설비작업실¦ 다용도실¦ 시설창고¦ 시설작업실¦ 락카룸¦ 체력단력실¦ 내부계단 2¦ SLOPE¦ SLOPE¦ SLOPE¦ SLOPE¦ SLOPE¦ 복 도(옥외)¦ CL¦ CL¦ CL¦ CL¦ CL¦ CL¦ X23¦ X24¦ X25¦ THK10.4MM접합유리¦ 상부 처마선¦ SLOPE¦ SLOPE¦ (안전필름부착)¦ SLOPE¦ x2¦ x2¦ (P24:200x200x100)¦ (P23:400x400x200)¦ (16) UTP Cat.5E 4Px2조 (설비작업실)¦ A¦ C¦ D¦ E¦ B¦ F¦ G¦ H¦ I¦ (16) UTP Cat.5E 4Px2조 (시설작업실)¦ (P22:400x400x200)¦ x2¦ x2¦ x2¦ x2¦ x2¦ x2¦ x2¦ (16) UTP Cat.5E 4Px2조 (체력단력실)¦ (16) UTP Cat.5E 4Px2조 (체력단력실)¦ (16) UTP Cat.5E 4Px2조 (체력단력실)¦ V3-1~4¦ V3-5~8¦ V2-41~44¦ V2-45~48¦ V2-31~34¦ V2-35~38¦ V2-21~24¦ V2-25~28¦ V2-11~14¦ V2-15~18¦ V2-11~14¦ V2-15~18¦ V3-25~28¦ V3-31~34¦ V3-35~38¦ D13¦ D12¦ V3-41~44¦ 30¦ 31¦ 32¦ 33¦ 34¦ 35¦ 1. 일반교환기에 수용된 전화기는 안전관리실만 IP전화기로 교체한다.¦ NOTE¦ 2. 콜폰, E/L폰, 승강장 비상통화장치도 교체한다.¦ 3. 전화 및 인터폰 구간의 배선배관은 기존활용한다.¦ 901정거장 전화설비 지상3층 신설평면도¦ S = 1 / 400¦ 지하철 901정거장¦ 개화¦ 김포공항¦ 1/400¦ 901정거장 전화설비 지상3층 신설평면도¦ T¦ 7¦ 0¦ 0¦ 1¦ 0¦ 3¦ 4¦ 0¦ 0¦ 4¦ (기설활용)¦ INT¦ P¦
| 1단계_정거장 - 복사본 | 1단계_정거장 - 복사본 | 025. T7001034-008 910정거장 전화설비 지하2층 철거평면도 (2_2).dwg | INT¦ \A1;520¦ \A1;7,711¦ \A1;7,709¦ \A1;520¦ \A1;3,730¦ \A1;3,729¦ \A1;8,231¦ \A1;8,229¦ \A1;3,730¦ \A1;11,960¦ \A1;11,959¦ \A1;23,919¦ \A1;5,000¦ \A1;5,000¦ \A1;5,000¦ \A1;5,000¦ \A1;5,000¦ \A1;5,000¦ \A1;5,000¦ \A1;5,000¦ \A1;5,000¦ \A1;7,500¦ \A1;7,500¦ \A1;20,000¦ \A1;32,500¦ KEY PLAN¦ MATCH LINE DWG No. "S1-TA-S10-DB-011-0"¦ A¦ UTP 25P¦ [TB No.5]¦ UTP 25P¦ [TB No.6]¦ (16) 인터폰선 0.6x2Px4조 (INT)¦ DOWN TO CP PANEL¦ C¦ DOWN TO CP PANEL¦ (16) 인터폰선 0.6x2Px4조 (INT)¦ (22) UTP Cat.5 4Px3조 (승강장 공중전화)¦ UP TO 지하1층¦ TRAY (900x150)¦ UTP Cat.5E 4Px3조 (승강장 공중전화)¦ A¦ UP TO 지하1층¦ TRAY (900x150)¦ UTP Cat.5E 4Px3조 (승강장 공중전화)¦ C¦ (P15:200x200x100)¦ (P16:200x200x100)¦ (P19:100x100x100)¦ (P21:100x100x100)¦ (P26:100x100x100)¦ (P17:200x200x100)¦ (16) UTP Cat.5 4Px2조 (승강장 INT)¦ (16) UTP Cat.5 4Px2조 (승강장 INT)¦ (16) UTP Cat.5 4Px1조 (승강장 INT)¦ (16) UTP Cat.5 4Px1조 (승강장 INT)¦ (16) UTP Cat.5 4Px1조 (승강장 INT)¦ (16) UTP Cat.5 4Px1조 (승강장 INT)¦ 1. 음향유도기 전원은 전기콘센트를 이용한다.¦ NOTE¦ 2. 증폭기전원은 전기콘센트를 이용한다.¦ 3. 통신기계실 및 안전관리실 MAIN 분전반은 전기에서 설치한다.¦ 공중전화¦ 공중전화¦ (P22:100x100x100)¦ B¦ UTP Cat.5 4Px3조 (승강장 INT)¦ UTP Cat.5 4Px3조 (승강장 INT)¦ B¦ UTP Cat.5 4Px3조 (승강장 INT)¦ B¦ Y-00¦ Y-01¦ Y-05¦ Y-06¦ Y-03¦ X21¦ X22¦ X23¦ X24¦ X25¦ X26¦ X27¦ X20¦ X19¦ X18¦ X17¦ X16¦ X15¦ X13¦ X14¦ 7,500¦ 7,500¦ 7,500¦ 3,750¦ 33,750¦ UP¦ 올라감¦ UP¦ 올라감¦ 창고1¦ 승강장¦ 창고2¦ 승강장¦ 배수 펌프실¦ 910 정거장¦ STA.11km750.167¦ DOWN TO 승강장 PIT¦ 접지단자함¦ 접지¦ 지하철 910정거장¦ 등촌¦ 염창¦ 신목동¦ 1/400¦ 910정거장 전화설비 지하2층 철거평면도(2/2)¦ S = 1/400¦ 0¦ 0¦ 8¦ 1¦ 0¦ 3¦ 4¦ 910정거장 전화설비 지하2층 철거평면도(2/2)¦ T¦ 7¦ 0¦ 0¦ 0¦ (기설활용)¦ P¦
| 1단계_정거장 - 복사본 | 1단계_정거장 - 복사본 | 008. T1001026-004 910정거장 방송설비 CABLE WIRING DIAGRAM.dwg | -¦ T¦ 7¦ 0¦ 0¦ 3¦ 0¦ 3¦ 4¦ 0¦ 1¦ 6¦ 통신기계실¦ HIV 1.5㎟x2조¦ HIV 1.5㎟x3조¦ HIV 1.5㎟x4조¦ HIV 1.5㎟x4조¦ x21¦ x21¦ 공조기계실-1¦ 기능실복도¦ 화장실 (남,여)¦ 장애자용 화장실¦ 공조기계실-2¦ 임대상가¦ 대합실¦ 전기실¦ 용역원대기실¦ 승강장상선¦ 승강장하선¦ 지하1층¦ 지하2층¦ 이동통신기계실¦ 발매기실¦ 통신기계실¦ 안전관리실¦ PSD실 (상선)¦ PSD실 (하선)¦ 편의점¦ 비상전원실¦ x2¦ x2¦ x32¦ x2¦ x2¦ x3¦ x2¦ x2¦ .¦ P¦ A¦ A¦ M¦ P¦ R¦ A¦ C¦ K¦ x2¦ 910정거장 방송설비 CABLE WIRING DIAGRAM¦ 910정거장 방송설비 CABLE WIRING DIAGRAM¦ S = NONE¦ NONE¦ 지하철 910정거장¦ 등촌¦ 염창¦ 신목동¦ T¦ 1¦ 0¦ 0¦ 1¦ 0¦ 2¦ 6¦ 0¦ 0¦ 4¦
| 1단계_정거장 - 복사본 | 1단계_정거장 - 복사본 | 027. T7003034-002 917정거장 방송설비 지하1층 신설평면도 (2_2).dwg | P¦ CONSOLE¦ \A1;2,000¦ \A1;7,500¦ \A1;7,500¦ \A1;7,500¦ \A1;7,500¦ \A1;7,500¦ \A1;7,500¦ \A1;7,500¦ \A1;7,500¦ \A1;7,500¦ \A1;7,500¦ \A1;7,500¦ \A1;84,500¦ \A1;7,500¦ \A1;7,500¦ \A1;7,500¦ \A1;7,500¦ \A1;7,500¦ \A1;37,500¦ \A1;7,070¦ \A1;9,160¦ \A1;9,160¦ \A1;3,300¦ \A1;28,690¦ DN¦ S = 1 / 400¦ 903정거장 방송설비 지하1층 신설평면도(2/2)¦ 1/400¦ 904정거장 방송설비 지하1층 신설평면도 (1/2)¦ 0¦ 0¦ 0¦ -¦ 0¦ 0¦ 0¦ 0¦ (기설활용)¦ -¦ T¦ 7¦ 0¦ 0¦ 3¦ 0¦ 3¦ 4¦ 0¦ 1¦ 6¦ MATCH LINE DWG No. "S1-TA-S17-DB-013-0"¦ : (16) HIV 1.5㎟x2조¦ NOTE¦ : (16) HIV 1.5㎟x5조¦ : (16) HIV 1.5㎟x6조¦ : (22) HIV 1.5㎟x7조¦ : (22) HIV 1.5㎟x8조¦ : (22) HIV 1.5㎟x10조¦ : (16) HIV 1.5㎟x4조¦ : (16) HIV 1.5㎟x3조¦ KEY PLAN¦ X11¦ X12¦ X13¦ X14¦ X15¦ X16¦ X17¦ X18¦ X19¦ X20¦ X21¦ X22¦ X23¦ X24¦ X25¦ X26¦ X27¦ Y04¦ Y02¦ Y00¦ Y01¦ Y03¦ 안전관리실¦ 발매기실 2¦ 화장실 2 (PAID)¦ 공조기계실 2¦ 물탱크실¦ 임대상가2¦ DN¦ DN¦ 화장실 1 (FREE)¦ 신축중인 건물과연결¦ 대합실(PAID)¦ DN¦ UP¦ UP¦ 방범셔터¦ 내부계단 3¦ 외부출입구 3¦ 외부출입구 2¦ 내부계단 2¦ DN¦ UP¦ UP¦ 외부엘리베이터 1¦ 내부엘리베이터 1¦ 내부엘리베이터 2¦ 917 정거장 ¦ STA.18km111.750¦ (P8:200x200x100)¦ TRAY (600x150)¦ DOWN TO 안전관리실 ACCESS FLOOR¦ (P7:200x200x100)¦ (P6:200x200x100)¦ A¦ (16) UTP Cat.5E 4Px1조 (화재탐지용)¦ (22) UL 2464-AMESB 24AWG 16Cx2조 (PA)¦ (16) UL 2464-AMESB 24AWG 4Cx1조 (PA)¦ A¦ A¦ B¦ B¦ (16) UTP Cat.5E 4Px1조 (자동방송, 근접화재)¦ (16) CPEV 0.9/5Px1조 (PA)¦ UTP Cat.5E 4Px1조 (화재탐지용)¦ UL 2464-AMESB 24AWG 4Cx1조 (PA)¦ CPEV 0.9/5Px1조 (PA)¦ UTP Cat.5E 4Px1조 (자동방송, 근접화재)¦ UL 2464-AMESB 24AWG 16Cx2조 (PA)¦ 벽부형 스피커 이동¦ 대 합 실¦ 임대상가1¦ 벽부형 3W : 2 EA¦ 천정형 3W : 41 EA¦ 지하철 917정거장¦ 샛강¦ 노량진¦ 노들¦ S = 1 / 400¦ 917정거장 방송설비 지하1층 신설평면도(2/2)¦ 1/400¦ 917정거장 방송설비 지하1층 신설평면도 (2/2)¦ (기설활용)¦ T¦ 7¦ 0¦ 0¦ 3¦ 0¦ 3¦ 4¦ 0¦ 0¦ 2¦
| 1단계_정거장 - 복사본 | 1단계_정거장 - 복사본 | 016. T1001026-012 919정거장 출입통제설비 CABLE WIRING DIAGRAM (철거).dwg | 통신기계실¦ UTP Cat.5E 4Px8조 (출입통제)¦ C/R¦ C/R¦ C/R¦ C/R¦ ELE-4 (지상층)¦ ELE-3 (대합실)¦ ELE-2 (지상층)¦ ELE-1 (대합실)¦ ELE-5 (대합실)¦ ELE-6 (대합실)¦ ES-1 (대합실)¦ ES-2 (대합실)¦ ES-3 (대합실)¦ ES-4 (대합실)¦ ES-5 (외부계단출입구)¦ ES-6 (외부계단출입구)¦ ES-7 (외부계단출입구)¦ T-1 (화장실.여)¦ P-1 (승강장)¦ P-2 (승강장)¦ P-4 (승강장)¦ P-5 (승강장)¦ AGM-1 (대합실)¦ ATVM-1 (대합실)¦ C-1 ( (대합실)¦ COMM-1 (통신기계실)¦ 안전관리실¦ 대합실¦ ELEC-1 (전기실)¦ ES-8 (외부계단출입구)¦ ELE-7 (승강장)¦ ELE-8 (승강장)¦ P-3 (승강장)¦ P-6 (승강장)¦ 발매기실¦ ES-9 (외부계단출입구)¦ ES-10 (외부계단출입구)¦ C-2 ( (대합실)¦ 용역원대기실¦ 출입¦ 통제¦ 시스템¦ (ACU)¦ AGM-2 (대합실)¦ 919정거장 출입통제설비 CABLE WIRING DIAGRAM (철거)¦ 919정거장 출입통제설비 CABLE WIRING DIAGRAM (철거)¦ S = NONE¦ NONE¦ 지하철 919정거장¦ 노들¦ 중앙대입구¦ 동작¦ T¦ 1¦ 0¦ 0¦ 1¦ 0¦ 2¦ 6¦ 2¦ 0¦ 1¦
| 1단계_정거장 - 복사본 | 1단계_정거장 - 복사본 | 034. T7003034-002 종합관리 및 복지후생동 방송설비 지하1층 신설평면도.dwg | \A1;7,700¦ \A1;67,100¦ \A1;6,600¦ \A1;6,600¦ \A1;6,600¦ \A1;6,600¦ \A1;6,600¦ \A1;6,600¦ \A1;6,600¦ \A1;6,600¦ \A1;6,600¦ \A1;2,100¦ \A1;10,800¦ \A1;7,500¦ \A1;7,500¦ \A1;27,900¦ \A1;3,200¦ \A1;3,400¦ \A1;3,200¦ \A1;3,400¦ \A1;3,600¦ \A1;3,000¦ \A1;5,700¦ \A1;1,800¦ \A1;2,400¦ \A1;4,000¦ \A1;3,500¦ \A1;3,800¦ \A1;2,000¦ \A1;1,800¦ (기설활용)¦ G.T¦ 장비반입구¦ D.A¦ SUN KEN¦ DECK¦ 조경공간¦ 조경¦ D.A¦ D.A¦ DN¦ UP¦ DN¦ UP¦ 장애우¦ 장애우¦ 하부 OPEN¦ D.A¦ 비상전원실¦ 공간¦ P¦ D¦ P¦ D¦ A¦ D¦ C¦ H¦ 17인승¦ 17인승¦ 장애우¦ 겸 용¦ X01¦ X02¦ X03¦ X04¦ X05¦ X06¦ X07¦ X08¦ X09¦ X10¦ X11¦ Y01¦ Y02¦ Y04¦ Y05¦ Y06¦ Y03¦ HALL¦ 전기실¦ 식당¦ 냉장실¦ 매점¦ 영양사실¦ 침실¦ 화장실(남)¦ 화장실(여)¦ 계단실-2¦ 계단실-1¦ 부식창고¦ D.A¦ SLOPE¦ SLOPE¦ D.A¦ D.A¦ 작업창고¦ 주방¦ UP¦ 17인승¦ 샤워실¦ 세척실¦ EPS¦ DOWN TO 지하2층 기계실¦ (16) HIV 1.5㎟x5조 (지하 2층 SP)¦ [OUTLET]¦ UP TO 지상1층 EPS실¦ (16) HIV 1.5㎟x5조 (지하 1층 SP)¦ : (16) HIV 1.5㎟x2조¦ NOTE¦ : (16) HIV 1.5㎟x5조¦ : (16) HIV 1.5㎟x6조¦ : (22) HIV 1.5㎟x7조¦ : (22) HIV 1.5㎟x8조¦ : (22) HIV 1.5㎟x10조¦ : (16) HIV 1.5㎟x4조¦ : (16) HIV 1.5㎟x3조¦ ATT ¦ [OUTLET]¦ 종합관리 및 복지후생동 방송설비 지하1층¦ 종합관리 및 복지후생동 방송설비 지하1층 신설평면도¦ S = 1/300¦ 1/300¦ 차량기지¦ 차량기지¦ T¦ 7¦ 0¦ 0¦ 3¦ 0¦ 3¦ 4¦ 0¦ 0¦ 2¦ 신설 평면도¦
| 1단계_정거장 - 복사본 | 1단계_정거장 - 복사본 | 035. T7005034-006 906정거장 CCTV,TDI,시계설비 지하1층 철거평면도(2_2).dwg | KEY PLAN¦ \A1;7500¦ \A1;7500¦ \A1;7500¦ \A1;7500¦ \A1;7500¦ \A1;7500¦ \A1;7500¦ \A1;7500¦ \A1;7500¦ \A1;7500¦ \A1;7500¦ \A1;4500¦ \A1;7500¦ \A1;7500¦ \A1;124500¦ \A1;7500¦ \A1;7500¦ \A1;7500¦ \A1;9750¦ \A1;9750¦ \A1;19500¦ \A1;6850¦ \A1;2900¦ \A1;6850¦ \A1;2900¦ C/R¦ ES-13¦ ES-12¦ B¦ ECX 5C-2Vx3조 (CAMERA)(기존활용)¦ UL 2919-AMESB 24AWG 4Px2조 (TDI)¦ FR-CV 3C/4.0㎟x2조 (TDI POWER)¦ DOWN TO 지하2층¦ TRAY (600x150)¦ (16) ECX 5C-2Vx1조 (CAMERA)(기존활용)¦ (16) ECX 5C-2Vx1조 (CAMERA)(기존활용)¦ (16) ECX 5C-2Vx1조 (CAMERA)(기존활용)¦ DOWN TO 지하2층¦ TRAY (600x150)¦ ECX 5C-2Vx3조 (CAMERA)(기존활용)¦ FR-CV 3C/4.0㎟x2조 (TDI POWER)¦ UL 2919-AMESB 24AWG 4Px2조 (TDI)¦ ELEC-1¦ C¦ ELEC-2¦ (16) ECX 5C-2Vx1조 (CAMERA)(기존활용)¦ (16) ECX 5C-2Vx1조 (CAMERA)(기존활용)¦ ECX 5C-2Vx4조 (CAMERA)(기존활용)¦ UL 2919-AMESB 24AWG 4Px2조 (TDI)¦ FR-CV 3C/4.0㎟x2조 (TDI POWER)¦ B¦ MATCH LINE DWG No. "S1-TA-S06-DB-017-1.dwg"¦ 공조기계실2¦ 운영원대기실¦ 변 전 실¦ X16¦ X17¦ X18¦ X19¦ X20¦ X21¦ X22¦ X11¦ X12¦ X13¦ X14¦ X15¦ X26¦ X27¦ X28¦ X23¦ X24¦ X25¦ Y00¦ Y02¦ Y03¦ Y06¦ Y04¦ OF-MM-12Core(난연)x2조(TDI)¦ UTP Cat.5E 4Px4조 (TDI)¦ OF-MM-12Core(난연)x2조(TDI)¦ UTP Cat.5E 4Px4조 (TDI)¦ UTP Cat.5E 4Px4조 (TDI)¦ OF-MM-12Core(난연)x2조 (TDI)¦ OF-SM-4Cx1조 [공간화상)(철거)¦ F-CV 3C/2.5㎟x1조 (공간화상)(철거)¦ OF-SM-8Cx1조 [공간화상)(철거)¦ F-CV 3C/2.5㎟x1조 (공간화상)(철거)¦ OF-SM-8Cx1조 [공간화상)(철거)¦ F-CV 3C/2.5㎟x1조 (공간화상)(철거)¦ NOTE¦ 1. 광케이블, 전원/접지케이블 (OF-SM-4Core, CV 3C/2.5㎟)¦ 3. 승강장 ANT설치위치: 열차 진행방향 정거장 시종점부에 설치¦ 2. 광케이블, 전원/접지케이블 (OF-SM-8Core, CV 3C/2.5㎟)¦ UL 2919-AMESB 24AWG 4Px4조 (TDI)¦ FR-CV 3C/4.0㎟x4조 (TDI POWER)¦ A¦ ECX 5C-2Vx10조 (CAMERA)(기존활용)¦ OF-MM-12Core(난연)x4조(TDI)¦ UTP Cat.5E 4Px8조 (TDI)¦ OF-SM-8Cx1조 [공간화상)(철거)¦ F-CV 3C/2.5㎟x2조 (공간화상)(철거)¦ OF-SM-4Cx1조 [공간화상)(철거)¦ TRAY (300x100)¦ A¦ ECX 5C-2Vx1조 (CAMERA)(기존활용)¦ TRAY (300x100)¦ TRAY (300x100)¦ ECX 5C-2Vx4조 (CAMERA)(기존활용)¦ UL 2919-AMESB 24AWG 4Px2조 (TDI)¦ FR-CV 3C/4.0㎟x2조 (TDI POWER)¦ C¦ UTP Cat.5E 4Px4조 (TDI)¦ OF-MM-12Core(난연)x2조 (TDI)¦ OF-SM-4Cx1조 [공간화상)(철거)¦ F-CV 3C/2.5㎟x1조 (공간화상)(철거)¦ TRAY (300x100)¦ D¦ D¦ ECX 5C-2Vx2조 (CAMERA)(기존활용)¦ TRAY (300x100)¦ vmh¦ vmh¦ vmh¦ vmh¦ 보조통신실¦ 용역창고¦ 용역대기실¦ CO2실¦ 비상전원실¦ 전 기 실¦ 복 도¦ 물탱크실¦ UP¦ (16) HIV1.5㎟x2조 (CLOCK)(철거)¦ (16) HIV1.5㎟x2조 (CLOCK)(철거)¦ (16) HIV1.5㎟x2조 (CLOCK)(철거)¦ (16) HIV1.5㎟x2조 (CLOCK)(철거)¦ HIV 1.5㎟x2조 (CLOCK)(철거)¦ HIV1.5㎟x2조 (CLOCK)(철거)¦ HIV 1.5㎟x2조 (CLOCK)(철거)¦ (철거)¦ (철거)¦ (철거)¦ 지하철 906정거장¦ 마곡나루¦ 양천향교¦ 가양¦ 1/400¦ S = 1 / 400¦ 906정거장 CCTV,TDI,시계설비 지하1층 철거평면도(2/2)¦ 906정거장 CCTV,TDI,시계설비 지하1층¦ 철거평면도(2/2)¦ T¦ 7¦ 0¦ 0¦ 5¦ 0¦ 3¦ 4¦ 0¦ 0¦ 6¦ CCTV(기존동축활용)¦ P¦
| 1단계_정거장 - 복사본 | 1단계_정거장 - 복사본 | 006. T1001026-002 908정거장 CIRCUIT WIRING SYSTEM DIAGRAM_철거.dwg | KT¦ IP¦ G¦ D¦ C/R¦ T¦ 0¦ 0¦ 0¦ 0¦ 0¦ 0¦ 0¦ 0¦ 0¦ 0¦ 통신기계실¦ 통신기계실¦ 안전관리실¦ 소방외부 무선통신 보조설비¦ 경찰통신설비¦ O/F(SM) FM RADIO¦ POWER DISTRIBUTION¦ O/F(SM)¦ O/F(SM)¦ FM 광전송장치¦ UPS¦ EQUIP¦ MULTI¦ COMM¦ CCTV¦ 광화상전송장치¦ MATRIX¦ RACK¦ TV 광전송장치¦ 부모시계¦ To: NEXT STATION¦ O/F(SM)¦ O/F(SM)¦ To: KT¦ DATA¦ M/D¦ E¦ Ports¦ T¦ SUB ADM¦ TEL¦ SPCM¦ KT¦ 전력사령¦ 방재사령¦ 통신사령¦ FAX¦ Data Line (전력)¦ Data Line¦ Data Line¦ Data Line¦ Data Line (AFC)¦ Data Line (통신)¦ Data Line (방재)¦ Data Line (운전)¦ SMS¦ AGM¦ AAM¦ ATVM¦ IP¦ P.A AMP¦ x2¦ x2¦ 지하1층 (대합실) x 11, 외부출입구2 x 8, 지하2층 (대합실) x 19¦ 지하3층 (승강장상선) x 21¦ 지하3층 (승강장하선) x 21¦ G¦ G¦ G¦ G¦ G¦ 지하3층 (승강장상선) x 2¦ 지하3층 (승강장하선) x 2¦ PAN/TILT x 3¦ 지하1층 (대합실) x 7 , 지하1층 (기능실) x 2 , G.L ELEV x 1 ¦ 지하2층 (대합실) x 11¦ 지하3층 (승강장 상,하선) x 6¦ CCTV¦ CONSOLE¦ 지하2층¦ (복합통신ANT)¦ 무선통신 보조설비¦ HFC-22D-FR¦ HFC-12D-FR¦ 본선터널 (승강장) RFCL-42D-광대역¦ 본선터널 (승강장) RFCL-42D-광대역¦ D¦ POWER LINE¦ INT¦ T¦ x2¦ x11¦ x3¦ L¦ O¦ T¦ T¦ x9¦ x2¦ x2¦ x7 ¦ 인터폰¦ 모장치¦ 배 선 반¦ T¦ x2¦ 출입통제¦ C/R¦ C/R¦ C/R¦ C/R¦ 운전사령¦ Data Line (신호)¦ Data Line¦ 열차무선¦ C¦ O/F(SM) 열차무선¦ Data Line¦ 소방외부¦ E¦ T¦ L¦ O¦ 지하1층¦ (복합통신ANT)¦ 공조기계실-1¦ 공조기계실-2¦ 전기실¦ 이동통신기계실¦ 비상전원실¦ 임대상가 1,2¦ 기능실복도¦ 발매기실¦ 장애자화장실¦ 편의점¦ PSD실 (상선)¦ Callphone¦ 지하1층 (대합실)¦ 용역원대기실¦ ELEV, 화장실, 승강장¦ 화장실 (남,여)¦ 승강장 INT¦ PSD실 (하선)¦ 지하2층 (대합실)¦ 예비실¦ 독서실¦ T¦ T¦ x2¦ x8¦ x2¦ x2¦ INT¦ x6¦ &¦ (VOICE)¦ FXO/FXS¦ Ethernet Port¦ IP¦ 본선터널 (승강장) RFCL-42D-광대역¦ 본선터널 (승강장) RFCL-42D-광대역¦ D¦ 공간화상 [승강장 강남방향] x 1¦ 공간화상 [승강장 차량기지방향] x 2¦ x2¦ 환급기¦ CCTV¦ 광화상전송장치¦ MATRIX¦ RACK¦ TV 광수신기¦ DATA¦ M/D¦ E¦ Ports¦ T¦ &¦ (VOICE)¦ SUB ADM¦ TEL¦ SPCM¦ 전력사령¦ 통신사령¦ Data Line (전력)¦ Data Line¦ Data Line¦ Data Line¦ Data Line (AFC)¦ Data Line (통신)¦ Data Line (방재)¦ Data Line (운전)¦ P.A AMP¦ L¦ O¦ 배 선 반¦ 출입통제¦ 운전사령¦ E¦ T¦ L¦ O¦ Data Line (신호)¦ FXO/FXS¦ Ethernet Port¦ MULTI¦ COMM¦ EQUIP¦ FM광전송장치¦ 열차무선¦ O/F(SM) FM RADIO, 지상파DMB¦ 소방외부 무선통신 보조설비¦ 소방 무선통신 보조설비¦ 철거¦ 철거¦ 철거¦ 철거¦ 908정거장 CIRCUIT WIRING SYSTEM DIAGRAM / 철거¦ 908정거장 CIRCUIT WIRING SYSTEM DIAGRAM / 철거¦ S = NONE¦ NONE¦ 가양¦ 증미¦ 등촌¦ T¦ 1¦ 0¦ 0¦ 1¦ 0¦ 2¦ 6¦ 0¦ 0¦ 2¦
| 1단계_정거장 - 복사본 | 1단계_정거장 - 복사본 | 074. T9103038-027 종합무선중계설비 상세도.dwg | \A1;200¦ \A1;140¦ \A1;70¦ \A1;21¦ \A1;16¦ \A1;70¦ \A1;3000¦ \A1;2350¦ \A1;75¦ \A1;Φ75¦ -¦ T¦ 0¦ 0¦ 0¦ 0¦ 0¦ 0¦ 0¦ 0¦ 0¦ 0¦ 공통¦ ¦ ¦ ¦ ¦ ¦ ¦ ¦ ¦ ¦ ¦ ¦ ¦ ¦ ¦ ¦ ¦ ¦ ¦ ¦ ¦ ¦ ¦ ¦ ¦ ¦ ¦ ¦ ¦ ¦ ¦ CLAMP¦ N-J-22¦ CONNECTOR¦ 통신기계실¦ DETAIL "B"¦ (DUMMY LOAD)¦ ECX 10D-2V¦ FEEDER CABLE¦ HFC-12D-FR¦ FEEDER CABLE¦ ECX 10D-2V¦ FEEDER CABLE¦ ECX 10D-2V¦ (N-P-10)¦ CONNECTOR¦ CONNECTOR¦ (N-P-10)¦ CONNECTOR¦ (N-P-10)¦ CONNECTOR(N-J-42)¦ 열수축 슬리브¦ DUMMY LOAD¦ N-P-10 CONECTOR¦ FEEDER CABLE¦ (CONNECTOR 취부 상세도)¦ DETAIL "A"¦ DISTRIBUTER¦ 1 ¦ 2 ¦ (N-P-12)¦ CONNECTOR¦ S¦ CONNECTOR¦ (N-P-10)¦ DETAIL "B"¦ BRACKET¦ N-J-42 CONNECTOR¦ DEAD END BRACKET¦ LEG-7/20 (EH4729195)¦ ECX 10D-2V¦ N-P-10¦ RFCL 42D¦ 승 강 장 층¦ 대합실 B2¦ 대합실 B1¦ HFC-12D-FR¦ HFC-12D-FR¦ BUTOR¦ HFC-22D-FR¦ DISTRI-¦ RFCL 42D¦ PREFOMED GRIPS¦ GG-20 (EH4730299)¦ ECX 10D-2V¦ DISTRIBUTOR¦ CONNECTOR¦ N-J-42¦ N-P-10¦ 본선공사 한계¦ N-P-10¦ N-P-10¦ BINDWG¦ DUMMY LOAD¦ 종합무선중계장치¦ CONNECTOR¦ NER¦ DETAIL "A"¦ CONNECTOR¦ N-P-10¦ ECX 10D-2V¦ DISTRI-¦ BUTOR¦ HFC-12D-FR¦ COMBI-¦ HFC-12D-FR¦ MC¦ 중계장치¦ FM¦ 광전변환기¦ 광커플러 및¦ 단자함¦ 내부무통¦ 단자함¦ 외부무통¦ 이동통신¦ 경찰통신망¦ HFC-12D-FR¦ 종합무선중계설비 상세도¦ 종합무선중계설비 상세도¦ S = NONE¦ NONE¦ 공통¦ T¦ 9¦ 1¦ 0¦ 3¦ 0¦ 3¦ 8¦ 0¦ 2¦ 7¦
| 1단계_정거장 - 복사본 | 1단계_정거장 - 복사본 | 049. T7005034-006 902정거장 CCTV,TDI,시계설비 지하2층신설평면도(3-3).dwg | 13¦ X¦ 14¦ X¦ 15¦ X¦ X¦ 15¦ 26¦ X¦ 25¦ X¦ 24¦ X¦ 23¦ X¦ 22¦ X¦ 21¦ X¦ 20¦ X¦ 19¦ X¦ 18¦ X¦ 17¦ X¦ 16¦ X¦ 04¦ Y¦ Y¦ 03¦ Y¦ 02¦ Y¦ 01¦ Y¦ 00¦ DUCT(300X100)¦ DOWN TO 통신실¦ CV 3.5 /2CX2(C.POW)¦ HIV 1.2X14(SP)¦ CV 3.5 /2CX2(C.POW)¦ 5C-2VX4(MONITOR)¦ CPEV 5P/.65X2(M.CON)¦ CV 3.5 /2CX2(M.POW)¦ UTP CAT.5 4PX4(TDI 정보)¦ CV 3.5 /2CX4(TDI POW)¦ DOWN TO B2¦ (16)HIV1.2X2¦ (16)HIV1.2X3¦ (16)HIV1.2X5¦ 37800¦ 3600¦ 3430¦ 8840¦ 5800¦ 9020¦ 5590¦ 11790¦ 8150¦ 7500¦ 7500¦ 7500¦ 7500¦ 7500¦ 7500¦ 7500¦ 7500¦ 7500¦ 3750¦ 3750¦ 6725¦ 7500¦ 7500¦ 7500¦ 7500¦ 775¦ PS¦ PS¦ ES.DN¦ ES.UP¦ ES.DN¦ ES.UP¦ PS¦ DN¦ UP¦ DN¦ 상부장비반입구¦ AD¦ GTB¦ GTB¦ GIS 실¦ PS¦ AD¦ EPS¦ AT-2¦ AT-1¦ A¦ A¦ P¦ PB(400X400X300)¦ P¦ PB(400X400X300)¦ A¦ P¦ C¦ P¦ DOWN TO B3¦ F¦ T¦ PB(500X500X300)¦ DOWN TO 통신실¦ D¦ 접지단자함¦ 25P¦ PB(400X400X300)¦ 25P¦ PB(400X400X300)¦ C¦ 50P¦ 2D¦ P¦ 25P¦ T¦ T¦ T¦ T¦ T¦ T¦ P¦ 상부장비반입구¦ GIS실¦ 창 고¦ CO2실¦ 전 기 실¦ 단권변압기실¦ 예비실¦ 신호기계실¦ 통신기계실¦ C¦ C¦ (16C)x2¦ (16C)¦ (22C)¦ C/R¦ C/R¦ (16C)¦ (22C)¦ P¦ UTP CAT.5 4Px4조(통신TRAY)¦ UTP CAT.5 4Px4조(통신TRAY)¦ (통신TRAY)OFMM 36CORE(50/125)x4조(FIDS)¦ (통신TRAY)UTP CAT.5 50Px2(FIDS)¦ (통신TRAY)OFMM 36CORE(50/125)x4조(FIDS)¦ (통신TRAY)UTP CAT.5 50Px2(FIDS)¦ UTP CAT.5 4Px4조(통신TRAY)¦ (통신TRAY)OFMM 36CORE(50/125)x4조(FIDS)¦ (통신TRAY)UTP CAT.5 50Px2(FIDS)¦ CV 3.5/3C(PAN/TILT)¦ 5C-2V(PAN/TILT)¦ CV 3.5/3C(PAN/TILT)¦ 5C-2V(PAN/TILT)¦ A¦ C¦ D¦ E¦ F¦ DUCT(600X100)¦ 지하철 902정거장¦ 김포공항¦ 공항시장¦ 1/400¦ S = 1/400¦ 개화¦ 902정거장 CCTV,TDI,시계설비 지하2층 신설평면도(3/3)¦ S = 1/400¦ 902정거장 CCTV,TDI,시계설비 지하2층 ¦ 신설평면도(3/3)¦ T¦ 7¦ 0¦ 0¦ 5¦ 0¦ 3¦ 4¦ 0¦ 0¦ 6¦ CCTV(기존동축활용)¦
| 1단계_정거장 - 복사본 | 1단계_정거장 - 복사본 | 013. T1001026-009 905정거장 AFC CABLE WIRING DIAGRAM.dwg | D/I MUX (ROUTER)¦ (통신기계실)¦ AFC 분전반 (전기시설분)¦ (안전관리실)¦ AFC 접지단자함 (전기설비)¦ (안전관리실)¦ DPC BOX¦ SMS (S/W HUB)¦ EM GATE¦ CONTROL BOX¦ AGM 6/12형 (No.2)¦ AGM 10형 (No.3)¦ AGM 6형 (No.4)¦ AGM 8형 (No.6)¦ AGM 8형 (No.7)¦ AGM 8형 (No.8)¦ AGM 10형 (No.9)¦ ATVM (No.1~2)¦ 화재수신반¦ FTP Cat.5E 4Px1조¦ UTP Cat.5E 4Px1조¦ FTP Cat.5E 4Px1조¦ FTP Cat.5E 4Px1조¦ FTP Cat.5E 4Px1조¦ FTP Cat.5E 4Px1조¦ F-GV 4.0㎟x2조¦ F-GV 4.0㎟x1조¦ F-GV 4.0㎟x1조¦ HFCO 2C/4.0㎟x1조¦ FTP Cat.5E 4Px2조¦ FR-CVVS 4C/2.5㎟x1조 (DPC)¦ 통신UPS¦ HFCO 3C/4.0㎟x1조¦ HFCO 3C/4.0㎟x1조¦ HFCO 3C/4.0㎟x1조¦ HFCO 3C/4.0㎟x1조¦ HFCO 3C/4.0㎟x1조¦ UTP Cat.5E 4Px2조 (INT)¦ AAM (No.1)¦ FTP Cat.5E 4Px1조¦ F-GV 4.0㎟x1조¦ AGM 8형(No.5)¦ FTP Cat.5E 4Px1조¦ UTP Cat.5E 4Px2조 (INT)¦ FTP Cat.5E 4Px1조¦ (통신기계실)¦ (안전관리실)¦ (안전관리실)¦ 환급기 (No.1)¦ HFCO 3C/4.0㎟x1조¦ FTP Cat.5E 4Px1조¦ FTP Cat.5E 4Px1조¦ HFCO 3C/4.0㎟x1조¦ 통합교환설비¦ (통신기계실)¦ UTP Cat.5E 4Px1조 (INT)¦ UTP Cat.5E 4Px1조 (INT)¦ FTP Cat.5E 4Px1조¦ FTP Cat.5E 4Px1조¦ HFCO 3C/4.0㎟x1조¦ F-GV 4.0㎟x1조¦ AGM 11형 (No.1)¦ FTP Cat.5E 4Px1조¦ FTP Cat.5E 4Px1조¦ HFCO 3C/4.0㎟x1조¦ 905정거장 AFC CABLE WIRING DIAGRAM¦ NONE¦ 지하철 905정거장¦ 신방화¦ 마곡나루¦ 양천향교¦ 905정거장 AFC CABLE WIRING DIAGRAM¦ S = NONE¦ T¦ 1¦ 0¦ 0¦ 1¦ 0¦ 2¦ 6¦ 0¦ 0¦ 9¦ CROSS AISLE CABLE¦ CROSS AISLE CABLE¦ CROSS AISLE CABLE¦ CROSS AISLE CABLE¦ CROSS AISLE CABLE¦ CROSS AISLE CABLE¦ 통신UPS¦ (통신기계실)¦ 통합교환설비¦ (통신기계실)¦
| 1단계_정거장 - 복사본 | 1단계_정거장 - 복사본 | 042. T9103038-002 DU 시스템 상세도.dwg | DU 시스템 상세도¦ NONE¦ DU 시스템 상세도¦ S = NONE¦ DU 상세도¦ DU 시스템 입체도¦ DU 랙 상세도¦ DU 랙 입체도¦ *제조사별 전원, 크기 등 상이할 수 있음¦ 구 분 ¦ 제 원 ¦ 크기(mm, WxDxH)¦ 434 x 385 x 88¦ 용 량¦ 10MHz 2T2R 12Cell¦ DU ~ RU간 거리¦ Max 30Km¦ 전 원 ¦ -48VDC¦ 소모전력 ¦ 428W (50℃, 100% Load)¦ 구 분 ¦ 제 원 ¦ 크기(mm, WxDxH)¦ [평면도] ¦ [좌측면도] ¦ [정면도]¦ 600 x 594 x 2200¦ 무 게 ¦ 용 량 ¦ Rack : 100Kg 이하\PDU : 15Kg 이하\PPDPU : 11.9Kg 이하¦ 8DU 실장가능¦ [정면도]¦ [측면도]¦ [후면도]¦ [평면도]¦ {\fGulim¦b1¦i0¦c129¦p50;2193}¦ T¦ 9¦ 1¦ 0¦ 3¦ 0¦ 3¦ 8¦ 0¦ 0¦ 2¦ 공통¦
| 1단계_정거장 - 복사본 | 1단계_정거장 - 복사본 | 034. T7005034-006 909정거장 CCTV,TDI,시계설비 지하1층 철거평면도 (1_2).dwg | ACU¦ P¦ \A1;7,900¦ \A1;28,000¦ \A1;7,600¦ \A1;7,900¦ \A1;6,100¦ \A1;6,100¦ \A1;7,500¦ \A1;7,500¦ \A1;7,500¦ \A1;7,500¦ \A1;7,500¦ \A1;7,500¦ \A1;7,500¦ \A1;7,500¦ \A1;7,500¦ \A1;7,500¦ \A1;7,500¦ \A1;7,500¦ \A1;7,500¦ \A1;5,000¦ \A1;5,000¦ \A1;5,000¦ \A1;5,000¦ \A1;5,000¦ \A1;2,024¦ \A1;30,000¦ \A1;27,023¦ \A1;124,523¦ \A1;67,500¦ \A1;57,023¦ L¦ L1¦ C/R¦ A¦ (16) ECX 5C-2Vx1조 (CAMERA)(기존활용)¦ B¦ FR-CVVSB 10C/1.5㎟x1조 (PAN TILT)(철거)¦ TRAY (300x100)¦ ECX 5C-2Vx12조 (CAMERA)(기존활용)¦ FR-CV 3C/4.0㎟x1조 (CA POWER)(철거)¦ C¦ FR-CVVSB 10C/1.5㎟x1조 (PAN TILT)(철거)¦ TRAY (300x100)¦ ECX 5C-2Vx12조 (CAMERA)(기존활용)¦ FR-CV 3C/4.0㎟x1조 (CA POWER)(철거)¦ E¦ FR-CVVSB 10C/1.5㎟x1조 (PAN TILT)(철거)¦ TRAY (300x100)¦ ECX 5C-2Vx12조 (CAMERA)(기존활용)¦ FR-CV 3C/4.0㎟x1조 (CA POWER)(철거)¦ HIV 2.5㎟x2조 (CL POWER)(철거)¦ F¦ FR-CVVSB 10C/1.5㎟x1조 (PAN TILT)(철거)¦ TRAY (300x100)¦ ECX 5C-2Vx14조 (CAMERA)(기존활용)¦ FR-CV 3C/4.0㎟x1조 (CA POWER)(철거)¦ HIV 2.5㎟x2조 (CL POWER)(철거)¦ HIV 2.5㎟x2조 (CL POWER)(철거)¦ H¦ FR-CVVSB 10C/1.5㎟x1조 (PAN TILT)(철거)¦ TRAY (300x100)¦ ECX 5C-2Vx17조 (CAMERA)(기존활용)¦ FR-CV 3C/4.0㎟x1조 (CA POWER)(철거)¦ HIV 2.5㎟x2조 (CL POWER)(철거)¦ J¦ FR-CVVSB 10C/1.5㎟x1조 (PAN TILT)(철거)¦ ECX 5C-2Vx17조 (CAMERA)(기존활용)¦ FR-CV 3C/4.0㎟x1조 (CA POWER)(철거)¦ HIV 2.5㎟x2조 (CL POWER)(철거)¦ M¦ FR-CVVSB 10C/1.5㎟x1조 (PAN TILT)(철거)¦ TRAY (300x100)¦ ECX 5C-2Vx20조 (CAMERA)(기존활용)¦ FR-CV 3C/4.0㎟x1조 (CA POWER)(철거)¦ HIV 2.5㎟x2조 (CL POWER)(철거)¦ FR-CVVSB 10C/1.5㎟x1조 (PAN TILT)(철거)¦ TRAY (300x100)¦ ECX 5C-2Vx36조 (CAMERA)(기존활용)¦ FR-CV 3C/4.0㎟x1조 (CA POWER)(철거)¦ HIV 2.5㎟x2조 (CL POWER)(철거)¦ UTP Cat.5E 4Px4조 (CONSOLE)¦ UTP Cat.5E 25Px1조 (CONSOLE)¦ Q¦ FR-CVVSB 10C/1.5㎟x1조 (PAN TILT)(철거)¦ DOWN TO 통신기계실 ACCESS FLOOR¦ ECX 5C-2Vx41조 (CAMERA)(기존활용)¦ FR-CV 3C/4.0㎟x1조 (CA POWER)(철거)¦ HIV 2.5㎟x2조 (CL POWER)(철거)¦ UTP Cat.5E 4Px4조 (CONSOLE)¦ UTP Cat.5E 25Px1조 (CONSOLE)¦ K¦ MATCH LINE DWG No. "S1-TA-S09-DB-018-0"¦ D¦ (16) HIV 2.5㎟x2조 (CL POWER)(철거)¦ G¦ FR-CVVSB 10C/1.5㎟x1조 (PAN TILT)(철거)¦ TRAY (300x100)¦ ECX 5C-2Vx15조 (CAMERA)(기존활용)¦ FR-CV 3C/4.0㎟x1조 (CA POWER)(철거)¦ I¦ (16) HIV 2.5㎟x4조 (CL POWER)(철거)¦ TRAY (300x100)¦ N¦ FR-CVVSB 10C/1.5㎟x1조 (PAN TILT)(철거)¦ TRAY (300x100)¦ ECX 5C-2Vx22조 (CAMERA)(기존활용)¦ FR-CV 3C/4.0㎟x1조 (CA POWER)(철거)¦ HIV 2.5㎟x2조 (CL POWER)(철거)¦ P¦ ECX 5C-2Vx4조 (CAMERA)(기존활용)¦ DOWN TO 지하 2층¦ TRAY (900x150)¦ 지상E/L¦ (16) ECX 5C-2Vx1조 (CAMERA)(기존활용)¦ L¦ (16) ECX 5C-2Vx2조 (CAMERA)(기존활용)¦ TRAY (600x150)¦ X-09¦ X-07¦ X-05¦ X-03¦ X-01¦ X00¦ X01¦ X02¦ X03¦ X04¦ X06¦ X08¦ Y04¦ Y03¦ Y02¦ Y01¦ Y00¦ 발매기실 1¦ 편의점¦ 대합실¦ 용역창고¦ 용역원대기실¦ DN¦ DN¦ 통신기계실¦ 이동통신기계실¦ 복 도¦ 공조기계실¦ 물탱크실¦ 외부계단 1¦ 내부계단 1¦ 내부계단 2¦ 화장실¦ O¦ MATCH LINE DWG No. "S1-TA-S09-DB-019-0"¦ (P7:200x200x100)¦ (P8:200x200x100)¦ (P10:200x200x100)¦ (P12:200x200x100)¦ (P13:200x200x100)¦ (P15:200x200x100)¦ COMM-1¦ ES-8¦ ELE-3¦ ELE-4¦ ES-9¦ ATVM-1¦ T-1¦ C-1¦ ELE-1¦ ES-7¦ (P9:200x200x100)¦ UTP Cat.5E 4Px4조 (CONSOLE)¦ UTP Cat.5E 25Px1조 (CONSOLE)¦ TRAY (300x100)¦ ECX 5C-2Vx10조 (CAMERA)(기존활용)¦ TRAY (300x100)¦ ECX 5C-2Vx4조 (CAMERA)(기존활용)¦ (16) ECX 5C-2Vx1조 (CAMERA)(기존활용)¦ (22) ECX 5C-2Vx2조 (CAMERA)(기존활용)¦ (16) ECX 5C-2Vx1조 (CAMERA)(기존활용)¦ UP TO 지상층¦ (36) ECX 5C-2Vx8조 (CAMERA)(기존활용)¦ (16) ECX 5C-2Vx1조 (CAMERA)(기존활용)¦ ECX 5C-2Vx11조 (CAMERA)(기존활용)¦ TRAY (300x100)¦ (16) ECX 5C-2Vx1조 (CAMERA)(기존활용)¦ A¦ B¦ C¦ D¦ E¦ F¦ G¦ H¦ I¦ J¦ K¦ M¦ N¦ O¦ Q¦ P¦ ECX 5C-2Vx4조 (CAMERA)(기존활용)¦ TRAY (900x150)¦ DOWN TO 지하 2층¦ F-CV 3C/2.5㎟x1조 (공간화상)(철거)¦ ELE-2¦ (16) ECX 5C-2Vx1조 (CAMERA)(기존활용)¦ DOWN TO 지하 1층¦ K¦ K¦ K¦ AGM-1¦ (P11:200x200x100)¦ AGM-2¦ (P14:200x200x100)¦ K¦ L¦ K¦ NOTE¦ 1. 광케이블, 전원/접지케이블 (OF-SM-4Core, CV 3C/2.5㎟)¦ 3. 승강장 ANT설치위치: 열차 진행방향 정거장 시종점부에 설치¦ 2. 광케이블, 전원/접지케이블 (OF-SM-8Core, CV 3C/2.5㎟)¦ OF-SM-4Cx1조 [공간화상)(철거)¦ F-CV 3C/2.5㎟x1조 (공간화상)(철거)¦ OF-SM-24Cx1조 [공간화상)(철거)¦ F-CV 3C/2.5㎟x1조 (공간화상)(철거)¦ OF-SM-4Cx1조 [공간화상)(철거)¦ F-CV 3C/2.5㎟x2조 (공간화상)(철거)¦ OF-SM-24Cx1조 [공간화상)(철거)¦ F-CV 3C/2.5㎟x1조 (공간화상)(철거)¦ OF-SM-24Cx1조 [공간화상)(철거)¦ (36) FR-CVVSB 10C/1.5㎟x1조 (PAN TILT)(철거)¦ (28) FR-CV 3C/4.0㎟x1조 (CA POWER)(철거)¦ FR-CV 3C/6.0㎟x1조 (LSE POWER)¦ FR-CV 3C/6.0㎟x1조 (LSE POWER)¦ FR-CV 3C/6.0㎟x1조 (LSE POWER)¦ MATCH LINE DWG No. "S1-TA-S09-DB-019-0"¦ vmh¦ vmh¦ vmh¦ vmh¦ vmh¦ vmh¦ vmh¦ vmh¦ vmh¦ vmh¦ VMT¦ vmh¦ (28) FR-CV 3C/4.0㎟x1조 (출입구게시기)(철거)¦ (16) UTP Cat 5E 4Px1조 (출입구게시기)(철거)¦ FR-CV 3C/4.0㎟x3조 (출입구게시기)(철거)¦ UTP Cat 5E 4Px6조 (출입구게시기)(철거)¦ (28)x2 FR-CV 3C/4.0㎟x2조 (출입구게시기)(철거)¦ (16)x4 UTP Cat 5E 4Px4조 (출입구게시기)(철거)¦ R¦ (16) ECX 5C-2Vx2조 (CAMERA)(기존활용)¦ S¦ (36) ECX 5C-2Vx10조 (CAMERA)(기존활용)¦ (28)x3 FR-CV 3C/4.0㎟x3조 (출입구게시기)(철거)¦ (16)x5 UTP Cat 5E 4Px5조 (출입구게시기)(철거)¦ (28) FR-CV 3C/4.0㎟x1조 (출입구게시기)(철거)¦ (16) UTP Cat 5E 4Px1조 (출입구게시기)(철거)¦ S¦ R¦ FR-CV 3C/4.0㎟x3조 (출입구게시기)(철거)¦ UTP Cat 5E 4Px6조 (출입구게시기)(철거)¦ FR-CV 3C/4.0㎟x3조 (출입구게시기)(철거)¦ UTP Cat 5E 4Px6조 (출입구게시기)(철거)¦ FR-CV 3C/4.0㎟x3조 (출입구게시기)(철거)¦ UTP Cat 5E 4Px6조 (출입구게시기)(철거)¦ FR-CV 3C/4.0㎟x3조 (출입구게시기)(철거)¦ UTP Cat 5E 4Px6조 (출입구게시기)(철거)¦ FR-CV 3C/4.0㎟x3조 (출입구게시기)(철거)¦ UTP Cat 5E 4Px6조 (출입구게시기)(철거)¦ FR-CV 3C/4.0㎟x3조 (출입구게시기)(철거)¦ UTP Cat 5E 4Px6조 (출입구게시기)(철거)¦ FR-CV 3C/4.0㎟x3조 (출입구게시기)(철거)¦ UTP Cat 5E 4Px6조 (출입구게시기)(철거)¦ FR-CV 3C/4.0㎟x3조 (출입구게시기)(철거)¦ UTP Cat 5E 4Px6조 (출입구게시기)(철거)¦ FR-CV 3C/4.0㎟x3조 (출입구게시기)(철거)¦ UTP Cat 5E 4Px6조 (출입구게시기)(철거)¦ FR-CV 3C/4.0㎟x3조 (출입구게시기)(철거)¦ UTP Cat 5E 4Px6조 (출입구게시기)(철거)¦ 임대상가¦ KEY PLAN¦ OF-SM-4Cx2조 [공간화상)(철거)¦ OF-SM-24Cx1조 [공간화상)(철거)¦ OF-SM-4Cx1조 [공간화상)(철거)¦ OF-SM-4Cx1조 [공간화상)(철거)¦ (철거)¦ (철거)¦ T¦ (16) UL 2919-AMESB 24AWG 4Px1조¦ (28) OF-MM-12Core(난연)X1조¦ (16) UTP Cat.5E 4Px2조¦ (28) FR-CV 3C/4.0㎟x1조¦ FR-CV 3C/4.0㎟x3조 (대합실게시기 POWER)(기존활용)¦ FR-CV 3C/4.0㎟x3조 (대합실게시기 POWER)(기존활용)¦ T¦ (28) FR-CV 3C/4.0㎟x1조 (대합실게시기 POWER)(기존활용)¦ (16) UTP Cat.5E 4Px1조 (대합실게시기)(철거)¦ T¦ H-1¦ UTP Cat.5E 4Px1조 (대합실게시기)(철거)¦ UTP Cat.5E 4Px1조 (대합실게시기)(철거)¦ UTP Cat.5E 4Px1조 (대합실게시기)(철거)¦ FR-CV 3C/4.0㎟x3조 (대합실게시기 POWER)(기존활용)¦ UTP Cat.5E 4Px1조 (대합실게시기)(철거)¦ FR-CV 3C/4.0㎟x3조 (대합실게시기 POWER)(기존활용)¦ UTP Cat.5E 4Px1조 (대합실게시기)(철거)¦ FR-CV 3C/4.0㎟x3조 (대합실게시기 POWER)(기존활용)¦ H-1¦ FR-CVVSB 10C/1.5㎟x1조 (PAN TILT)(철거)¦ TRAY (300x100)¦ ECX 5C-2Vx17조 (CAMERA)(기존활용)¦ FR-CV 3C/4.0㎟x1조 (CA POWER)(철거)¦ HIV 2.5㎟x2조 (CL POWER)(철거)¦ FR-CV 3C/4.0㎟x3조 (출입구게시기)(철거)¦ UTP Cat 5E 4Px6조 (출입구게시기)(철거)¦ (철거)¦ HIV 1.5㎜x2조 (CLOCK)(철거)¦ HIV 1.5㎜x4조 (CLOCK)(철거)¦ HIV 1.5㎜x4조 (CLOCK)(철거)¦ HIV 1.5㎜x4조 (CLOCK)(철거)¦ HIV 1.5㎜x4조 (CLOCK)(철거)¦ HIV 1.5㎜x4조 (CLOCK)(철거)¦ HIV 1.5㎜x6조 (CLOCK)(철거)¦ HIV 1.5㎜x6조 (CLOCK)(철거)¦ (16) HIV 1.5㎟x2조 (CLOCK)(철거)¦ HIV 1.5㎜x4조 (CLOCK)(철거)¦ (16) HIV 1.5㎟x4조 (CLOCK)(철거)¦ HIV 1.5㎜x4조 (CLOCK)(철거)¦ HIV 1.5㎟x2조 (CLOCK)(철거)¦ (16) HIV 1.5㎟x2조 (CLOCK)(철거)¦ (철거)¦ 지하철 909정거장¦ 가양¦ 등촌¦ 염창¦ 1/400¦ S = 1 / 400¦ 909정거장 CCTV,TDI,시계설비 지하1층 철거평면도(1/2)¦ 909정거장 CCTV,TDI,시계설비 지하1층¦ 철거평면도(1/2)¦ T¦ 7¦ 0¦ 0¦ 5¦ 0¦ 3¦ 4¦ 0¦ 0¦ 6¦ CCTV(기존동축활용)¦ P¦
| 1단계_정거장 - 복사본 | 1단계_정거장 - 복사본 | 008. T1001026-004 909정거장 방송설비 CABLE WIRING DIAGRAM.dwg | -¦ T¦ 7¦ 0¦ 0¦ 3¦ 0¦ 3¦ 4¦ 0¦ 1¦ 6¦ 통신기계실¦ 공조기계실¦ 기능실복도¦ 화장실 (남,여)¦ 대합실¦ 전기실¦ 용역원대기실¦ 승강장상선¦ 승강장하선¦ HIV 1.5㎜x2조¦ HIV 1.5㎜x3조¦ HIV 1.5㎜x4조¦ HIV 1.5㎜x4조¦ x4¦ x4¦ x62¦ x22¦ x22¦ 지하1층¦ 지하2층¦ 이동통신기계실¦ 발매기실-1¦ 통신기계실¦ 안전관리실¦ x2¦ PSD실(상선)¦ PSD실 (하선)¦ 용역창고¦ 편의점¦ 비상전원실¦ 변전실¦ x2¦ 운영원대기실¦ 발매기실-2¦ 장애인화장실¦ x2¦ x2¦ .¦ P¦ A¦ A¦ P¦ R¦ A¦ C¦ K¦ M¦ 공조기계실 PIT¦ x2¦ 창고¦ 909정거장 방송설비 CABLE WIRING DIAGRAM¦ 909정거장 방송설비 CABLE WIRING DIAGRAM¦ S = NONE¦ NONE¦ 지하철 909정거장¦ 가양¦ 등촌¦ 염창¦ T¦ 1¦ 0¦ 0¦ 1¦ 0¦ 2¦ 6¦ 0¦ 0¦ 4¦
| 1단계_정거장 - 복사본 | 1단계_정거장 - 복사본 | 020. T7001034-003 912정거장 전화설비 지하2층 신설평면도 (2_2).dwg | 배선반¦ AMP¦ 모장치¦ 토크백¦ IP¦ \A1;2,400¦ \A1;30,700¦ \A1;12,950¦ \A1;2,400¦ \A1;12,950¦ \A1;30,000¦ \A1;7,500¦ \A1;7,500¦ \A1;7,500¦ \A1;86,250¦ \A1;7,500¦ \A1;7,500¦ \A1;7,500¦ \A1;7,500¦ \A1;7,500¦ \A1;7,500¦ \A1;3,750¦ \A1;7,500¦ \A1;7,500¦ \A1;21,750¦ \A1;34,500¦ 1. 일반교환기에 수용된 전화기는 IP전화기로 교체한다.¦ NOTE¦ 2. 콜폰, E/L폰, 승강장 비상통화장치도 교체한다.¦ 3. 전화 및 인터폰 구간의 배선배관은 기존활용한다.¦ B¦ TRTAY (300x100)¦ UTP Cat.5E 25Px1조 (운영원대기실)¦ UTP Cat.5E 25Px1조 (전기실)¦ UTP Cat.5E 4Px2조 (공조기계실1)¦ UTP Cat.5E 4Px2조 (이동통신기계실)¦ UTP Cat.5E 4Px2조 (용역원대기실)¦ UTP Cat.5E 25Px2조 (안전관리실)¦ UTP Cat.5E 25Px2조 (CONSOLE CONTROL, LSE)¦ A¦ 인터폰선 0.6x2Px4조 (INT)¦ TRTAY (300x100)¦ C¦ K¦ UTP Cat.5E 4Px3조 (승강장 공중전화)¦ TRAY (900x150)¦ DOWN TO 지하3층¦ UTP Cat.5E 4Px3조 (승강장 INT)¦ TRTAY (300x100)¦ 인터폰선 0.6x2Px4조 (INT)¦ D¦ (16) UTP Cat.5E 4Px2조 (편의점)¦ E¦ TRTAY (300x100)¦ UTP Cat.5E 25Px1조 (운영원대기실)¦ UTP Cat.5E 25Px1조 (전기실)¦ UTP Cat.5E 4Px2조 (공조기계실1)¦ UTP Cat.5E 4Px2조 (이동통신기계실)¦ UTP Cat.5E 4Px2조 (용역원대기실)¦ UTP Cat.5E 25Px2조 (CONSOLE CONTROL, LSE)¦ UTP Cat.5E 4Px2조 (편의점)¦ J¦ UTP Cat.5E 4Px2조 (임대상가)¦ TRTAY (300x100)¦ 인터폰선 0.6x2Px5조 (INT)¦ I¦ TRTAY (300x100)¦ UTP Cat.5E 25Px1조 (운영원대기실)¦ UTP Cat.5E 25Px1조 (전기실)¦ UTP Cat.5E 4Px2조 (공조기계실1)¦ UTP Cat.5E 4Px2조 (이동통신기계실)¦ UTP Cat.5E 4Px2조 (용역원대기실)¦ UTP Cat.5E 25Px2조 (CONSOLE CONTROL, LSE)¦ UTP Cat.5E 4Px3조 (승강장 INT)¦ UTP Cat.5E 4Px2조 (편의점)¦ UTP Cat.5E 4Px2조 (임대상가)¦ N¦ (54)x2 SPARE (KT.LINE)¦ (22) UTP Cat.5E 4Px4조 (임대상가)¦ UTP Cat.5E 25Px2조 (안전관리실)¦ UTP Cat.5E 4Px3조 (승강장 공중전화)¦ UTP Cat.5E 25Px2조 (안전관리실)¦ L¦ TRTAY (300x100)¦ UTP Cat.5E 4Px2조 (공조기계실2)¦ G¦ UTP Cat.5E 4Px3조 (승강장 공중전화)¦ TRAY (900x150)¦ DOWN TO 지하3층¦ UTP Cat.5E 4Px3조 (승강장 INT)¦ F¦ TRAY (900x150)¦ UTP Cat.5E 25Px1조 (운영원대기실)¦ UTP Cat.5E 25Px1조 (전기실)¦ UTP Cat.5E 4Px2조 (공조기계실1)¦ UTP Cat.5E 4Px2조 (이동통신기계실)¦ UTP Cat.5E 4Px2조 (용역원대기실)¦ UTP Cat.5E 25Px2조 (CONSOLE CONTROL, LSE)¦ UTP Cat.5E 4Px2조 (편의점)¦ UTP Cat.5E 25Px2조 (안전관리실)¦ UTP Cat.5E 4Px2조 (공조기계실2)¦ DOWN TO 신호통신기계실 ACCESS FLOOR¦ UTP Cat.5E 4Px3조 (승강장 공중전화)¦ UTP Cat.5E 4Px3조 (승강장 INT)¦ 1. 음향유도기 전원은 전기콘센트를 이용한다.¦ NOTE¦ 2. 증폭기전원은 전기콘센트를 이용한다.¦ 3. 통신기계실 및 안전관리실 MAIN 분전반은 전기에서 설치한다.¦ UTP Cat.5E 4Px4조 (임대상가)¦ UTP Cat.5E 4Px6조 (임대상가)¦ M¦ UP TO 지하1층¦ (54)x2 SPARE (KT.LINE)¦ (28) UTP Cat.5E 25Px1조 (콜폰)¦ (22) UTP Cat.5E 4Px4조 (임대상가)¦ UTP Cat.5E 4Px3조 (대합실 공중전화)¦ UTP Cat.5E 4Px3조 (승강장 공중전화)¦ UTP Cat.5E 4Px3조 (대합실 공중전화)¦ H¦ FR-CV 2C/4.0㎟x1조 (토크백)¦ F-GV 4.0㎟x1조 (토크백))¦ UTP Cat.5E 4Px3조 (승강장 INT)¦ UTP Cat.5E 4Px1조 (운영원대기실)¦ UTP Cat.5E 4Px1조 (운영원대기실)¦ UTP Cat.5E 4Px1조 (운영원대기실)¦ TRTAY (450x100)¦ UTP Cat.5E 4Px1조 (운영원대기실)¦ KEY PLAN¦ X25¦ X26¦ X27¦ X28¦ X29¦ X30¦ X31¦ X32¦ X33¦ X34¦ X35¦ X36¦ Y00¦ Y02¦ Y03¦ Y06¦ Y04¦ DN¦ DN¦ UP¦ ELEV.¦ ELEV.¦ ELEV.¦ 공조기계실2¦ 물탱크실¦ 창 고¦ 통신신호기계실¦ 편의점¦ 발매기실¦ 대합실¦ 운전취급실¦ ELEV.¦ AF-2¦ 912 정거장¦ STA.13km796.097¦ MATCH LINE DWG No. "S1-TA-S12-DB-010-0"¦ x2 ¦ x2¦ x2¦ L¦ (16) UTP Cat.5E 4Px2조 (공조기계실2)¦ M¦ (22) 인터폰선 0.6x2Px5조 (INT)¦ DOWN TO CP PANEL¦ (22) 인터폰선 0.6x2Px5조 (INT)¦ (16) UTP Cat.5E 4Px2조 (임대상가)¦ (22) UTP Cat.5E 4Px3조 (대합실 공중전화)¦ 공중전화¦ UTP 25P¦ J¦ I¦ G¦ F¦ D¦ E¦ A¦ C¦ B¦ K¦ (16) 인터폰선 0.6x2Px4조 (INT)¦ DOWN TO CP PANEL¦ (P13:100x100x100)¦ (P12:500x500x300)¦ N¦ [TB No.6]¦ x2 ¦ UTP 25P¦ [TB No.5]¦ x2 ¦ H¦ (28) UTP Cat.5E 25Px1조 (운전취급실)¦ x3¦ O¦ O¦ 인터폰선 0.6x2Px4조 (INT)¦ (기계분야 인터폰 모장치)¦ (16) UTP Cat.5E 4Px1조 (운전취급실)¦ UTP Cat.5E 4Px1조 (편의점)¦ (16) 인터폰선 0.6x2Px4조 (INT)¦ DOWN TO CP PANEL¦ (22) 인터폰선 0.6x2Px5조 (INT)¦ DOWN TO CP PANEL¦ UTP Cat.5E 25Px1조 (콜폰)¦ 인터폰선 0.6x2Px14조 (INT)¦ UTP Cat.5E 25Px1조 (콜폰)¦ 인터폰선 0.6x2Px10조 (INT)¦ UTP Cat.5E 25Px1조 (콜폰)¦ 인터폰선 0.6x2Px5조 (INT)¦ (28) UTP Cat.5E 25Px1조 (콜폰)¦ (22) 인터폰선 0.6x2Px5조 (INT)¦ UTP Cat.5E 25Px1조 (콜폰)¦ 인터폰선 0.6x2Px5조 (INT)¦ UTP Cat.5E 25Px1조 (운전취급실)¦ UTP Cat.5E 4Px1조 (운전취급실)¦ 4-21~24¦ 4-25~28¦ 4-1~4¦ 4-5~8¦ 4-41~44¦ 4-45~48¦ V1.2.3.4¦ D8¦ P¦ (16) UTP Cat.5E 4Px1조 (편의점)¦ (16) 인터폰선 0.6x2Px4조 (INT)¦ P¦ 임대상가2¦ UTP Cat.5E 25Px2조 (안전관리실)(신설)¦ UTP Cat.5E 25Px2조 (안전관리실)(신설)¦ UTP Cat.5E 25Px2조 (안전관리실)(신설)¦ UTP Cat.5E 25Px2조 (안전관리실)(신설)¦ OF-SM-24Core(난연)x1조 (안전관리실)(신설)¦ OF-SM-24Core(난연)x1조 (안전관리실)(신설)¦ OF-SM-24Core(난연)x1조 (안전관리실)(신설)¦ OF-SM-24Core(난연)x1조 (안전관리실)(신설)¦ 1. 일반교환기에 수용된 전화기는 안전관리실만 IP전화기로 교체한다.¦ NOTE¦ 2. 콜폰, E/L폰, 승강장 비상통화장치도 교체한다.¦ 3. 전화 및 인터폰 구간의 배선배관은 기존활용한다.¦ 지하철 912정거장¦ 신목동¦ 선유도¦ 당산¦ 1/400¦ 912정거장 전화설비 지하2층 신설평면도(2/2)¦ S = 1/400¦ 912정거장 전화설비 지하2층 신설평면도(2/2)¦ T¦ 7¦ 0¦ 0¦ 1¦ 0¦ 3¦ 4¦ 0¦ 0¦ 3¦ (기설활용)¦ INT¦ P¦ T¦
| 1단계_정거장 - 복사본 | 1단계_정거장 - 복사본 | 045. T5001034-001 912정거장 AFC설비 지하2층 평면도__완료(완전).dwg | GND¦ SMS¦ \A1;2,400¦ \A1;30,700¦ \A1;12,950¦ \A1;2,400¦ \A1;12,950¦ \A1;30,000¦ \A1;7,500¦ \A1;7,500¦ \A1;7,500¦ \A1;132,500¦ \A1;7,500¦ \A1;7,500¦ \A1;7,500¦ \A1;7,500¦ \A1;7,500¦ \A1;7,500¦ \A1;7,500¦ \A1;7,500¦ \A1;7,500¦ \A1;7,500¦ \A1;7,500¦ \A1;7,500¦ \A1;6,000¦ \A1;4,000¦ \A1;7,500¦ \A1;2,500¦ \A1;21,750¦ \A1;72,250¦ \A1;8,500¦ K¦ DOWN TO 분전반¦ HFCO 3C/4.0㎟x7조 (발매기,정산기,환급기,게이트 POWER) ¦ J¦ DOWN TO AFC 접지단자함¦ F-GV 4.0㎟x6조 (발매기,정산기,환급기,게이트,SMS,S/W HUB GND)¦ X20¦ X21¦ X18¦ X19¦ X22¦ X23¦ X24¦ X25¦ X26¦ X27¦ X28¦ X29¦ X30¦ X31¦ X32¦ X33¦ X34¦ X35¦ X36¦ Y00¦ Y02¦ Y03¦ Y06¦ Y04¦ DN¦ DN¦ DN¦ DN¦ UP¦ ELEV.¦ ELEV.¦ ELEV.¦ 공조기계실2¦ 물탱크실¦ 창 고¦ 통신신호기계실¦ 편의점¦ 발매기실¦ 대합실¦ 이동통신기계실¦ 용역원 대기실¦ 비상전원실¦ 전기실¦ 안전관리실¦ 변전실 ¦ 운영원대기실¦ 복 도¦ 운전취급실¦ ELEV.¦ AF-2¦ 912 정거장¦ STA.13km796.097¦ S/W HUB¦ 전송장비¦ A¦ G¦ H¦ J¦ K¦ FTP Cat.5E 4Px1조 (통신기계실~S/W HUB)¦ TRAY (통신)¦ DOWN TO 통신기계실 ACCESS FLOOR¦ UP TO TRAY(통신)¦ FTP Cat.5E 4Px1조 (통신기계실~S/W HUB)¦ TRAY (통신)¦ I¦ 정산기 ¦ (28) HFCO 2C/4.0㎟x1조 (EM GATE)¦ (22) UTP Cat.5E 4Px1조 (EM GATE INT)¦ F-GV 4.0㎟x1조 (정산기 GND)¦ HFCO 3C/4.0㎟x1조 (정산기 POWER)¦ UTP Cat.5E 4Px1조 (정산기 INT)¦ FTP Cat.5E 4Px1조 (정산기 COMMS)¦ (28)¦ (28)¦ B¦ B¦ F¦ F7 DUCT¦ F-GV 4.0㎟x1조 (게이트 GND)¦ HFCO 3C/4.0㎟x4조 (게이트 POWER)¦ FTP Cat.5E 4Px8조 (게이트 COMMS)¦ FR-CVVS 4C/2.5㎟x1조 (DPC)¦ G¦ A¦ F7 DUCT¦ F-GV 4.0㎟x1조 (발매기 GND)¦ HFCO 3C/4.0㎟x1조 (발매기 POWER)¦ FTP Cat.5E 4Px2조 (발매기 COMMS)¦ UTP Cat.5E 4Px2조 (발매기 INT)¦ F7 DUCT¦ F-GV 4.0㎟x2조 (발매기,게이트 GND)¦ HFCO 3C/4.0㎟x5조 (발매기, 게이트 POWER)¦ FTP Cat.5E 4Px10조 (발매기,게이트 COMMS)¦ FR-CVVS 4C/2.5㎟x1조 (DPC)¦ UTP Cat.5E 4Px2조 (발매기 INT)¦ H¦ TRAY (통신)¦ F-GV 4.0㎟x3조 (발매기,정산기,게이트 GND)¦ HFCO 3C/4.0㎟x6조 (발매기,정산기,게이트 POWER)¦ FTP Cat.5E 4Px11조 (발매기,정산기,게이트 COMMS)¦ FR-CVVS 4C/2.5㎟x1조 (DPC)¦ UTP Cat.5E 4Px3조 (발매기,정산기 INT)¦ HFCO 2C/4.0㎟x1조 (EM GATE)¦ UTP Cat.5E 4Px1조 (EM GATE INT)¦ FTP Cat.5E 4Px1조 (통신기계실~S/W HUB)¦ UTP Cat.5E 4Px3조 (발매기,정산기 INT)¦ UTP Cat.5E 4Px1조 (EM GATE INT)¦ F¦ 환급기¦ C¦ F-GV 4.0㎟x1조 (환급기 GND)¦ HFCO 3C/4.0㎟x1조 (환급기 POWER)¦ UTP Cat.5E 4Px1조 (환급기 INT)¦ FTP Cat.5E 4Px1조 (환급기 COMMS)¦ (28)¦ (28)¦ C¦ I¦ I¦ TRAY (통신)¦ FTP Cat.5E 4Px1조 (환급기 COMMS)¦ HFCO 3C/4.0㎟x1조 (환급기 POWER)¦ F-GV 4.0㎟x1조 (환급기 GND)¦ HFCO 3C/4.0㎟x2조 (SMS,S/W HUB POWER)¦ 임대상가2¦ HFCO 3C/4.0㎟x2조 (SMS,S/W HUB POWER)¦ HFCO 3C/4.0㎟x2조 (SMS,S/W HUB POWER)¦ UTP Cat.5E 4Px4조 (발매기,정산기,환급기 INT)¦ UTP Cat.5E 4Px1조 (EM GATE INT)¦ UTP Cat.5E 4Px3조 (발매기 정산기 INT)¦ E¦ FTP Cat.5E 4Px1조 (통신기계실~S/W HUB)¦ TRAY (통신)¦ HFCO 3C/4.0㎟x2조 (SMS,S/W HUB POWER)¦ UTP Cat.5E 4Px4조 (발매기,정산기,환급기 INT)¦ UTP Cat.5E 4Px1조 (EM GATE INT)¦ FTP Cat.5E 4Px1조 (통신기계실~S/W HUB)¦ TRAY (통신)¦ HFCO 3C/4.0㎟x2조 (SMS,S/W HUB POWER)¦ UTP Cat.5E 4Px4조 (발매기,정산기,환급기 INT)¦ UTP Cat.5E 4Px1조 (EM GATE INT)¦ FTP Cat.5E 4Px1조 (통신기계실~S/W HUB)¦ UTP Cat.5E 4Px1조 (EM GATE INT)¦ E¦ F7 DUCT¦ F-GV 4.0㎟x1조 (게이트 GND)¦ HFCO 3C/4.0㎟x1조 (게이트 POWER)¦ FTP Cat.5E 4Px1조 (게이트 COMMS)¦ FR-CVVS 4C/2.5㎟x1조 (DPC)¦ D¦ 912정거장 AFC설비 지하2층 평면도¦ 912정거장 AFC설비 지하2층 평면도¦ S = 1 / 400¦ 1/400¦ 지하철 912정거장¦ 신목동¦ 선유도¦ 당산¦ T¦ 5¦ 0¦ 0¦ 1¦ 0¦ 3¦ 4¦ 0¦ 0¦ 1¦
| 1단계_정거장 - 복사본 | 1단계_정거장 - 복사본 | 025. T7001034-008 912정거장 전화설비 지하2층 철거평면도 (2_2).dwg | 배선반¦ AMP¦ 모장치¦ 토크백¦ IP¦ \A1;2,400¦ \A1;30,700¦ \A1;12,950¦ \A1;2,400¦ \A1;12,950¦ \A1;30,000¦ \A1;7,500¦ \A1;7,500¦ \A1;7,500¦ \A1;86,250¦ \A1;7,500¦ \A1;7,500¦ \A1;7,500¦ \A1;7,500¦ \A1;7,500¦ \A1;7,500¦ \A1;3,750¦ \A1;7,500¦ \A1;7,500¦ \A1;21,750¦ \A1;34,500¦ B¦ TRTAY (300x100)¦ UTP Cat.5E 25Px1조 (운영원대기실)¦ UTP Cat.5E 25Px1조 (전기실)¦ UTP Cat.5E 4Px2조 (공조기계실1)¦ UTP Cat.5E 4Px2조 (이동통신기계실)¦ UTP Cat.5E 4Px2조 (용역원대기실)¦ UTP Cat.5E 25Px2조 (안전관리실)¦ UTP Cat.5E 25Px2조 (CONSOLE CONTROL, LSE)¦ A¦ 인터폰선 0.6x2Px4조 (INT)¦ TRTAY (300x100)¦ C¦ K¦ UTP Cat.5E 4Px3조 (승강장 공중전화)¦ TRAY (900x150)¦ DOWN TO 지하3층¦ UTP Cat.5E 4Px3조 (승강장 INT)¦ TRTAY (300x100)¦ 인터폰선 0.6x2Px4조 (INT)¦ D¦ (16) UTP Cat.5E 4Px2조 (편의점)¦ E¦ TRTAY (300x100)¦ UTP Cat.5E 25Px1조 (운영원대기실)¦ UTP Cat.5E 25Px1조 (전기실)¦ UTP Cat.5E 4Px2조 (공조기계실1)¦ UTP Cat.5E 4Px2조 (이동통신기계실)¦ UTP Cat.5E 4Px2조 (용역원대기실)¦ UTP Cat.5E 25Px2조 (CONSOLE CONTROL, LSE)¦ UTP Cat.5E 4Px2조 (편의점)¦ J¦ UTP Cat.5E 4Px2조 (임대상가)¦ TRTAY (300x100)¦ 인터폰선 0.6x2Px5조 (INT)¦ I¦ TRTAY (300x100)¦ UTP Cat.5E 25Px1조 (운영원대기실)¦ UTP Cat.5E 25Px1조 (전기실)¦ UTP Cat.5E 4Px2조 (공조기계실1)¦ UTP Cat.5E 4Px2조 (이동통신기계실)¦ UTP Cat.5E 4Px2조 (용역원대기실)¦ UTP Cat.5E 25Px2조 (CONSOLE CONTROL, LSE)¦ UTP Cat.5E 4Px3조 (승강장 INT)¦ UTP Cat.5E 4Px2조 (편의점)¦ UTP Cat.5E 4Px2조 (임대상가)¦ N¦ (54)x2 SPARE (KT.LINE)¦ (22) UTP Cat.5E 4Px4조 (임대상가)¦ UTP Cat.5E 25Px2조 (안전관리실)¦ UTP Cat.5E 4Px3조 (승강장 공중전화)¦ UTP Cat.5E 25Px2조 (안전관리실)¦ L¦ TRTAY (300x100)¦ UTP Cat.5E 4Px2조 (공조기계실2)¦ G¦ UTP Cat.5E 4Px3조 (승강장 공중전화)¦ TRAY (900x150)¦ DOWN TO 지하3층¦ UTP Cat.5E 4Px3조 (승강장 INT)¦ F¦ TRAY (900x150)¦ UTP Cat.5E 25Px1조 (운영원대기실)¦ UTP Cat.5E 25Px1조 (전기실)¦ UTP Cat.5E 4Px2조 (공조기계실1)¦ UTP Cat.5E 4Px2조 (이동통신기계실)¦ UTP Cat.5E 4Px2조 (용역원대기실)¦ UTP Cat.5E 25Px2조 (CONSOLE CONTROL, LSE)¦ UTP Cat.5E 4Px2조 (편의점)¦ UTP Cat.5E 25Px2조 (안전관리실)¦ UTP Cat.5E 4Px2조 (공조기계실2)¦ DOWN TO 신호통신기계실 ACCESS FLOOR¦ UTP Cat.5E 4Px3조 (승강장 공중전화)¦ UTP Cat.5E 4Px3조 (승강장 INT)¦ 1. 음향유도기 전원은 전기콘센트를 이용한다.¦ NOTE¦ 2. 증폭기전원은 전기콘센트를 이용한다.¦ 3. 통신기계실 및 안전관리실 MAIN 분전반은 전기에서 설치한다.¦ UTP Cat.5E 4Px4조 (임대상가)¦ UTP Cat.5E 4Px6조 (임대상가)¦ M¦ UP TO 지하1층¦ (54)x2 SPARE (KT.LINE)¦ (28) UTP Cat.5E 25Px1조 (콜폰)¦ (22) UTP Cat.5E 4Px4조 (임대상가)¦ UTP Cat.5E 4Px3조 (대합실 공중전화)¦ UTP Cat.5E 4Px3조 (승강장 공중전화)¦ UTP Cat.5E 4Px3조 (대합실 공중전화)¦ H¦ FR-CV 2C/4.0㎟x1조 (토크백)¦ F-GV 4.0㎟x1조 (토크백))¦ UTP Cat.5E 4Px3조 (승강장 INT)¦ UTP Cat.5E 4Px1조 (운영원대기실)¦ UTP Cat.5E 4Px1조 (운영원대기실)¦ UTP Cat.5E 4Px1조 (운영원대기실)¦ TRTAY (450x100)¦ UTP Cat.5E 4Px1조 (운영원대기실)¦ KEY PLAN¦ X25¦ X26¦ X27¦ X28¦ X29¦ X30¦ X31¦ X32¦ X33¦ X34¦ X35¦ X36¦ Y00¦ Y02¦ Y03¦ Y06¦ Y04¦ DN¦ DN¦ UP¦ ELEV.¦ ELEV.¦ ELEV.¦ 공조기계실2¦ 물탱크실¦ 창 고¦ 통신신호기계실¦ 편의점¦ 발매기실¦ 대합실¦ 운전취급실¦ ELEV.¦ AF-2¦ 912 정거장¦ STA.13km796.097¦ MATCH LINE DWG No. "S1-TA-S12-DB-010-0"¦ x2 ¦ x2¦ x2¦ L¦ (16) UTP Cat.5E 4Px2조 (공조기계실2)¦ M¦ (22) 인터폰선 0.6x2Px5조 (INT)¦ DOWN TO CP PANEL¦ (22) 인터폰선 0.6x2Px5조 (INT)¦ (16) UTP Cat.5E 4Px2조 (임대상가)¦ (22) UTP Cat.5E 4Px3조 (대합실 공중전화)¦ 공중전화¦ UTP 25P¦ J¦ I¦ G¦ F¦ D¦ E¦ A¦ C¦ B¦ K¦ (16) 인터폰선 0.6x2Px4조 (INT)¦ DOWN TO CP PANEL¦ (P13:100x100x100)¦ (P12:500x500x300)¦ N¦ [TB No.6]¦ x2 ¦ UTP 25P¦ [TB No.5]¦ x2 ¦ H¦ (28) UTP Cat.5E 25Px1조 (운전취급실)¦ x3¦ O¦ O¦ 인터폰선 0.6x2Px4조 (INT)¦ (기계분야 인터폰 모장치)¦ (16) UTP Cat.5E 4Px1조 (운전취급실)¦ UTP Cat.5E 4Px1조 (편의점)¦ (16) 인터폰선 0.6x2Px4조 (INT)¦ DOWN TO CP PANEL¦ (22) 인터폰선 0.6x2Px5조 (INT)¦ DOWN TO CP PANEL¦ UTP Cat.5E 25Px1조 (콜폰)¦ 인터폰선 0.6x2Px14조 (INT)¦ UTP Cat.5E 25Px1조 (콜폰)¦ 인터폰선 0.6x2Px10조 (INT)¦ UTP Cat.5E 25Px1조 (콜폰)¦ 인터폰선 0.6x2Px5조 (INT)¦ (28) UTP Cat.5E 25Px1조 (콜폰)¦ (22) 인터폰선 0.6x2Px5조 (INT)¦ UTP Cat.5E 25Px1조 (콜폰)¦ 인터폰선 0.6x2Px5조 (INT)¦ UTP Cat.5E 25Px1조 (운전취급실)¦ UTP Cat.5E 4Px1조 (운전취급실)¦ 4-21~24¦ 4-25~28¦ 4-1~4¦ 4-5~8¦ 4-41~44¦ 4-45~48¦ V1.2.3.4¦ D8¦ P¦ (16) UTP Cat.5E 4Px1조 (편의점)¦ (16) 인터폰선 0.6x2Px4조 (INT)¦ P¦ 임대상가2¦ (철거)¦ (철거)¦ (철거)¦ 지하철 912정거장¦ 신목동¦ 선유도¦ 당산¦ 1/400¦ 912정거장 전화설비 지하2층 철거평면도(2/2)¦ S = 1/400¦ 912정거장 전화설비 지하2층 철거평면도(2/2)¦ -¦ T¦ 7¦ 0¦ 0¦ 1¦ 0¦ 3¦ 4¦ 0¦ 0¦ 8¦ (기설활용)¦ INT¦ P¦ T¦
| 1단계_정거장 - 복사본 | 1단계_정거장 - 복사본 | 030. T7005034-001 918정거장 CCTV,TDI,시계설비 지하1층 신설평면도 (1_2).dwg | {\C0;vmh}¦ CONSOLE¦ ACU¦ CCTV¦ P¦ \A1;7,500¦ \A1;108,700¦ \A1;7,500¦ \A1;7,500¦ \A1;7,500¦ \A1;7,500¦ \A1;7,500¦ \A1;7,500¦ \A1;7,500¦ \A1;7,500¦ \A1;7,500¦ \A1;7,500¦ \A1;7,500¦ \A1;3,700¦ \A1;7,500¦ \A1;7,500¦ \A1;5,500¦ \A1;6,500¦ \A1;6,500¦ \A1;6,500¦ \A1;5,000¦ \A1;30,150¦ \A1;11,300¦ \A1;7,550¦ \A1;11,300¦ \A1;9,600¦ \A1;3,550¦ \A1;4,000¦ \A1;30,000¦ \A1;100¦ L¦ L1¦ TRAY (300x100)¦ UTP CAT.5E 25Px1조 (CONSOLE)¦ UTP CAT.5E 4Px4조 (CONSOLE)¦ FR-CV 3C/6.0㎟x1조 (LSE POWER)¦ UTP Cat.5E 4Px2조 (CL POWER)(신설)¦ F-CV 3C/2.5㎟x1조 (공간화상)(기존활용)¦ OF- SM-4Cx1조 (공간화상)(기존활용)¦ UTP Cat.5E4Px15조 (CAMERA)(신설)¦ OF-SM-8C(난연)x10조(신설) ¦ FR-CV 3C/4.0㎟x10조(신설) ¦ OF-SM-8C(난연)x2조(승강장모니터)(신설) ¦ FR-CV 3C/4.0㎟x2조(승강장모니터)(신설) ¦ C/R¦ OF-SM-8Core(난연)x4조(대합실게시기)(신설)¦ MATCH LINE DWG No. "S1-TA-S18-DB-018-0"¦ E/V¦ TRAY (900x150)¦ B¦ C¦ A¦ G¦ H¦ K¦ M¦ N¦ O¦ P¦ Q¦ R¦ T¦ W¦ X¦ D¦ E¦ KEY PLAN¦ X-05¦ X-04¦ X-03¦ X-02¦ X-01¦ X00¦ X01¦ X02¦ X03¦ X04¦ X05¦ X06¦ X07¦ X08¦ X09¦ X10¦ X11¦ X12¦ X13¦ X14¦ Y00¦ Y01¦ Y02¦ Y-01¦ Y03¦ Y03-1¦ 공조기계실-1¦ UP¦ UP¦ 용역원대기실¦ 이동통신기계실¦ 용역창고¦ 통신기계실¦ 안전관리실¦ 발매기실-1¦ 대합실¦ 화 장 실¦ 편 의 점¦ 내부계단1¦ 내부계단2¦ 내부계단3¦ 내부계단4¦ 외부출입구1¦ 복도-1¦ 외부출입구3¦ 발매기실-2¦ DN¦ DN¦ DN¦ OPEN¦ OPEN¦ OPEN¦ OPEN¦ 상부OPEN¦ 외부엘리베이터 1¦ 외부엘리베이터 3¦ 내부엘리베이터 2¦ 내부엘리베이터 1¦ UP¦ 정거장 중심¦ Sta.20K 200.000¦ 지상E/L¦ 지상E/L¦ F¦ {\C0;VMT}¦ (P16:200x200x100)¦ (P14:200x200x100)¦ (P13:200x200x100)¦ (P9:200x200x100)¦ (P8:200x200x100)¦ (P6:200x200x100)¦ (P7:200x200x100)¦ (P3:200x200x100)¦ ATVM-2¦ AGM-3¦ ES-5¦ ES-4¦ ELE-8¦ ES-7¦ ES-6¦ AGM-2¦ ATVM-1¦ ELE-1¦ C-1¦ COMM-1¦ ELE-3¦ ELE-4¦ ES-2¦ ELE-2¦ (P5:200x200x100)¦ ES-1(1)¦ A¦ B¦ C¦ D¦ E¦ G¦ H¦ I¦ K¦ A¦ M¦ P¦ O¦ A¦ R¦ A¦ T¦ W¦ X¦ T-1¦ N¦ Q¦ {\C0;vmh}¦ ELE-7¦ A¦ A¦ A¦ (P11:200x200x100)¦ (P10:200x200x100)¦ (P12:200x200x100)¦ A¦ (P4:200x200x100)¦ (P2:200x200x100)¦ (P15:200x200x100)¦ AGM-1¦ (P1:200x200x100)¦ A¦ (P17:200x200x100)¦ AGM-4¦ ES-1(2)¦ A¦ J¦ A¦ A¦ A¦ A¦ 임대상가¦ TRAY (900x150)¦ TRAY (300x100)¦ UTP Cat.5E 4Px4조 (CONSOLE)¦ UTP Cat.5E 25Px1조 (CONSOLE)¦ TRAY (300x100)¦ TRAY (300x100)¦ UTP Cat.5E 4Px4조 (CONSOLE)¦ UTP Cat.5E 25Px1조 (CONSOLE)¦ F¦ TRAY (300x100)¦ TRAY (300x100)¦ UTP Cat.5E 4Px4조 (CONSOLE)¦ UTP Cat.5E 25Px1조 (CONSOLE)¦ I¦ (16) UTP Cat.5E4Px1조 (CAMERA)¦ J¦ TRAY (300x100)¦ UTP Cat.5E 4Px4조 (CONSOLE)¦ UTP Cat.5E 25Px1조 (CONSOLE)¦ TRAY (300x100)¦ UTP Cat.5E 4Px4조 (CONSOLE)¦ UTP Cat.5E 25Px1조 (CONSOLE)¦ TRAY (300x100)¦ UTP Cat.5E 4Px4조 (CONSOLE)¦ UTP Cat.5E 25Px1조 (CONSOLE)¦ TRAY (300x100)¦ UTP Cat.5E 4Px4조 (CONSOLE)¦ UTP Cat.5E 25Px1조 (CONSOLE)¦ TRAY (900x150)¦ TRAY (300x100)¦ UTP Cat.5E 4Px4조 (CONSOLE)¦ UTP Cat.5E 25Px1조 (CONSOLE)¦ TRAY (300x100)¦ TRAY (300x100)¦ TRAY (300x100)¦ DOWN TO 지하2층¦ DOWN TO 지하2층¦ TRAY (300x100)¦ TRAY (300x100)¦ UTP Cat.5E4Px3조 (CAMERA)¦ TRAY (300x100)¦ UTP Cat.5E 4Px4조 (CONSOLE)¦ UTP Cat.5E 25Px1조 (CONSOLE)¦ TRAY (600x150)¦ DOWN TO 안전관리실 ACCESS FLOOR¦ (16) UTP Cat.5E4Px1조 (CAMERA)¦ (22) UTP Cat.5E4Px2조 (CAMERA)¦ (28) UTP Cat.5E4Px4조 (CAMERA)¦ UTP Cat.5E 4Px4조 (CONSOLE)¦ UTP Cat.5E 25Px1조 (CONSOLE)¦ UTP Cat.5E4Px38조 (CAMERA)¦ DOWN TO 통신기계실 ACCESS FLOOR¦ TRAY (W:600x150)¦ (16) UTP Cat.5E4Px1조 (CAMERA)¦ (22) UTP Cat.5E4Px2조 (CAMERA)¦ (16) UTP Cat.5E4Px1조 (CAMERA)¦ DOWN TO 지하1층¦ (16) UTP Cat.5E4Px1조 (CAMERA)¦ UP TO 지상 E/L¦ (16) UTP Cat.5E4Px1조 (CAMERA)¦ DOWN TO 지하 1층 E/L¦ (16) UTP Cat.5E4Px1조 (CAMERA)¦ UP TO 지상층 E/L¦ (22) UTP Cat.5E4Px2조 (CAMERA)¦ FR-CV 3C/6.0㎟x1조 (LSE POWER)¦ FR-CV 3C/6.0㎟x1조 (LSE POWER)¦ FR-CV 3C/6.0㎟x1조 (LSE POWER)¦ FR-CV 3C/6.0㎟x1조 (LSE POWER)¦ FR-CV 3C/6.0㎟x1조 (LSE POWER)¦ FR-CV 3C/6.0㎟x1조 (LSE POWER)¦ FR-CV 3C/6.0㎟x1조 (LSE POWER)¦ FR-CV 3C/6.0㎟x1조 (LSE POWER)¦ FR-CV 3C/6.0㎟x1조 (LSE POWER)¦ FR-CV 3C/6.0㎟x1조 (LSE POWER)¦ Y¦ Y¦ Y¦ (16) OF-SM-8Corex2조(난연)(대합실게시기)(신설)¦ (28) FR-CV 3C/4.0㎟x1조 (대합실게시기 POWER)(기존활용)¦ W-1¦ OF-SM-8Corex4조(난연)(대합실게시기)(신설)¦ FR-CV 3C/4.0㎟x1조 (대합실게시기 POWER)(기존활용)¦ OF-SM-8Corex4조(난연)(대합실게시기)(신설)¦ FR-CV 3C/4.0㎟x1조 (대합실게시기 POWER)(기존활용)¦ OF-SM-8Corex2조(난연)(대합실게시기)(신설)¦ FR-CV 3C/4.0㎟x1조 (대합실게시기 POWER)(기존활용)¦ OF-SM-8Corex2조(난연)(대합실게시기)(신설)¦ FR-CV 3C/4.0㎟x1조 (대합실게시기 POWER)(기존활용)¦ OF-SM-8Corex2조(난연)(대합실게시기)(신설)¦ FR-CV 3C/4.0㎟x1조 (대합실게시기 POWER)(기존활용)¦ W-1¦ UTP Cat.5E4Px13조 (CAMERA)¦ TRAY (300x100)¦ OF-SM-8Corex2조(난연)(대합실게시기)(신설)¦ FR-CV 3C/4.0㎟x1조 (대합실게시기 POWER)(기존활용)¦ OF-SM-8Corex4조(난연)(대합실게시기)(신설)¦ OF-SM-8Corex4조(난연)(대합실게시기)(신설)¦ FR-CV 3C/4.0㎟x1조 (대합실게시기 POWER)(기존활용)¦ OF-SM-8C(난연)x8조(CAMERA) ¦ FR-CV 3C/4.0㎟x8조(CAMERA) ¦ OF-SM-8C(난연)x8조(CAMERA) ¦ FR-CV 3C/4.0㎟x8조(CAMERA) ¦ UTP Cat.5E4Px7조 (CAMERA)¦ OF-SM-8C(난연)x8조(CAMERA) ¦ FR-CV 3C/4.0㎟x8조(CAMERA) ¦ UTP Cat.5E4Px5조 (CAMERA)¦ OF-SM-8C(난연)x8조(CAMERA) ¦ FR-CV 3C/4.0㎟x8조(CAMERA) ¦ OF-SM-8C(난연)x8조(CAMERA) ¦ FR-CV 3C/4.0㎟x8조(CAMERA) ¦ OF-SM-8C(난연)x3조(CAMERA) ¦ FR-CV 3C/4.0㎟x3조(CAMERA) ¦ 스피드돔¦ 스피드돔¦ UTP Cat.5E4Px23조 (CAMERA)¦ OF-SM-8C(난연)x14조(CAMERA) ¦ FR-CV 3C/4.0㎟x14조(CAMERA) ¦ OF-SM-8C(난연)x3조(CAMERA) ¦ FR-CV 3C/4.0㎟x3조(CAMERA) ¦ UTP Cat.5E4Px20조 (CAMERA)¦ OF-SM-8C(난연)x14조(CAMERA) ¦ FR-CV 3C/4.0㎟x14조(CAMERA) ¦ UTP Cat.5E4Px1조 (CAMERA)¦ OF-SM-8C(난연)x3조(CAMERA) ¦ FR-CV 3C/4.0㎟x3조(CAMERA) ¦ UTP Cat.5E4Px19조 (CAMERA)¦ OF-SM-8C(난연)x11조(CAMERA) ¦ FR-CV 3C/4.0㎟x11조(CAMERA) ¦ UTP Cat.5E4Px18조 (CAMERA)¦ OF-SM-8C(난연)x8조(CAMERA) ¦ FR-CV 3C/4.0㎟x8조(CAMERA) ¦ UTP Cat.5E4Px15조 (CAMERA)¦ OF-SM-8C(난연)x8조(CAMERA) ¦ FR-CV 3C/4.0㎟x8조(CAMERA) ¦ UTP Cat.5E4Px14조 (CAMERA)¦ OF-SM-8C(난연)x8조(CAMERA) ¦ FR-CV 3C/4.0㎟x8조(CAMERA) ¦ UTP Cat.5E4Px14조 (CAMERA)¦ OF-SM-8C(난연)x8조(CAMERA) ¦ FR-CV 3C/4.0㎟x8조(CAMERA) ¦ {\C0;VMT}¦ OF-SM-8Core(난연)x1조 (모니터)(신설)¦ FR-CV 3C/4.0㎟x1조 (모니터POWER)(신설) ¦ OF-SM-8Core(난연)x1조 (모니터)(신설)¦ FR-CV 3C/4.0㎟x1조 (모니터POWER)(신설) ¦ OF-SM-8Core(난연)x1조 (모니터)(신설)¦ FR-CV 3C/4.0㎟x1조 (모니터POWER)(신설) ¦ OF-SM-8Core(난연)x1조 (모니터)(신설)¦ FR-CV 3C/4.0㎟x1조 (모니터POWER)(신설) ¦ OF-SM-8Core(난연)x1조 (모니터)(신설)¦ FR-CV 3C/4.0㎟x1조 (모니터POWER)(신설) ¦ OF-SM-8Core(난연)x1조 (모니터)(신설)¦ FR-CV 3C/4.0㎟x1조 (모니터POWER)(신설) ¦ FR-CV 3C/4.0㎟x2조 (TDI POWER)(기존활용)¦ UTP Cat.5E 4Px4조 (TDI)(기존활용)¦ UL 2919-AMESB 24AWG 4Px2조 (TDI)(기존활용)¦ UL 2919-AMESB 24AWG 4Px2조 (TDI)(기존활용)¦ FR-CV 3C/4.0㎟x2조 (TDI POWER)(기존활용)¦ OF-MM-12Core(난연)x2조 (TDI)(기존활용)¦ UL 2919-AMESB 24AWG 4Px2조 (TDI)(기존활용)¦ FR-CV 3C/4.0㎟x2조 (TDI POWER)(기존활용)¦ OF-MM-12Core(난연)x2조 (TDI)(기존활용)¦ UL 2919-AMESB 24AWG 4Px2조 (TDI)(기존활용)¦ FR-CV 3C/4.0㎟x2조 (TDI POWER)(기존활용)¦ OF-MM-12Core(난연)x2조 (TDI)(기존활용)¦ UL 2919-AMESB 24AWG 4Px4조 (TDI)(기존활용)¦ FR-CV 3C/4.0㎟x4조 (TDI POWER)(기존활용)¦ OF-MM-12Core(난연)x4조 (TDI)(기존활용)¦ UL 2919-AMESB 24AWG 4Px4조 (TDI)(기존활용)¦ FR-CV 3C/4.0㎟x4조 (TDI POWER)(기존활용)¦ OF-MM-12Core(난연)x4조 (TDI)(기존활용)¦ UL 2919-AMESB 24AWG 4Px4조 (TDI)(기존활용)¦ FR-CV 3C/4.0㎟x4조 (TDI POWER)(기존활용)¦ OF-MM-12Core(난연)x4조 (TDI)(기존활용)¦ UL 2919-AMESB 24AWG 4Px4조 (TDI)(기존활용)¦ FR-CV 3C/4.0㎟x4조 (TDI POWER)(기존활용)¦ OF-MM-12Core(난연)x4조 (TDI)(기존활용)¦ UL 2919-AMESB 24AWG 4Px4조 (TDI)(기존활용)¦ FR-CV 3C/4.0㎟x4조 (TDI POWER)(기존활용)¦ OF-MM-12Core(난연)x4조 (TDI)(기존활용)¦ UL 2919-AMESB 24AWG 4Px2조 (TDI)(기존활용)¦ FR-CV 3C/4.0㎟x2조 (TDI POWER)(기존활용)¦ OF-MM-12Core(난연)x2조 (TDI)(기존활용)¦ UL 2919-AMESB 24AWG 4Px2조 (TDI)(기존활용)¦ FR-CV 3C/4.0㎟x2조 (TDI POWER)(기존활용)¦ OF-MM-12Core(난연)x2조 (TDI)(기존활용)¦ FR-CV 3C/4.0㎟x4조 (TDI)(기존활용)¦ UL 2919-AMESB 24AWG 4Px4조 (TDI)(기존활용)¦ OF-MM-12Core(난연)x4조 (TDI)(기존활용)¦ OF-MM-12Core(난연)x2조 (TDI)(기존활용)¦ UTP Cat.5E 4Px4조 (TDI)(기존활용)¦ UTP Cat.5E 4Px4조 (TDI)(기존활용)¦ UTP Cat.5E 4Px4조 (TDI)(기존활용)¦ UTP Cat.5E 4Px4조 (TDI)(기존활용)¦ UTP Cat.5E 4Px4조 (TDI)(기존활용)¦ UTP Cat.5E 4Px8조 (TDI)(기존활용)¦ UTP Cat.5E 4Px8조 (TDI)(기존활용)¦ UTP Cat.5E 4Px8조 (TDI)(기존활용)¦ UTP Cat.5E 4Px8조 (TDI)(기존활용)¦ UTP Cat.5E 4Px8조 (TDI)(기존활용)¦ UTP Cat.5E 4Px8조 (TDI)(기존활용)¦ OF-SM-8C(난연)x8조(CAMERA) ¦ FR-CV 3C/4.0㎟x8조(CAMERA) ¦ OF-SM-8C(난연)x7조(CAMERA) ¦ FR-CV 3C/4.0㎟x7조(CAMERA) ¦ OF-SM-8C(난연)x2조(CAMERA) ¦ FR-CV 3C/4.0㎟x2조(CAMERA) ¦ (16) OF-SM-8C(난연)x1조(CAMERA) ¦ (16) FR-CV 3C/4.0㎟x1조(CAMERA) ¦ (16) OF-SM-8C(난연)x1조(CAMERA) ¦ (16) FR-CV 3C/4.0㎟x1조(CAMERA) ¦ (28) OF-SM-8C(난연)x3조(CAMERA) ¦ (28) FR-CV 3C/4.0㎟x3조(CAMERA) ¦ FR-CV 3C/4.0㎟x4조 (대합실게시기 POWER)(기존활용)¦ 지하철 918정거장¦ 노량진¦ 노들¦ 중앙대입구¦ 1/400¦ S = 1 / 400¦ 918정거장 CCTV,TDI,시계설비 지하1층 신설평면도(1/2)¦ 918정거장 CCTV,TDI,시계설비 지하1층¦ 신설평면도(1/2)¦ T¦ 7¦ 0¦ 0¦ 5¦ 0¦ 3¦ 4¦ 0¦ 0¦ 1¦ CCTV(기존동축활용)¦ P¦
| 1단계_정거장 - 복사본 | 1단계_정거장 - 복사본 | 008. T1001026-004 912정거장 방송설비 CABLE WIRING DIAGRAM.dwg | -¦ T¦ 7¦ 0¦ 0¦ 3¦ 0¦ 3¦ 4¦ 0¦ 1¦ 6¦ 신호통신기계실¦ 임대상가¦ 대합실¦ 비상전원실¦ 운영원대기실¦ 안전관리실¦ 이동통신기계실¦ 임대상가¦ 대합실¦ 승강장상선¦ HIV 1.5㎟x2조¦ HIV 1.5㎟x3조¦ HIV 1.5㎟x4조¦ 지하2층¦ 지하3층¦ 승강장하선¦ 용역원대기실¦ 편의점¦ 지하1층¦ 화장실 (남,여)¦ 장애자화장실¦ 공조기계실1¦ 공조기계실2¦ 전기실¦ 변전실¦ PSD실 (하선)¦ HIV 1.5㎟x2조¦ HIV 1.5㎟x4조¦ PSD실 (상선)¦ x2¦ x2¦ x6¦ x17¦ x2¦ x2¦ 발매기실¦ 신호통신기계실¦ 기능실복도¦ x2¦ x3¦ x22¦ x3¦ x7¦ x2¦ x21¦ x21¦ 창고¦ x4¦ 운전취급실¦ 창고¦ x4¦ .¦ P¦ A¦ A¦ M¦ P¦ R¦ A¦ C¦ K¦ 912정거장 방송설비 CABLE WIRING DIAGRAM¦ 912정거장 방송설비 CABLE WIRING DIAGRAM¦ S = NONE¦ NONE¦ 지하철 912정거장¦ 신목동¦ 선유도¦ 당산¦ T¦ 1¦ 0¦ 0¦ 1¦ 0¦ 2¦ 6¦ 0¦ 0¦ 4¦
| 1단계_정거장 - 복사본 | 1단계_정거장 - 복사본 | 070. T9103038-022 행선안내 표시기 외형도.dwg | \A1;139¦ \A1;633¦ \A1;100¦ \A1;832¦ \A1;2,671¦ \A1;88¦ \A1;819¦ \A1;819¦ \A1;819¦ \A1;126¦ \A1;88¦ \A1;2,671¦ \A1;131¦ \A1;131¦ \A1;602¦ \A1;340¦ \A1;340¦ \A1;131¦ \A1;131¦ \A1;90°¦ \A1;214¦ \A1;79¦ \A1;756¦ \A1;121¦ \A1;100¦ \A1;121¦ \A1;1,210¦ \A1;151¦ \A1;101¦ -¦ T¦ 0¦ 0¦ 0¦ 0¦ 0¦ 0¦ 0¦ 0¦ 0¦ 0¦ 공통¦ 1. 도장 색상 : Dark Gray¦ NOTE¦ 2. 표시기 Weight : 약 200 Kg¦ 경첩¦ Top View¦ Front View¦ \A1;180¦ \A1;180¦ \A1;180¦ \A1;180¦ Right View¦ 40" LCD¦ 행선안내 표시기 외형도¦ 행선안내 표시기 외형도¦ S = NONE¦ NONE¦ 공통¦ T¦ 9¦ 1¦ 0¦ 3¦ 0¦ 3¦ 8¦ 0¦ 2¦ 2¦ \A1;1,121¦ \A1;139¦
| 1단계_정거장 - 복사본 | 1단계_정거장 - 복사본 | 026. T7001034-009 914정거장 전화설비 지하2층 철거평면도 (1_2).dwg | INT¦ \A1;7,500¦ \A1;7,500¦ \A1;7,500¦ \A1;7,500¦ \A1;7,500¦ \A1;7,500¦ \A1;7,500¦ \A1;7,500¦ \A1;5,500¦ \A1;7,500¦ \A1;7,500¦ \A1;7,500¦ \A1;7,500¦ \A1;7,500¦ \A1;4,270¦ \A1;5,400¦ \A1;10,000¦ \A1;20,980¦ \A1;5490¦ \A1;5490¦ 각도: -5˚¦ A¦ UTP Cat.5E 4Px2조 (국회민원출장소)¦ UTP Cat.5E 25Px1조 (임대상가)¦ UTP Cat.5E 4Px2조 (공조기계실-1)¦ E¦ UTP Cat.5E 4Px2조 (국회민원출장소)¦ UTP Cat.5E 25Px1조 (임대상가)¦ UTP Cat.5E 4Px2조 (공조기계실-1)¦ TARY (300x100)¦ UTP Cat.5E 25Px1조 (콜폰)¦ B¦ (28) UTP Cat.5E 25Px1조 (콜폰)¦ 1. 음향유도기 전원은 전기콘센트를 이용한다.¦ NOTE¦ 2. 증폭기전원은 전기콘센트를 이용한다.¦ 3. 통신기계실 및 안전관리실 MAIN 분전반은 전기에서 설치한다.¦ UTP Cat.5E 4Px3조 (대합실 공중전화)¦ D¦ (22) UTP Cat.5E 4Px3조 (대합실 공중전화)¦ MATCH LINE DWG No. "S1-TA-S14-DB-012-0"¦ TARY (300x100)¦ C¦ UTP Cat.5E 4Px2조 (국회민원출장소)¦ UTP Cat.5E 25Px1조 (임대상가)¦ TARY (300x100)¦ UTP Cat.5E 25Px1조 (콜폰)¦ UTP Cat.5E 4Px2조 (공조기계실-1)¦ KEY PLAN¦ X-01¦ X-02¦ X-03¦ X-05¦ X-04¦ X-06¦ X-07¦ X00¦ X01¦ X02¦ X03¦ X04¦ X05¦ X06¦ X07¦ X08¦ 47,170¦ Y00¦ Y01¦ Y02¦ Y03¦ 65,500¦ UP¦ DN¦ UP¦ UP¦ 발매기실¦ 국회민원출장소¦ 본선환기실¦ 본선환기실¦ 대합실¦ 화장실-1¦ 오수펌프실¦ 외부출입구6¦ 내부계단1¦ 외부출입구통로4¦ 외부출입구1¦ 외부출입구통로1¦ 내부계단5¦ 외부출입구5¦ 외부출입구2¦ 외부출입구통로2¦ 방범셔터설치¦ x2¦ (P3:100x100x100)¦ (P5:100x100x100)¦ (16) UTP Cat.5E 4Px1조 (공조기계실-1)¦ UP TO 지하 1층¦ (16) UTP Cat.5E 4Px1조 (공조기계실-1)¦ E¦ UTP 25P¦ (TB NO.1)¦ D¦ (16) 인터폰선 0.6x2Px각1조 (콜폰)¦ B¦ UTP 25P¦ (TB NO.2)¦ 공중전화¦ A¦ C¦ B¦ 지상E/L¦ MATCH LINE¦ MATCH LINE¦ (16) 인터폰선 0.6x2Px4조 (INT)¦ (16) 인터폰선 0.6x2Px4조 (INT)¦ (16) 인터폰선 0.6x2Px4조 (INT)¦ DOWN TO CP PANEL¦ (16) 인터폰선 0.6x2Px4조 (INT)¦ 인터폰선 0.6x2Px4조 (INT)¦ 인터폰선 0.6x2Px4조 (INT)¦ 인터폰선 0.6x2Px4조 (INT)¦ (16) 인터폰선 0.6x2Px4조 (INT)¦ V4-1~4¦ D1¦ 천정형UTP25P-1¦ 13¦ 12¦ 11¦ 10¦ 9¦ 8¦ 7¦ 1¦ 2¦ 3¦ 4¦ 5¦ 6¦ TB1¦ 임대상가1¦ 임대상가3¦ 지하철 914정거장¦ 당산¦ 국회의사당¦ 여의도¦ 1/400¦ 914정거장 전화설비 지하2층 철거평면도(1/2)¦ S = 1/400¦ 914정거장 전화설비 지하2층 철거평면도(1/2)¦ T¦ 7¦ 0¦ 0¦ 1¦ 0¦ 3¦ 4¦ 0¦ 0¦ 9¦ (기설활용)¦ P¦
| 1단계_정거장 - 복사본 | 1단계_정거장 - 복사본 | 073. T7001034-027 검사고 구내통신설비 지상2층 신설평면도.dwg | P¦ 모장치¦ 토크백¦ CONSOLE¦ CCTV¦ GND¦ 광HUB¦ IDF¦ 열차무선¦ C/R¦ 2D¦ AMP¦ KT¦ IP¦ \A1;10,000¦ \A1;10,000¦ \A1;10,000¦ \A1;10,000¦ \A1;10,000¦ \A1;10,000¦ \A1;10,000¦ \A1;10,000¦ \A1;10,000¦ \A1;10,000¦ \A1;10,000¦ \A1;10,000¦ \A1;10,000¦ \A1;10,000¦ \A1;140,000¦ \A1;24,000¦ \A1;15,000¦ \A1;89,000¦ \A1;50,000¦ \A1;3,000¦ \A1;12,000¦ \A1;5,000¦ \A1;8,000¦ \A1;6,000¦ \A1;6,000¦ \A1;8,000¦ \A1;6,000¦ \A1;6,000¦ \A1;5,000¦ \A1;4,000¦ \A1;5,000¦ \A1;5,000¦ \A1;5,000¦ \A1;5,000¦ 자장치¦ 탁상형¦ R¦ x2¦ x2¦ (P20:400x400x200)¦ UTP 100P¦ ux2¦ x2¦ x2¦ UTP 50P¦ x2¦ (P21:200x200x100)¦ x2¦ (P24:200x200x100)¦ (P23:200x200x100)¦ [광24Port]¦ (P19:100x100x100)¦ (P22:100x100x100)¦ x2¦ x2¦ UTP 50P¦ x2¦ ux2¦ A¦ C¦ D¦ E¦ F¦ G¦ H¦ I¦ K¦ L¦ 0¦ (28) UTP Cat.5E 4Px9조 (일상검수원대기실¦ (16) HIV 1.5㎟x2조 (CLOCK)¦ DOWN TO 일상검수원대기실¦ 신호 TRAY 사용¦ DOWN TO 지상1층¦ (16) ECX 5C-2Vx1조 (CAMERA)¦ (28) FR-CV 3C/4.0㎟x1조 (CA POWER)(기존활용)¦ (16) 5C-HFBTx1조 (TV)¦ (36) UTP Cat.5E 4Px9조 (침실x8, 휴게실)¦ (28) 인터폰선 0.6x2Px8조 (INT)¦ UP TO 휴게실¦ (16) HIV 1.5㎟x4조 (CLOCK)¦ (16) 5C-HFBTx1조 (TV)¦ (16) UTP Cat.5E 4Px2조 (출입통제)¦ (16) HIV 1.5㎟x4조 (CLOCK)¦ (16) UTP Cat.5E 4Px2조 (운영관리실)¦ (22) 5C-HFBTx2조 (TV)¦ (16) HIV 1.5㎟x4조 (CLOCK)¦ (16) 5C-HFBTx1조 (TV)¦ (16) UTP Cat.5E 4Px2조 (출입통제)¦ (16) ECX 5C-2Vx1조 (CAMERA)¦ (36) FR-CV 3C/4.0㎟x2조 (CA POWER)(기존활용)¦ (16) F-GV 4.0㎟x1조 (GND)¦ DOWN TO 용역사무/대기실¦ (28) UTP Cat.5E 25Px1조 (용역사무/대기실)¦ (16) HIV 1.5㎟x4조 (CLOCK)¦ (16) UTP Cat.5E 4Px2조 (교육실)¦ (22) 5C-HFBTx2조 (TV)¦ (16) UTP Cat.5E 4Px2조 (공조기계실)¦ FR-CVVSB 2C/2.5㎟x1조 (검사고 CLOCK)¦ DOWN TO 필터세척실¦ CABLE TRAY (W:300)¦ SPIRAL SLEEVE(난연)28㎜x21조¦ FR-CV 2C/4.0㎟x1조 (TV AMP POWER)¦ 7C-HFBTx1조 (TV AMP)¦ 5C-HFBTx1조 (TV)¦ OF-SM-8Corex1조 (검사고 광S/W HUB)¦ OF-MM-4Corex4조 (주공장CA)(기존활용)¦ FR-CV 3C/6.0㎟x4조 (주공장CA POWER)(기존활용)¦ OF-SM-4Corex1조 (열차무선)¦ F/S(J.F) 0.65x100P(50%차폐)x1조 (검사고)¦ HIV 1.5㎟x2조 (CLOCK)¦ (P17:200x200x100)¦ (P16:200x200x100)¦ (P15:200x200x100)¦ (P14:200x200x100)¦ (P13:200x200x100)¦ (P12:200x200x100)¦ (16) ECX 5C-2Vx1조 (CAMERA)¦ M¦ A¦ FR-HFC-22Dx1조 (열차무선ANT)¦ CABLE TRAY (W:300)¦ B¦ ECX 5C-2Vx13조 (Monitor)¦ FR-CVVSB 2C/1.5㎟x1조 (Remote Control)¦ F-GV 4.0㎟x1조 (GND)¦ CABLE TRAY (W:300)¦ UTP Cat.5E 25Px2조 (운전취급실)¦ C¦ FR-HFC-22Dx1조 (열차무선ANT)¦ CABLE TRAY (W:300)¦ UTP Cat.5E 25Px2조 (운전취급실)¦ ECX 5C-2Vx13조 (Monitor)¦ FR-CVVSB 2C/1.5㎟x1조 (Remote Control)¦ F-GV 4.0㎟x1조 (GND)¦ D¦ FR-HFC-22Dx2조 (열차무선ANT)¦ CABLE TRAY (W:300)¦ UTP Cat.5E 25Px2조 (운전취급실)¦ ECX 5C-2Vx13조 (Monitor)¦ FR-CVVSB 2C/1.5㎟x1조 (Remote Control)¦ HIV 1.5㎟x2조 (CLOCK)¦ F-GV 4.0㎟x1조 (GND)¦ ECX 5C-2Vx7조 (CAMERA)¦ 5C-HFBTx1조 (TV)¦ E¦ (16) ECX 5C-2Vx1조 (CAMERA)¦ (36) UTP Cat.5E 25Px3조 (신호기계실)¦ (28) 인터폰선 0.6x2Px8조 (INT)¦ (16) 5C-HFBTx1조 (TV)¦ (16) F-GV 4.0㎟x1조 (GND)¦ (28) FR-CV 3C/4.0㎟x1조 (CA POWER)(기존활용)¦ F¦ UTP Cat.5E 25Px3조 (신호기계실)¦ CABLE TRAY (W:300)¦ UTP Cat.5E 25Px2조 (운전취급실)¦ ECX 5C-2Vx8조 (CAMERA)¦ FR-CV 3C/4.0㎟x1조 (CA POWER)(기존활용)¦ FR-HFC-22Dx2조 (열차무선ANT)¦ UTP Cat.5E 4Px2조 (출입통제)¦ 7C-HFBTx1조 (TV AMP)¦ FR-CV 2C/4.0㎟x1조 (TV AMP POWER)¦ ECX 5C-2Vx13조 (Monitor)¦ FR-CVVSB 2C/1.5㎟x1조 (Remote Control)¦ HIV 1.5㎟x2조 (CLOCK)¦ F-GV 4.0㎟x1조 (GND)¦ 인터폰선 0.6x2Px8조 (INT)¦ G¦ UTP Cat.5E 25Px3조 (신호기계실)¦ CABLE TRAY (W:300)¦ UTP Cat.5E 25Px2조 (운전취급실)¦ ECX 5C-2Vx8조 (CAMERA)¦ FR-CV 3C/4.0㎟x1조 (CA POWER)(기존활용)¦ FR-HFC-22Dx2조 (열차무선ANT)¦ UTP Cat.5E 4Px2조 (출입통제)¦ 7C-HFBTx1조 (TV AMP)¦ FR-CV 2C/4.0㎟x1조 (TV AMP POWER)¦ ECX 5C-2Vx13조 (Monitor)¦ FR-CVVSB 2C/1.5㎟x1조 (Remote Control)¦ HIV 1.5㎟x2조 (CLOCK)¦ F-GV 4.0㎟x1조 (GND)¦ 인터폰선 0.6x2Px8조 (INT)¦ UTP Cat.5E 4Px2조 (통합운영관리실)¦ H¦ UTP Cat.5E 4Px2조x2 (통합운영관리실,이사장실)¦ CABLE TRAY (W:300)¦ UTP Cat.5E 25Px2조 (운전취급실)¦ ECX 5C-2Vx8조 (CAMERA)¦ FR-CV 3C/4.0㎟x1조 (CA POWER)(기존활용)¦ FR-HFC-22Dx2조 (열차무선ANT)¦ UTP Cat.5E 4Px2조 (출입통제)¦ 7C-HFBTx1조 (TV AMP)¦ FR-CV 2C/4.0㎟x1조 (TV AMP POWER)¦ ECX 5C-2Vx13조 (Monitor)¦ FR-CVVSB 2C/1.5㎟x1조 (Remote Control)¦ HIV 1.5㎟x2조 (CLOCK)¦ F-GV 4.0㎟x1조 (GND)¦ 인터폰선 0.6x2Px8조 (INT)¦ UTP Cat.5E 25Px3조 (신호기계실)¦ 5C-HFBTx1조 (TV)¦ I¦ (36) UTP Cat.5E 25Px2조 (검수사무실)¦ (16) 인터폰선 0.6x2Px8조 (INT)¦ (16) F-GV 4.0㎟x1조 (GND)¦ J¦ UTP Cat.5E 25Px3조 (신호기계실)¦ CABLE TRAY (W:300)¦ SPIRAL SLEEVE(난연)28㎜x21조¦ UTP Cat.5E 25Px2조 (운전취급실)¦ ECX 5C-2Vx8조 (CAMERA)¦ FR-CV 3C/4.0㎟x1조 (CA POWER)(기존활용)¦ FR-HFC-22Dx4조 (열차무선ANT)¦ FR-CV 2C/4.0㎟x3조 (TV AMP POWER)¦ ECX 5C-2Vx13조 (Monitor)¦ FR-CVVSB 2C/1.5㎟x1조 (Remote Control)¦ HIV 1.5㎟x4조 (CLOCK)¦ F-GV 4.0㎟x1조 (GND)¦ UTP Cat.5E 4Px2조x5 (통합운영관리실, 이사장실¦ 공조기계실, 교육실, A/S사무실)¦ K¦ UTP Cat.5E 25Px3조 (신호기계실)¦ CABLE TRAY (W:300)¦ SPIRAL SLEEVE(난연)28㎜x21조¦ UTP Cat.5E 25Px2조 (운전취급실)¦ ECX 5C-2Vx9조 (CAMERA)¦ FR-CV 3C/4.0㎟x2조 (CA POWER)(기존활용)¦ FR-HFC-22Dx4조 (열차무선ANT)¦ UTP Cat.5E 4Px4 (출입통제)¦ FR-CV 2C/4.0㎟x3조 (TV AMP POWER)¦ ECX 5C-2Vx13조 (Monitor)¦ FR-CVVSB 2C/1.5㎟x1조 (Remote Control)¦ HIV 1.5㎟x4조 (CLOCK)¦ F-GV 4.0㎟x1조 (GND)¦ UTP Cat.5E 4Px2조x5 (통합운영관리실, 이사장실¦ 공조기계실, 교육실, A/S사무실)¦ DOWN TO 통신기계실¦ UTP Cat.5E 25Px1조 (용역사무/대기실)¦ FR-CVVSB 2C/2.5㎟x1조 (검사고 CLOCK)¦ OF-SM-8Corex1조 (검사고 광S/W HUB)¦ OF-MM-4Corex4조 (주공장CA)(기존활용)¦ FR-CV 3C/6.0㎟x4조 (주공장CA POWER)(기존활용)¦ OF-SM-4Corex1조 (열차무선)¦ F/S(J.F) 0.65x100P(50%차폐)x1조 (검사고)¦ L¦ CABLE TRAY (W:300)¦ SPIRAL SLEEVE(난연)28㎜x21조¦ UTP Cat.5E 4Px2조x3 (공조기계실, 교육실, A/S사무실)¦ FR-HFC-22Dx2조 (열차무선ANT)¦ 7C-HFBTx1조 (TV AMP)¦ FR-CV 2C/4.0㎟x2조 (TV AMP POWER)¦ HIV 1.5㎟x2조 (CLOCK)¦ 5C-HFBTx1조 (TV)¦ FR-CVVSB 2C/2.5㎟x1조 (검사고 CLOCK)¦ OF-SM-8Corex1조 (검사고 광S/W HUB)¦ OF-MM-4Corex4조 (주공장CA)(기존활용)¦ FR-CV 3C/6.0㎟x4조 (주공장CA POWER)(기존활용)¦ OF-SM-4Corex1조 (열차무선)¦ F/S(J.F) 0.65x100P(50%차폐)x1조 (검사고)¦ M¦ CABLE TRAY (W:300)¦ SPIRAL SLEEVE(난연)28㎜x21조¦ UTP Cat.5E 4Px2조 (A/S사무실)¦ FR-HFC-22Dx2조 (열차무선ANT)¦ 7C-HFBTx1조 (TV AMP)¦ FR-CV 2C/4.0㎟x2조 (TV AMP POWER)¦ HIV 1.5㎟x2조 (CLOCK)¦ 5C-HFBTx1조 (TV)¦ FR-CVVSB 2C/2.5㎟x1조 (검사고 CLOCK)¦ OF-SM-8Corex1조 (검사고 광S/W HUB)¦ OF-MM-4Corex4조 (주공장CA)(기존활용)¦ FR-CV 3C/6.0㎟x4조 (주공장CA POWER)(기존활용)¦ OF-SM-4Corex1조 (열차무선)¦ F/S(J.F) 0.65x100P(50%차폐)x1조 (검사고)¦ O¦ CABLE TRAY (W:300)¦ SPIRAL SLEEVE(난연)28㎜x21조¦ 7C-HFBTx1조 (TV AMP)¦ FR-CV 2C/4.0㎟x2조 (TV AMP POWER)¦ HIV 1.5㎟x2조 (CLOCK)¦ 5C-HFBTx1조 (TV)¦ P¦ P¦ N¦ (16) UTP Cat.5E 4Px2조 (A/S사무실)¦ CABLE TRAY (W:300)¦ FR-HFC-22Dx1조 (열차무선ANT)¦ (16) HIV 1.5㎟x4조 (CLOCK)¦ (22) 5C-HFBTx2조 (TV)¦ (54) FR-HFC-22Dx1조 (열차무선ANT)¦ x2¦ [IDF 100P/250P]¦ FR-CVVSB 2C/2.5㎟x1조 (검사고 CLOCK)¦ OF-SM-8Corex1조 (검사고 광S/W HUB)¦ OF-MM-4Corex4조 (주공장CA)(기존활용)¦ FR-CV 3C/6.0㎟x4조 (주공장CA POWER)(기존활용)¦ OF-SM-4Corex1조 (열차무선)¦ F/S(J.F) 0.65x100P(50%차폐)x1조 (검사고)¦ FR-CVVSB 2C/2.5㎟x1조 (검사고 CLOCK)¦ OF-SM-8Corex1조 (검사고 광S/W HUB)¦ OF-MM-4Corex4조 (주공장CA)(기존활용)¦ FR-CV 3C/6.0㎟x4조 (주공장CA POWER)(기존활용)¦ OF-SM-4Corex1조 (열차무선)¦ F/S(J.F) 0.65x100P(50%차폐)x1조 (검사고)¦ (16) UTP Cat.5E 4Px2조¦ RACK¦ CCTV¦ (P10:100x100x100)¦ [TB NO.2]¦ [TB NO.3]¦ R¦ [TB NO.4]¦ COMM-1¦ x2¦ N¦ (P26:100x100x100)¦ UTP Cat.5E 25Px2조 (검수사무실)¦ UTP Cat.5E 25Px2조 (검수사무실)¦ 차륜전삭고, 변전소, 폐수처리장, 경비실(정문) CA POWER)(기존활용)¦ 인상선#1, 차량반입선#1, 차체자동세척고, 기취고 ¦ 10C-HFBTx1조 (경비실 (정문)CA)(기존활용)¦ FR-CV 3C/6.0㎟x13조 (차량입환#1,2, 유치선#1,2,3,¦ 인상선#1, 차량반입선#1, 차체자동세척고, 기취고,¦ ,차륜전삭고, 변전소, 폐수처리장 CA)(기존활용)¦ OF-MM-4Corex12조 (차량입환#1,2, 유치선#1,2,3, ¦ 차륜전삭고, 변전소, 폐수처리장, 경비실(정문) CA POWER)(기존활용)¦ 인상선#1, 차량반입선#1, 차체자동세척고, 기취고 ¦ 10C-HFBTx1조 (경비실 (정문)CA)(기존활용)¦ FR-CV 3C/6.0㎟x13조 (차량입환#1,2, 유치선#1,2,3,¦ 인상선#1, 차량반입선#1, 차체자동세척고, 기취고,¦ ,차륜전삭고, 변전소, 폐수처리장 CA)(기존활용)¦ OF-MM-4Corex12조 (차량입환#1,2, 유치선#1,2,3, ¦ 차륜전삭고, 변전소, 폐수처리장, 경비실(정문) CA POWER)(기존활용)¦ 인상선#1, 차량반입선#1, 차체자동세척고, 기취고 ¦ 10C-HFBTx1조 (경비실 (정문)CA)(기존활용)¦ FR-CV 3C/6.0㎟x13조 (차량입환#1,2, 유치선#1,2,3,¦ 인상선#1, 차량반입선#1, 차체자동세척고, 기취고,¦ ,차륜전삭고, 변전소, 폐수처리장 CA)(기존활용)¦ OF-MM-4Corex12조 (차량입환#1,2, 유치선#1,2,3, ¦ 차륜전삭고, 변전소, 폐수처리장, 경비실(정문) CA POWER)(기존활용)¦ 인상선#1, 차량반입선#1, 차체자동세척고, 기취고 ¦ 10C-HFBTx1조 (경비실 (정문)CA)(기존활용)¦ FR-CV 3C/6.0㎟x13조 (차량입환#1,2, 유치선#1,2,3,¦ 인상선#1, 차량반입선#1, 차체자동세척고, 기취고,¦ ,차륜전삭고, 변전소, 폐수처리장 CA)(기존활용)¦ OF-MM-4Corex12조 (차량입환#1,2, 유치선#1,2,3, ¦ 차륜전삭고, 변전소, 폐수처리장, 경비실(정문) CA POWER)(기존활용)¦ 인상선#1, 차량반입선#1, 차체자동세척고, 기취고 ¦ 10C-HFBTx1조 (경비실 (정문)CA)(기존활용)¦ FR-CV 3C/6.0㎟x13조 (차량입환#1,2, 유치선#1,2,3,¦ 인상선#1, 차량반입선#1, 차체자동세척고, 기취고,¦ ,차륜전삭고, 변전소, 폐수처리장 CA)(기존활용)¦ OF-MM-4Corex12조 (차량입환#1,2, 유치선#1,2,3, ¦ UTP Cat.5E 4Px4 (출입통제)¦ 인상선#1, 차량반입선#1, 차체자동세척고, 기취고 ,¦ 10C-HFBTx1조 (경비실 (정문)CA)(기존활용)¦ FR-CV 3C/6.0㎟x13조 (차량입환#1,2, 유치선#1,2,3,¦ 인상선#1, 차량반입선#1, 차체자동세척고, 기취고,¦ 차륜전삭고, 변전소, 폐수처리장 CA)(기존활용)¦ OF-MM-4Corex12조 (차량입환#1,2, 유치선#1,2,3, ¦ SINL-1¦ 대청소선1¦ 대청소선-2¦ 대청소선-3¦ 6일검사선-1¦ 6일검사선-2¦ 6일검사선-3¦ 차륜전삭고, 변전소, 폐수처리장, 경비실(정문) CA POWER)(기존활용)¦ x2 ¦ x2 ¦ (16) UTP Cat.5E 4Px2조¦ x16 ¦ J¦ x2¦ , 월상검수원대기실, 구내기관사실, 자재창고)¦ (수신ANT)¦ (P18:100x100x100)¦ (송신ANT)¦ (54) FR-HFC-22Dx1조 (열차무선ANT)¦ (P25:100x100x100)¦ (송신ANT)¦ (54) FR-HFC-22Dx1조 (열차무선ANT)¦ (수신ANT)¦ ECX 5C-2Vx29조 (DVR)¦ ECX 5C-2Vx29조 (DVR)¦ ECX 5C-2Vx29조 (DVR)¦ ECX 5C-2Vx29조 (DVR)¦ ECX 5C-2Vx29조 (DVR)¦ ECX 5C-2Vx29조 (DVR)¦ ECX 5C-2Vx29조 (DVR)¦ ECX 5C-2Vx29조 (DVR)¦ 5C-HFBTx2조 (TV)¦ 상부 OPEN¦ 운전취급실¦ 신호기계실¦ 계단실-1¦ CO2실¦ 검수사무실¦ 통신기계실¦ 전산자료실¦ 여자화장실¦ 남자화장실¦ 공조기계실¦ 교육실¦ 계단실-2¦ A/S사무실¦ A/S창고¦ 샤워실¦ 침 실¦ 복 도¦ 신호샤프트뚜껑설치¦ 창고¦ 통합운영관리실¦ S.D¦ DN¦ UP¦ DN¦ UP¦ 하부작업대¦ 하부작업대¦ 하부작업대¦ 하부작업대¦ UP¦ UP¦ UP¦ UP¦ 옥상작업대¦ 추락방지대¦ 추락방지대¦ 옥상작업대¦ 옥상작업대¦ 추락방지대¦ 옥상작업대¦ 추락방지대¦ 추락방지대¦ 옥상작업대¦ UP¦ 옥상작업대¦ UP¦ 추락방지대¦ UP¦ 옥상작업대¦ 추락방지대¦ X12¦ X14¦ X11¦ X10¦ X05¦ X04¦ X02¦ X03¦ X02¦ X01¦ X07¦ X06¦ X08¦ X13¦ X09¦ X00¦ YO0¦ YO1¦ YO3¦ YO2¦ (16) ECX 5C-2Vx1조 (CAMERA)¦ (16) ECX 5C-2Vx1조 (CAMERA)¦ (16) ECX 5C-2Vx1조 (CAMERA)¦ (16) ECX 5C-2Vx1조 (CAMERA)¦ (16) ECX 5C-2Vx1조 (CAMERA)¦ TRAY (300x100)¦ (28) 광케이블 SM-4Cx1조 [공간화상]¦ (28) 전원/접지케이블 F-CV 3C/2.5㎟x1조¦ TRAY 사용¦ DOWN TO 바닥시공¦ TRAY(300x100)¦ x2¦ 이사장실¦ TRAY(300x100)¦ (16) HIV 1.5㎟x4조 (CLOCK)¦ (16) UTP Cat.5E 4Px2조 (이사장실)¦ (22) 5C-HFBTx2조 (TV)¦ (22CX2)¦ (22CX2)¦ (22CX2)¦ (22CX2)¦ (16CX2)¦ (22CX2)¦ (16CX2)¦ (16CX2)¦ (22CX2)¦ (22CX2)¦ (P13:200x200x100)¦ (16) ECX 5C-2Vx1조 (CAMERA)¦ 대청소선-4¦ FR-CVVSB 2C/1.5㎟x46조 (토크백자장치)¦ FR-CVVS 2C/1.5㎟x8조 (고성기)¦ (28) 광케이블 SM-4Cx1조 [공간화상]¦ (28) 전원/접지케이블 F-CV 3C/2.5㎟x1조¦ (28) 광케이블 SM-4Cx1조 [공간화상]¦ (28) 전원/접지케이블 F-CV 3C/2.5㎟x1조¦ 광케이블 SM-4Cx1조 [공간화상]¦ 전원/접지케이블 F-CV 3C/2.5㎟x1조¦ ECX 5C-2Vx7조 (CAMERA)¦ 광케이블 SM-4Cx1조 [공간화상]¦ 전원/접지케이블 F-CV 3C/2.5㎟x1조¦ ECX 5C-2Vx7조 (CAMERA)¦ 광케이블 SM-4Cx1조 [공간화상]¦ 전원/접지케이블 F-CV 3C/2.5㎟x1조¦ 광케이블 SM-4Cx1조 [공간화상]¦ 전원/접지케이블 F-CV 3C/2.5㎟x1조¦ 광케이블 SM-4Cx1조 [공간화상]¦ 전원/접지케이블 F-CV 3C/2.5㎟x1조¦ 광케이블 SM-4Cx1조 [공간화상]¦ 전원/접지케이블 F-CV 3C/2.5㎟x1조¦ 광케이블 SM-4Cx1조 [공간화상]¦ 전원/접지케이블 F-CV 3C/2.5㎟x1조¦ 광케이블 SM-4Cx2조 [공간화상]¦ 전원/접지케이블 F-CV 3C/2.5㎟x2조¦ 광케이블 SM-4Cx2조 [공간화상]¦ 전원/접지케이블 F-CV 3C/2.5㎟x2조¦ 광케이블 SM-4Cx1조 [공간화상]¦ 전원/접지케이블 F-CV 3C/2.5㎟x1조¦ 광케이블 SM-4Cx1조 [공간화상]¦ 전원/접지케이블 F-CV 3C/2.5㎟x1조¦ x2¦ x16 ¦ x2¦ B¦ 1.2¦ 3.4¦ 10.11¦ 12.13¦ 9.10¦ 11.12¦ 3.4¦ 1.2¦ 7.8¦ 5.6¦ 3.4¦ 1.2¦ 스피드돔¦ 검사고 구내통신설비 지상2층 신설평면도¦ 검사고 구내통신설비 지상2층 신설평면도¦ S = 1/600¦ 1/600¦ 차량기지¦ 차량기지¦ T¦ 7¦ 0¦ 0¦ 1¦ 0¦ 3¦ 4¦ 0¦ 2¦ 7¦ T¦
| 1단계_정거장 - 복사본 | 1단계_정거장 - 복사본 | 034. T7005034-005 910정거장 CCTV,TDI,시계설비 지하1층 철거평면도 (1_2).dwg | C/R¦ CONSOLE¦ P¦ \A1;520¦ \A1;7,711¦ \A1;7,709¦ \A1;520¦ \A1;3,730¦ \A1;3,729¦ \A1;8,231¦ \A1;8,229¦ \A1;3,730¦ \A1;11,960¦ \A1;11,959¦ \A1;23,919¦ L¦ \A1;116°¦ \A1;26°¦ (철거)¦ S = 1 / 400¦ 901정거장 CCTV,TDI,시계,출입통제설비 지하1층 철거평면도(1/2)¦ 903정거장 CCTV,TDI,시계,출입통제설비,¦ 지하1층 철거평면도(2/2)¦ S = 1 / 400¦ 925정거장 CCTV,TDI,시계설비 지하2층 철거평면도(1/2)¦ 925정거장 CCTV,TDI,시계설비 지하2층¦ 철거평면도(1/2)¦ L1¦ X00¦ X01¦ X02¦ X03¦ X04¦ X05¦ X06¦ X07¦ X08¦ X09¦ X12¦ X10¦ X11¦ 3,750¦ 7,500¦ 7,500¦ 7,500¦ 7,500¦ 7,500¦ 7,500¦ 5,000¦ 5,000¦ 5,000¦ 5,000¦ 5,000¦ 5,573¦ 32,500¦ 20,573¦ Y-00¦ Y-01¦ Y-05¦ Y-06¦ Y-03¦ DN¦ 올라옴¦ DN¦ 올라옴¦ DN¦ 편의점¦ 발매기실¦ 안전관리실¦ 물탱크실¦ 공조기계실-1¦ 화장실¦ 대합실¦ 외부출입구1¦ 외부출입구4¦ 외부출입구3¦ 외부출입구2¦ 외부엘리베이터2¦ 외부엘리베이터1¦ 내부계단1¦ 내부계단4¦ 방범셔터설치¦ C¦ DOWN TO 안전관리실 ACCESS FLOOR¦ TRAY (600x150)¦ UTP Cat.5E 4Px8조 (TDI)¦ UL 2919-AMESB 24AWG 4Px4조 (TDI)¦ FR-CV 3C/4.0㎟x4조 (TDI POWER)¦ DOWN TO 지하2층¦ TRAY (600x150)¦ UTP Cat.5E 4Px4조 (TDI)¦ UL 2919-AMESB 24AWG 4Px2조 (TDI)¦ FR-CV 3C/4.0㎟x2조 (TDI POWER)¦ D¦ TRAY (300x100)¦ ECX 5C-2Vx4조 (CAMERA)(기존활용)¦ UTP Cat.5E 4Px4조 (TDI)¦ UL 2919-AMESB 24AWG 4Px2조 (TDI)¦ FR-CV 3C/4.0㎟x2조 (TDI POWER)¦ B¦ TRAY (300x100)¦ ECX 5C-2Vx1조 (CAMERA)(기존활용)¦ F¦ TRAY (300x100)¦ ECX 5C-2Vx2조 (CAMERA)(기존활용)¦ FR-CV 3C/4.0㎟x1조 (CA POWER)(철거)¦ HIV 2.5㎟x2조 (CL POWER)(철거)¦ H¦ (28) ECX 5C-2Vx4조 (CAMERA)(기존활용)¦ K¦ DOWN TO 지하2층¦ TRAY (600x150)¦ UTP Cat.5E 4Px4조 (TDI)¦ UL 2919-AMESB 24AWG 4Px2조 (TDI)¦ FR-CV 3C/4.0㎟x2조 (TDI POWER)¦ G¦ TRAY (300x100)¦ ECX 5C-2Vx4조 (CAMERA)(기존활용)¦ J¦ TRAY (300x100)¦ ECX 5C-2Vx12조 (CAMERA)(기존활용)¦ FR-CV 3C/4.0㎟x1조 (CA POWER)(철거)¦ HIV 2.5㎟x2조 (CL POWER)(철거)¦ L¦ TRAY (300x100)¦ ECX 5C-2Vx12조 (CAMERA)(기존활용)¦ FR-CV 3C/4.0㎟x1조 (CA POWER)(철거)¦ HIV 2.5㎟x2조 (CL POWER)(철거)¦ N¦ TRAY (300x100)¦ ECX 5C-2Vx15조 (CAMERA)(기존활용)¦ FR-CV 3C/4.0㎟x1조 (CA POWER)(철거)¦ HIV 2.5㎟x2조 (CL POWER)(철거)¦ (16) ECX 5C-2Vx1조 (CAMERA)(기존활용)¦ (28) FR-CV 3C/4.0㎟x1조 (CA POWER)(철거)¦ E¦ (16) HIV 2.5㎟x2조 (CL POWER)(철거)¦ A¦ (22) HIV 2.5㎟x4조 (CL POWER)(철거)¦ O¦ (16) ECX 5C-2Vx1조 (CAMERA)(기존활용)¦ M¦ UTP Cat.5E 4Px4조 (CONSOLE)¦ UTP Cat.5E 25Px1조 (CONSOLE)¦ UTP Cat.5E 4Px4조 (CONSOLE)¦ UTP Cat.5E 25Px1조 (CONSOLE)¦ UTP Cat.5E 4Px4조 (CONSOLE)¦ UTP Cat.5E 25Px1조 (CONSOLE)¦ UTP Cat.5E 4Px4조 (CONSOLE)¦ UTP Cat.5E 25Px1조 (CONSOLE)¦ UTP Cat.5E 4Px4조 (CONSOLE)¦ UTP Cat.5E 25Px1조 (CONSOLE)¦ FR-CVVSB 10C/1.5㎟x1조 (PAN/TILT)(철거)¦ FR-CVVSB 10C/1.5㎟x1조 (PAN/TILT)(철거)¦ FR-CVVSB 10C/1.5㎟x1조 (PAN/TILT)(철거)¦ FR-CVVSB 10C/1.5㎟x1조 (PAN/TILT)(철거)¦ UTP Cat.5E 4Px4조 (TDI)¦ UL 2919-AMESB 24AWG 4Px2조 (TDI)¦ FR-CV 3C/4.0㎟x2조 (TDI POWER)¦ MATCH LINE DWG No. "S1-TA-S10-DB-018-0"¦ (16) ECX 5C-2Vx1조 (CAMERA)(기존활용)¦ (16) ECX 5C-2Vx1조 (CAMERA)(기존활용)¦ (16) ECX 5C-2Vx1조 (CAMERA)(기존활용)¦ (16) ECX 5C-2Vx1조 (CAMERA)(기존활용)¦ (16) ECX 5C-2Vx1조 (CAMERA)(기존활용)¦ (16) ECX 5C-2Vx1조 (CAMERA)(기존활용)¦ C¦ D¦ F¦ H¦ K¦ J¦ L¦ A¦ O¦ N¦ M¦ (16) ECX 5C-2Vx1조 (CAMERA)(기존활용)¦ (16) ECX 5C-2Vx1조 (CAMERA)(기존활용)¦ (16) ECX 5C-2Vx1조 (CAMERA)(기존활용)¦ (16) ECX 5C-2Vx1조 (CAMERA)(기존활용)¦ (16) ECX 5C-2Vx1조 (CAMERA)(기존활용)¦ 지상E/L¦ (16) ECX 5C-2Vx1조 (CAMERA)(기존활용)¦ 지상E/L¦ DOWN TO 지하1층 E/L¦ DOWN TO 지하1층 E/L¦ ES-3¦ ELE-3¦ ELE-1¦ AGM-2¦ ES-5¦ ES-7¦ ES-4¦ ELE-4¦ ELE-2¦ ES-1¦ UP TO 지상 E/L¦ UP TO 지상 E/L¦ (P1:200x200x100)¦ (P8:200x200x100)¦ (P9:300x300x200)¦ (P6:200x200x100)¦ (P5:100x100x100)¦ (P3:200x200x100)¦ C-1¦ (28) ECX 5C-2Vx4조 (CAMERA)(기존활용)¦ (P2:200x200x100)¦ B¦ E¦ T-1¦ (P7:200x200x100)¦ KEY PLAN¦ AGM-1¦ (P4:200x200x100)¦ M¦ (36) FR-CVVSB 10C/1.5㎟x1조 (PAN/TILT)(철거)¦ G¦ ATVM-1¦ OF-MM-12Core(난연)x4조 (TDI)¦ OF-MM-12Core(난연)x2조 (TDI)¦ OF-MM-12Core(난연)x2조 (TDI)¦ OF-MM-12Core(난연)x2조 (TDI)¦ OF-MM-12Core(난연)x2조 (TDI)¦ NOTE¦ 1. 광케이블, 전원/접지케이블 (OF-SM-4Core, CV 3C/2.5㎟)¦ 3. 승강장 ANT설치위치: 열차 진행방향 정거장 시종점부에 설치¦ 2. 광케이블, 전원/접지케이블 (OF-SM-8Core, CV 3C/2.5㎟)¦ FR-CV 3C/6.0㎟x1조 (LSE POWER)¦ FR-CV 3C/6.0㎟x1조 (LSE POWER)¦ FR-CV 3C/6.0㎟x1조 (LSE POWER)¦ FR-CV 3C/6.0㎟x1조 (LSE POWER)¦ FR-CV 3C/6.0㎟x1조 (LSE POWER)¦ FR-CV 3C/6.0㎟x1조 (LSE POWER)¦ (28) ECX 5C-2Vx3조 (CAMERA)(기존활용)¦ vmh¦ vmh¦ vmh¦ vmh¦ vmh¦ vmh¦ vmh¦ vmh¦ vmh¦ vmh¦ vmh¦ vmh¦ vmh¦ (28) FR-CV 3C/4.0㎟x1조 (출입구게시기)(철거)¦ (16) UTP Cat 5E 4Px1조 (출입구게시기)(철거)¦ (28) FR-CV 3C/4.0㎟x1조 (출입구게시기)(철거)¦ (16) UTP Cat 5E 4Px1조 (출입구게시기)(철거)¦ (28) FR-CV 3C/4.0㎟x1조 (출입구게시기)(철거)¦ (16) UTP Cat 5E 4Px1조 (출입구게시기)(철거)¦ (28) FR-CV 3C/4.0㎟x1조 (출입구게시기)(철거)¦ (16) UTP Cat 5E 4Px1조 (출입구게시기)(철거)¦ (28) FR-CV 3C/4.0㎟x1조 (출입구게시기)(철거)¦ (16)x2 UTP Cat 5E 4Px2조 (출입구게시기)(철거)¦ (28) FR-CV 3C/4.0㎟x1조 (출입구게시기)(철거)¦ (16)x2 UTP Cat 5E 4Px2조 (출입구게시기)(철거)¦ FR-CV 3C/4.0㎟x1조 (출입구게시기)(철거)¦ UTP Cat 5E 4Px2조 (출입구게시기)(철거)¦ FR-CV 3C/4.0㎟x1조 (출입구게시기)(철거)¦ UTP Cat 5E 4Px2조 (출입구게시기)(철거)¦ (28) FR-CV 3C/4.0㎟x1조 (출입구게시기)(철거)¦ (16) UTP Cat 5E 4Px1조 (출입구게시기)(철거)¦ (28) FR-CV 3C/4.0㎟x1조 (출입구게시기)(철거)¦ (16)x2 UTP Cat 5E 4Px2조 (출입구게시기)(철거)¦ P¦ (28) ECX 5C-2Vx3조 (CAMERA)(기존활용)¦ (28) FR-CV 3C/4.0㎟x1조 (출입구게시기)(철거)¦ (16)x2 UTP Cat 5E 4Px2조 (출입구게시기)(철거)¦ P¦ Q¦ Q¦ 인터넷카페¦ 임대상가¦ (철거)¦ (철거)¦ FR-CV 3C/4.0㎟x2조 (출입구게시기)(철거)¦ UTP Cat 5E 4Px4조 (출입구게시기)(철거)¦ R¦ FR-CV 3C/4.0㎟x1조 (대합실게시기 POWER)(기존활용)¦ UTP Cat.5E 4Px4조 (대합실게시기)(철거)¦ J-1¦ R¦ (16) UTP Cat.5E 4Px2조 (대합실게시기)(철거)¦ (28) FR-CV 3C/4.0㎟x1조 (대합실게시기 POWER)(기존활용)¦ UTP Cat.5E 4Px4조 (대합실게시기)(철거)¦ UTP Cat.5E 4Px4조 (대합실게시기)(철거)¦ UTP Cat.5E 4Px2조 (대합실게시기)(철거)¦ FR-CV 3C/4.0㎟x1조 (대합실게시기 POWER)(기존활용)¦ FR-CV 3C/4.0㎟x1조 (대합실게시기 POWER)(기존활용)¦ FR-CV 3C/4.0㎟x1조 (대합실게시기 POWER)(기존활용)¦ FR-CV 3C/4.0㎟x1조 (대합실게시기 POWER)(기존활용)¦ J-1¦ TRAY (300x100)¦ ECX 5C-2Vx12조 (CAMERA)(기존활용)¦ FR-CV 3C/4.0㎟x1조 (CA POWER)(철거)¦ HIV 2.5㎟x2조 (CL POWER)(철거)¦ UTP Cat.5E 4Px4조 (CONSOLE)¦ UTP Cat.5E 25Px1조 (CONSOLE)¦ FR-CVVSB 10C/1.5㎟x1조 (PAN/TILT)(철거)¦ FR-CV 3C/6.0㎟x1조 (LSE POWER)¦ (철거)¦ (철거)¦ (철거)¦ R¦ HIV 1.5㎟x2조 (CLOCK)(철거)¦ HIV 1.5㎟x2조 (CLOCK)(철거)¦ HIV 1.5㎟x4조 (CLOCK)(철거)¦ HIV 1.5㎟x4조 (CLOCK)(철거)¦ HIV 1.5㎟x4조 (CLOCK)(철거)¦ (16) HIV 1.5㎟x2조 (CLOCK)(철거)¦ (16) HIV 1.5㎟x4조 (CLOCK)(철거)¦ (16) HIV 1.5㎟x2조 (CLOCK)(철거)¦ (철거)¦ HIV 1.5㎟x4조 (CLOCK)(철거)¦ 지하철 910정거장¦ 등촌¦ 염창¦ 신목동¦ 1/400¦ S = 1 / 400¦ 910정거장 CCTV,TDI,시계설비 지하1층 철거평면도(1/2)¦ 910정거장 CCTV,TDI,시계설비 지하1층¦ 철거평면도(1/2)¦ T¦ 7¦ 0¦ 0¦ 5¦ 0¦ 3¦ 4¦ 0¦ 0¦ 5¦ CCTV(기존동축활용)¦ P¦
| 1단계_정거장 - 복사본 | 1단계_정거장 - 복사본 | 018. T1001026-014 913정거장 AFC CABLE WIRING DIAGRAM (1_2) (철거).dwg | D/I MUX (ROUTER)¦ (통신기계실)¦ 분전반 (전기시설분)¦ (안전관리실)¦ AFC 접지단자함¦ (안전관리실)¦ DPC BOX¦ 인터콤 모장치¦ SMS (S/W HUB)¦ (안전관리실)¦ 통로 안내표시기 (AIS)¦ 주제어장치 (안전관리실)¦ EM GATE¦ CONTROL BOX¦ AGM 6형 (No.1)¦ AGM 8형 (No.2)¦ AGM 8형 (No.3)¦ AGM 10형 (No.5) (HUB)¦ AGM 11형 (No.6)¦ AGM 12형 (No.7)¦ ATVM (No.1~2)¦ OF-MM-4Cx1조¦ F-GV 4.0㎟x2조¦ F-GV 4.0㎟x1조¦ F-GV 4.0㎟x1조¦ FR-CV 2C/4.0㎟x1조¦ EM. GATE (No.1) (개폐장치)¦ STP Cat.5E 4Px2조¦ FR-CVVS 4C/2.5㎟x1조 (DPC)¦ 접지단자함¦ F-GV 50㎟x1조 (통신시공분)¦ FR-CV 3C/4.0㎟x2조¦ FR-CV 3C/4.0㎟x1조¦ FR-CV 3C/4.0㎟x1조¦ FR-CV 3C/4.0㎟x1조¦ FR-CV 3C/4.0㎟x1조¦ AAM (No.1)¦ STP Cat.5E 4Px1조¦ F-GV 4.0㎟x1조¦ FR-CV 3C/4.0㎟x1조¦ (안전관리실)¦ (안전관리실)¦ CROSS AISLE CABLE¦ CROSS AISLE CABLE¦ CROSS AISLE CABLE¦ CROSS AISLE CABLE¦ (승강장)¦ 통로안내표시기 (AIM)¦ S/W HUB¦ (발매기실)¦ 분전반 (전기시설분)¦ (발매기실)¦ AFC 접지단자함¦ (발매기실)¦ AGM 6형 (No.8) (HUB)¦ AGM 8형 (No.9)¦ AGM 8형 (No.10)¦ AGM 11형 (No.14)¦ AGM 12형 (No.15)¦ ATVM (No.3~4)¦ EM. GATE (No.2) (개폐장치)¦ AAM (No.2)¦ AGM 8형 (No.11)¦ AGM 8형 (No.12)¦ AGM 10형 (No.13)¦ 환급기 (No.2)¦ MSC (관리역전산기)¦ MWS (유지보수전산기)¦ OF-MM-4Cx1조¦ F-GV 4.0㎟x1조¦ FR-CV 2C/4.0㎟x1조¦ FR-CVVS 4C/2.5㎟x1조 (DPC)¦ CPEV 0.65/5Px1조 (INT)¦ CPEV 0.65/5Px1조 (INT)¦ CPEV 0.65/5Px1조 (INT)¦ CPEV 0.65/5Px1조 (INT)¦ FR-CV 3C/4.0㎟x2조¦ F-GV 50㎟x1조 (통신시공분)¦ FR-CV 3C/4.0㎟x1조¦ FR-CV 3C/4.0㎟x1조¦ FR-CV 3C/4.0㎟x1조¦ FR-CV 3C/4.0㎟x1조¦ STP Cat.5E 4Px1조¦ OF-MM-4Cx1조¦ FR-CV 3C/4.0㎟x1조¦ FR-CV 3C/4.0㎟x1조¦ F-GV 4.0㎟x1조¦ F-GV 4.0㎟x1조¦ CROSS AISLE CABLE¦ CROSS AISLE CABLE¦ CROSS AISLE CABLE¦ CROSS AISLE CABLE¦ CROSS AISLE CABLE¦ STP Cat.5E 4Px1조¦ STP Cat.5E 4Px2조¦ CPEV 0.9/5Px1조¦ F-GV 4.0㎟x1조¦ F-GV 4.0㎟x1조¦ F-GV 4.0㎟x1조¦ F-GV 4.0㎟x1조¦ (안전관리실)¦ (사무실)¦ 통로안내표시기 (AIM)¦ FR-CV 3C/4.0㎟x1조¦ FR-CV 3C/4.0㎟x1조¦ STP Cat.5E 4Px1조¦ UTP Cat.5E 4Px1조¦ UTP Cat.5E 4Px1조¦ STP Cat.5E 4Px1조¦ AGM 8형 (No.4)¦ STP Cat.5E 4Px1조¦ CROSS AISLE CABLE¦ FR-CV 3C/4.0㎟x1조¦ STP Cat.5E 4Px1조¦ STP Cat.5E 4Px1조¦ STP Cat.5E 4Px1조¦ STP Cat.5E 4Px1조¦ CROSS AISLE CABLE¦ UTP Cat.5E 4Px1조¦ OF-SM-2Cx1조¦ UTP Cat.5E 4Px2조¦ OF-SM-2Cx2조¦ FR-CV 3C/4.0㎟x1조¦ EM. GATE (No.3) (개폐장치)¦ EM. GATE (No.4) (개폐장치)¦ FR-CV 2C/4.0㎟x1조¦ FR-CV 2C/4.0㎟x1조¦ UTP Cat.5E 4Px1조¦ UTP Cat.5E 4Px1조¦ 화재수신반¦ 환급기 (No.1)¦ STP Cat.5E 4Px1조¦ STP Cat.5E 4Px1조¦ F-GV 4.0㎟x1조¦ F-GV 4.0㎟x1조¦ CPEV 0.65/5Px1조 (INT)¦ CPEV 0.65/5Px1조 (INT)¦ FR-CV 3C/4.0㎟x1조¦ FR-CV 3C/4.0㎟x1조¦ STP Cat.5E 4Px1조¦ STP Cat.5E 4Px1조¦ STP Cat.5E 4Px1조¦ STP Cat.5E 4Px1조¦ STP Cat.5E 4Px1조¦ STP Cat.5E 4Px1조¦ STP Cat.5E 4Px1조¦ STP Cat.5E 4Px1조¦ STP Cat.5E 4Px1조¦ FR-CV 3C/4.0㎟x1조¦ 913정거장 AFC CABLE WIRING DIAGRAM (1/2) (철거)¦ 913정거장 AFC CABLE WIRING DIAGRAM (1/2) (철거)¦ S = NONE¦ NONE¦ 지하철 913정거장¦ 선유도¦ 당산¦ 국회의사당¦ T¦ 1¦ 0¦ 0¦ 1¦ 0¦ 2¦ 6¦ 4¦ 0¦ 1¦
| 1단계_정거장 - 복사본 | 1단계_정거장 - 복사본 | 047. T9103038-003 RACK 바닥고정 설치상세도.dwg | RACK 바닥고정 설치상세도¦ NONE¦ RACK 바닥고정 설치상세도¦ S = NONE¦ 동대 접지반¦ F-GV 16㎟¦ 5T¦ 육각 볼트 너트¦ 절연베크라이판¦ 50mm¦ OFD 철가¦ 스트롱앵커 3/8"¦ 고정용 너트¦ 절연 및 진동방지고무판¦ 평와셔¦ 300¦ 현하볼트(3/8"x600)¦ 70¦ 70¦ 바닥¦ ACCESS FLOOR¦ RACK¦ 셋트앵커 3/8"x70¦ 절연 및 진동방지고무판¦ 평와셔¦ 300¦ 70¦ 바닥¦ 피트커버¦ RACK¦ 70¦ CABLE TRENCH¦ 70¦ 셋트앵커 3/8"x70¦ 절연 및 진동방지고무판¦ 평와셔¦ 바닥¦ RACK¦ 70¦ 300¦ 바닥¦ RACK¦ ACCESS FLOOR¦ 랙 고정용 레벨러¦ 동대 설치 상세¦ S=NONE¦ RACK 고정상세도 (1)¦ S=1:6¦ RACK 고정상세도 (4)¦ S=1:6¦ RACK 고정상세도 (3)¦ S=1:6¦ RACK 고정상세도 (2)¦ S=1:6¦ 동대 접지반¦ F-GV 16㎟¦ 5T¦ 육각 볼트 너트¦ 절연베크라이판¦ 50mm¦ OFD 철가¦ 스트롱앵커 3/8"¦ 고정용 너트¦ 절연 및 진동방지고무판¦ 평와셔¦ 300¦ 현하볼트(3/8"x600)¦ 70¦ 70¦ 바닥¦ ACCESS FLOOR¦ RACK¦ 셋트앵커 3/8"x70¦ 절연 및 진동방지고무판¦ 평와셔¦ 300¦ 70¦ 바닥¦ 피트커버¦ RACK¦ 70¦ CABLE TRENCH¦ 70¦ 셋트앵커 3/8"x70¦ 절연 및 진동방지고무판¦ 평와셔¦ 바닥¦ RACK¦ 70¦ 동대 설치 상세¦ S=NONE¦ RACK 고정상세도 (1)¦ S=1:6¦ RACK 고정상세도 (3)¦ S=1:6¦ RACK 고정상세도 (2)¦ S=1:6¦ 절연재¦ 장치"가"¦ 장치¦ 결속BOLT&NUT¦ 절연부싱¦ 장치와 장치가 간에는절연을 위해 절연재를 \P삽입하고 결속 볼트에는 절연부싱을 삽입하여 \P결속한다.¦ T¦ 9¦ 1¦ 0¦ 3¦ 0¦ 3¦ 8¦ 0¦ 0¦ 3¦ 절연재¦ 장치"가"¦ 장치¦ 결속BOLT&NUT¦ 절연부싱¦ 장치와 장치가 간에는절연을 위해 절연재를 \P삽입하고 결속 볼트에는 절연부싱을 삽입하여 \P결속한다.¦ 공통¦
| 1단계_정거장 - 복사본 | 1단계_정거장 - 복사본 | 050. T9103066-004 904정거장 AFC설비 장비배치도(2_2).dwg | \A1;600¦ \A1;900¦ \A1;150¦ \A1;600¦ \A1;600¦ \A1;1,000¦ \A1;800¦ \A1;800¦ \A1;600¦ \A1;1,955¦ \A1;2,250¦ \A1;800¦ \A1;600¦ \A1;3400¦ \A1;16000¦ \A1;3400¦ \A1;22800¦ \A1;8000¦ \A1;8000¦ \A1;7500¦ \A1;10681¦ \A1;11638¦ \A1;10681¦ \A1;5680¦ \A1;46180¦ \A1;12600¦ \A1;11400¦ \A1;22800¦ \A1;11400¦ \A1;12600¦ \A1;48000¦ \A1;1061¦ \A1;9620¦ 8형¦ 12형¦ 11형¦ 10형¦ 6형¦ \A1;2,058¦ \A1;1,000¦ \A1;200¦ \A1;150¦ \A1;150¦ \A1;150¦ \A1;150¦ \A1;150¦ \A1;150¦ \A1;150¦ \A1;600¦ FREE AREA¦ PAID AREA¦ Detail "D"¦ Detail "D"¦ Detail "C"¦ 발매기실¦ Detail "C"¦ AAM ¦ X-03¦ X-02¦ X-01¦ X00¦ X01¦ X02¦ X03¦ X04¦ X05¦ X06¦ X07¦ X08¦ X09¦ X10¦ X11¦ X12¦ X13¦ X14¦ X15¦ X16¦ X17¦ X18¦ X19¦ X20¦ X21¦ X22¦ Y-01¦ Y00¦ UP¦ UP¦ 7,200¦ 7,500¦ 7,500¦ 7,500¦ 7,500¦ 7,500¦ 7,500¦ 7,500¦ 7,500¦ 7,500¦ 7,500¦ 7,500¦ 7,500¦ 7,500¦ 7,500¦ 7,500¦ 7,500¦ 7,500¦ 7,500¦ 7,500¦ 149,700¦ 195,880¦ X08¦ X09¦ Y02¦ Y04¦ Y01¦ Y03¦ Y05¦ Y00¦ Y01¦ Y02¦ Y03¦ Y04¦ UP¦ UP¦ UP¦ UP¦ UP¦ UP¦ UP¦ UP¦ UP¦ UP¦ 통신기계실¦ 안전관리실¦ 편 의 점 ¦ 이동통신¦ 기계실¦ 발매기실1¦ 화 장 실¦ 용역창고¦ 용역원대기실¦ 발매기실2¦ CO2 실¦ 이동 통신실¦ 물탱크실¦ 복 도¦ 전 기 실¦ 비상 전원실¦ 대 합 실¦ 비품창고¦ 공조기계실-1¦ ¦ 6형¦ 6형¦ AAM ¦ AAM ¦ 10형¦ 10형¦ 구 분¦ 당 초¦ 변 경¦ 6형¦ 8형¦ 10형¦ 6/12형¦ 10/12형¦ 11형¦ 12형¦ 2¦ 2¦ 3¦ 4¦ 1¦ 1¦ 1¦ 1¦ 1¦ 1¦ -¦ -¦ -¦ -¦ 904정거장 AFC설비 지하1층 장비배치도 (2/2)¦ 1/600¦ 지하철 904정거장¦ 공항시장¦ 신방화¦ 마곡나루¦ 904정거장 AFC설비 지하1층 장비배치도 (2/2)¦ S = 1 / 600¦ T¦ 9¦ 1¦ 0¦ 3¦ 0¦ 6¦ 6¦ 0¦ 0¦ 4¦
| 1단계_정거장 - 복사본 | 1단계_정거장 - 복사본 | 052. T9103075-001 914정거장 역사 L3스위치 인터페이스 구성도.dwg | NONE¦ 914(국회의사당)정거장 역사 L3 스위치 인터페이스 구성도¦ S = NONE¦ NMS¦ 시리얼 통신장치¦ 역사 L3 스위치-A¦ 역사 L3 스위치-B¦ B¦ A¦ B¦ PDP분배반¦ 전원 A¦ 전원 B¦ 10G 라인카드¦ 10G 라인카드¦ 10/ 100/ 1000Base-T¦ PDP분배반¦ 전원 A¦ 전원 B¦ 10G 라인카드¦ 10G 라인카드¦ 10/ 100/ 1000Base-T¦ 기계설비¦ CTC-1¦ VTS(대열차)¦ UPS¦ 사령전화¦ 방송설비¦ 중앙집중¦ CCTV¦ NTP¦ 교환기¦ 종합무선¦ AFC#1¦ PSD용 신호회선¦ SCADA MMI¦ 열차무선¦ 출입통제¦ PSD¦ 행선안내¦ AFC#3¦ CTC-2¦ AFC#2¦ A¦ 역사백본¦ 전송설비 과업¦ 타시스템 과업¦ 역사백본¦ -철 거-¦ 914정거장 역사 L3스위치 인터페이스 구성도¦ NONE¦ T¦ 9¦ 1¦ 0¦ 3¦ 0¦ 7¦ 5¦ 0¦ 0¦ 1¦ 914¦ 915¦ 913¦ 903¦ 902¦ 904¦
| 1단계_정거장 - 복사본 | 1단계_정거장 - 복사본 | 036. T7001034-014 913정거장 전화설비 지하3층 철거평면도 (2_2).dwg | INT¦ \A1;88,378¦ \A1;88,378¦ \A1;3,378¦ \A1;7,500¦ \A1;7,500¦ \A1;7,500¦ \A1;7,500¦ \A1;7,500¦ \A1;7,500¦ \A1;7,500¦ \A1;7,500¦ \A1;7,500¦ \A1;7,500¦ \A1;5,000¦ \A1;5,000¦ \A1;21,370¦ \A1;6,750¦ \A1;7,800¦ \A1;6,820¦ MATCH LINE DWG No. "S1-TA-S13-DB-014-0"¦ 1. 음향유도기 전원은 전기콘센트를 이용한다.¦ NOTE¦ 2. 증폭기전원은 전기콘센트를 이용한다.¦ 3. 통신기계실 및 안전관리실 MAIN 분전반은 전기에서 설치한다.¦ 정화조¦ KEY PLAN¦ X31¦ X32¦ X33¦ X34¦ X35¦ X36¦ X37¦ X38¦ X39¦ X40¦ X41¦ X42¦ X43¦ Y00¦ Y02¦ Y05¦ Y07¦ Y01¦ Y03¦ Y06¦ Y04¦ PSD기계실¦ 내부계단4¦ 913 정거장¦ STA.14km831.097¦ (P17:400x400x200)¦ UTP 25P¦ [TB No.5]¦ 공중전화¦ (22) UTP Cat.5 4Px3조 (승강장 공중전화)¦ UTP Cat.5E 4Px3조 (승강장 공중전화)¦ UTP Cat.5E 4Px1조 (승강장 INT)¦ (P18:400x400x200)¦ (16) UTP Cat.5E 4Px1조 (승강장 INT)¦ UP TO 지하2층¦ TRAY (600x150)¦ (P19:200x200x100)¦ (22) UTP Cat.5 4Px3조 (승강장 공중전화)¦ 지하철 913정거장¦ 선유도¦ 당산¦ 국회의사당¦ 1/400¦ 913정거장 전화설비 지하3층 철거평면도(2/2)¦ S = 1/400¦ 913정거장 전화설비 지하3층 철거평면도(2/2)¦ T¦ 7¦ 0¦ 0¦ 1¦ 0¦ 3¦ 4¦ 0¦ 1¦ 4¦ (기설활용)¦ P¦
| 1단계_정거장 - 복사본 | 1단계_정거장 - 복사본 | 056. T7005034-013 902정거장 CCTV,TDI,시계설비 지하1층철거평면도(1-3).dwg | L1¦ 향후 연결통로 설치¦ 국내선청사방향¦ DS¦ DS¦ UP¦ UP¦ 장애인용 ¦ ELEV.¦ 급기¦ 배기¦ X¦ 05¦ 00¦ Y¦ 01¦ Y¦ 02¦ Y¦ 03¦ Y¦ 04¦ X¦ 03¦ X¦ 02¦ X¦ 01¦ X¦ X¦ 00¦ X¦ -1¦ X¦ -2¦ X¦ -3¦ Y¦ 04¦ -4¦ X¦ 국내선청사¦ 화장실¦ 상부OPEN¦ 국제선구청사¦ 5호선 김포공항역사¦ 화장실-1¦ 운전취급실¦ 화장실-2¦ 방호용창고¦ 승차권창고-2¦ 비품창고¦ 통신,신호기계실¦ 역무실/매표소¦ 발매기실-3¦ 대 합 실¦ PAID AREA¦ PAID AREA¦ 발매기실-1¦ 공항철도¦ 역무실/매표소¦ 승차권창고-1¦ 휴게공간¦ 휴게공간¦ 급기¦ 배기¦ 5060¦ 7500¦ 7500¦ 7500¦ 7500¦ 7500¦ 7500¦ 7500¦ 7500¦ 7500¦ 지하1층 평면도(대합실층) ¦ 축 척 : 1 / 200¦ P¦ P¦ P¦ 25P¦ 50P¦ PB(200X200X100)¦ PB(200X200X100)¦ C¦ C¦ (28)UTP CAT.5 25P(공중전화B1)¦ C¦ PB(600X600X400)¦ C¦ P¦ P¦ PB(400X400X300)¦ PB(500X500X300)¦ G¦ P¦ H¦ AMP¦ F¦ P¦ INT¦ INT¦ PB(400X400X300)¦ E¦ INT¦ UP TO 지상층¦ (16)5C-2V(CCTV)¦ (22)CV3.5 /2C(C.POW)¦ (22)CV3.5 /2C(C.POW)¦ (16)UTP CAT.5 4P(INT)¦ C¦ P¦ D¦ AMP¦ PB(400X400X300)¦ (36)CATV대비용¦ (16)5C-HFBT(9호선TV)¦ (28)7C-HFBT(TV)¦ P¦ B¦ WPB¦ PB(400X400X300)¦ WPB(500X300X150)¦ 접지단자함6CCT¦ KT 200P¦ T¦ T¦ 25P¦ (16)IV1.2X2(CL)(철거)¦ (22)5C-HIBTX2(TV)¦ T¦ P¦ PB(600X600X400)¦ O¦ DOWN TO 통신실¦ J¦ P¦ PB(300X300X200)¦ K¦ L¦ P¦ C¦ P¦ C¦ C¦ PB(150X150X100)¦ PB(150X150X100)¦ PVC(36)CATV(대비용)¦ PVC(28)7C-HFBT(TV)¦ PVC(54X2)GV 38 X4(접지)¦ PVC(54X4)KT용¦ (16)UTP CAT.5 4PX2(화장실 콜폰)¦ (16)5C-HFBT(9호선 TV)¦ (16)UTP CAT.5 4P(INT)¦ (54)GV 38 X4(9호선 접지)¦ (54)UTP CAT.5 25PX4(9호선 TO COMM)¦ (54)UTP CAT.5 25PX4(공중전화 B-1,B3-1,B3-2,B4)¦ (16)UTP CAT.5 4PX2(화장실 콜폰)¦ (16)5C-HFBT(9호선 TV)¦ (16)UTP CAT.5 4P(INT)¦ (54)GV 38 X4(9호선 접지)¦ (54)UTP CAT.5 25PX4(9호선 TO COMM)¦ (54)UTP CAT.5 25PX4(공중전화 B-1,B3-1,B3-2,B4)¦ UTP CAT.5 25PX3(역무실,운전취급실)¦ DOWN TO B2¦ DUCT(600X100) ¦ 5C-HFBT(9호선 TV)¦ UTP CAT.5 25PX3(공중전화 B3-1,B3-2,B4)¦ 5¦ AFC 접지¦ 5¦ SHEATH¦ 접지¦ 10¦ 통신기기¦ 접지¦ 100¦ 통신보안¦ 접지¦ H¦ 수공1호¦ WPB¦ WPB(500X300X150)¦ A¦ IV1.2X2(9호선 CL)(철거)¦ IV2.0X2(9호선 CL.POW)(철거)¦ AMP¦ N¦ I¦ DOWN TO B2¦ P¦ 접지단자함 4CCT¦ (16)UTP CAT.5 4P(INT)¦ INT¦ INT¦ INT¦ INT¦ INT¦ INT¦ INT¦ INT¦ INT¦ INT¦ INT¦ INT¦ INT¦ INT¦ INT¦ INT¦ B¦ TV ANT¦ (16)HIV1.2X2¦ (16)HIV1.2X3¦ (16)HIV1.2X5¦ C¦ (16)5C-2V(CCTV)¦ (22)CV3.5 /2C(C.POW)¦ DOWN TO B1¦ X¦ -1¦ X¦ -2¦ 지상층¦ INT¦ INT¦ INT¦ 2D¦ (36)위성방송대비용¦ PVC(36)위성방송(대비용)¦ -1¦ 8840¦ 37800¦ 9020¦ 11790¦ 8150¦ C/R¦ C/R¦ UTP CAT.5 4Px2조(16C)¦ 5호선 김포공항역 통신기계실¦ P¦ P¦ P¦ UTP CAT.5 25P (28C)¦ (54)(36);화재수신반 연계용 공관¦ DOWN TO B2¦ CV 5.5 /4C(22C)¦ GV 14 x1(22C)¦ R¦ FIDS¦ UTP CAT.5 50Px1(28C)¦ OFMM 36CORE(50/125)x2조(36C)¦ P¦ P/T 카메라¦ P/T 카메라¦ FR CVV-SB 1.5/10C(28C)¦ CV 3.5/3C(22C)¦ 5C-2V(16C)¦ FR CVV-SB 1.5/10C(28C);해외지급¦ CV 3.5/3C(22C)¦ 5C-2V(16C)¦ TRAY (W200xH100)¦ TRAY (W100xH100)¦ 스피드돔¦ P-1¦ C¦ 발매기1¦ 게이트1¦ 역무실¦ 게이트2¦ E/V-2¦ EV-1(지상)¦ EV-3¦ E/S-1¦ FR-CV 3C/4.0㎟x1조 (환승구게시기)(철거)¦ OF-MM-8Core(난연)x1조 (환승구게시기)(철거)¦ (28)FR-CV 3C/4.0㎟x1조 (환승구게시기)(철거)¦ (16)OF-MM-8Core(난연)x1조 (환승구게시기)(철거)¦ (28)5C-2VX3(CCTV)¦ (22)CV3.5 /2C(C.POW)(철거)¦ (28)5C-2VX3(CCTV)¦ (22)CV 3.5 /2C(C.POW)(철거)¦ (28)5C-2VX3(CCTV)¦ (22)CV 3.5 /2C(C.POW)(철거)¦ (22)5C-2VX2(CCTV)¦ (22)CV3.5 /2C(C.POW)(철거)¦ (36)5C-2VX7(CCTV)¦ (22)CV 3.5 /2C(C.POW)(철거)¦ (22)5C-2VX2(CCTV)¦ (22)CV3.5 /2C(C.POW)(철거)¦ (16)5C-2V(CCTV)¦ (16)5C-2V(CCTV)¦ (36)CV3.5 /2CX2(C.POW)(철거)¦ (28)5C-2VX3(CCTV)¦ (36)CV3.5 /2CX2(C.POW)(철거)¦ A¦ (36)CATV(대비용)¦ (28)7C-HFBT(TV)¦ (54X2)GV 38 X4(접지)¦ PVC(54X4)KT용¦ (36)위성방송(대비용)¦ B¦ (54X2)GV38 X4(접지)¦ (54)GV 38 X4(9호선 접지)¦ C¦ (54X4)KT용¦ (54)UTP CAT.5 25PX4(9호선 TO COMM)¦ (54)UTP CAT.5 25PX4(공중전화 B-1,B3-1,B3-2,B4)¦ D¦ (16)5C-HFBT(9호선 TV)¦ (54)UTP CAT.5 25PX4(9호선 TO COMM)¦ (54)UTP CAT.5 25PX4(공중전화 B-1,B3-1,B3-2,B4)¦ (54)GV 38 X4(9호선 접지)¦ E¦ (16)UTP CAT.5 4PX2(화장실 콜폰)¦ (16)5C-HFBT(9호선 TV)¦ (16)UTP CAT.5 4P(INT)¦ (54)GV 38 X4(9호선 접지)¦ (54)UTP CAT.5 25PX4(9호선 TO COMM)¦ (54)UTP CAT.5 25PX4(공중전화 B-1,B3-1,B3-2,B4)¦ F¦ H¦ (28)5C-2VX3(CCTV)¦ (22)CV 3.5 /2C(C.POW)(철거)¦ (16)UTP CAT.5 4PX2(화장실 콜폰)¦ (16)5C-HFBT(9호선 TV)¦ (16)UTP CAT.5 4P(INT)¦ (54)GV 38 X4(9호선 접지)¦ (54)UTP CAT.5 25PX4(9호선 TO COMM)¦ (54)UTP CAT.5 25PX4(공중전화 B-1,B3-1,B3-2,B4)¦ G¦ I¦ P¦ J¦ (16)UTP CAT.5 4PX2(화장실 콜폰)¦ (16)5C-HFBT(9호선 TV)¦ (16)UTP CAT.5 4P(INT)¦ (54)GV 38 X4(9호선 접지)¦ (54)UTP CAT.5 25PX4(9호선 TO COMM)¦ (42)UTP CAT.5 25PX3(공중전화 B-1,B3-1,B3-2,B4)¦ (36)UTP CAT.5 25PX2(9호선 역무실)¦ (16)IV1.2X2(9호선 CL)(철거)¦ (16)IV2.0X2(9호선 CL.POW)(철거)¦ (36)UTP CAT.5 25PX2(예비실,운전취급실)¦ K¦ (36)UTP CAT.5 25PX2(예비실,운전취급실)¦ (28)UTP CAT.5 25P(환승역간 직통전화)¦ L¦ (22)5C-2VX5(CCTV)¦ (22)CV3.5 /2C(C.POW)(철거)¦ M¦ (54)GV 38 /4(9호선 접지)¦ N¦ UTP CAT.5 4PX2(화장실 콜폰)¦ UTP CAT.5 25PX4(9호선 TO COMM)¦ UTP CAT.5 25PX4(역무실,예비실,운전취급실)¦ UTP CAT.5 4P(INT-역무실)¦ DOWN TO 통신실¦ IV1.2X2(9호선 CL)(철거)¦ IV2.0X2(9호선 CL.POW)(철거)¦ 5C-2VX12(CCTV)¦ O¦ DUCT(3000X100)¦ DOWN TO 안전관리실¦ (28)UTP Cat.5E 4Px1조 (대합실게시기)(철거)¦ (28)FR-CV 3C/4.0㎟x1조 (대합실게시기 POWER)(기존활용)¦ (28)UTP Cat.5E 4Px1조 (대합실게시기)(철거)¦ (28)FR-CV 3C/4.0㎟x1조 (대합실게시기 POWER)(기존활용)¦ (철거)¦ (철거)¦ (철거)¦ (철거)¦ (철거)¦ 지하철 902정거장¦ 김포공항¦ 공항시장¦ 1/400¦ S = 1/400¦ 개화¦ 902정거장 CCTV,TDI,시계설비 지하1층 철거평면도(1/3)¦ S = 1/400¦ 902정거장 CCTV,TDI,시계설비 지하1층 ¦ 철거평면도(1/3)¦ T¦ 7¦ 0¦ 0¦ 5¦ 0¦ 3¦ 4¦ 0¦ 1¦ 3¦ CCTV(기존동축활용)¦
| 1단계_정거장 - 복사본 | 1단계_정거장 - 복사본 | 027. T7003034-003 909정거장 방송설비 지하2층 신설평면도 (1_2).dwg | P¦ \A1;7,900¦ \A1;7,900¦ \A1;28,000¦ \A1;6,100¦ \A1;6,100¦ \A1;30,000¦ \A1;64,959¦ \A1;94,959¦ \A1;7,500¦ \A1;7,500¦ \A1;7,500¦ \A1;5,000¦ \A1;5,000¦ \A1;5,000¦ \A1;5,000¦ \A1;5,000¦ \A1;5,000¦ \A1;5,000¦ \A1;5,000¦ \A1;5,000¦ \A1;5,000¦ \A1;5,000¦ \A1;2,460¦ \A1;7,500¦ \A1;7,500¦ S = 1 / 400¦ 903정거장 방송설비 지하1층 신설평면도(2/2)¦ 1/400¦ 904정거장 방송설비 지하1층 신설평면도 (1/2)¦ 0¦ 0¦ 0¦ -¦ 0¦ 0¦ 0¦ 0¦ (기설활용)¦ -¦ T¦ 7¦ 0¦ 0¦ 3¦ 0¦ 3¦ 4¦ 0¦ 1¦ 6¦ MATCH LINE DWG No. "S1-TA-S09-DB-016-0"¦ : (16) HIV 1.5㎟x2조¦ NOTE¦ : (16) HIV 1.5㎟x5조¦ : (16) HIV 1.5㎟x6조¦ : (22) HIV 1.5㎟x7조¦ : (22) HIV 1.5㎟x8조¦ : (22) HIV 1.5㎟x10조¦ : (16) HIV 1.5㎟x4조¦ : (16) HIV 1.5㎟x3조¦ KEY PLAN¦ Y04¦ Y03¦ Y02¦ Y01¦ Y00¦ X00¦ X01¦ X02¦ X03¦ X04¦ X06¦ X08¦ X10¦ X12¦ X14¦ X-01¦ UP¦ UP¦ PSD기계실1¦ 승강장¦ PSD기계실2¦ 승강장¦ 909 정거장¦ STA.10km845.167¦ HIV 1.5㎟x4조 (승강장 SP)¦ TRAY (900x150)¦ UP TO 지하 1층¦ HIV 1.5㎟x4조 (승강장 SP)¦ TRAY (900x150)¦ UP TO 지하 1층¦ (P11:100x100x100)¦ (P12:100x100x100)¦ 벽부형 3W : 2 EA¦ 천정형 5W : 24 EA¦ 지하철 909정거장¦ 가양¦ 등촌¦ 염창¦ S = 1 / 400¦ 909정거장 방송설비 지하2층 신설평면도(1/2)¦ 1/400¦ 909정거장 방송설비 지하2층 신설평면도 (1/2)¦ (기설활용)¦ T¦ 7¦ 0¦ 0¦ 3¦ 0¦ 3¦ 4¦ 0¦ 0¦ 3¦
| 1단계_정거장 - 복사본 | 1단계_정거장 - 복사본 | 021. T7001034-004 917정거장 전화설비 지하2층 신설평면도 (2_2).dwg | \A1;1,450¦ \A1;7,500¦ \A1;7,500¦ \A1;7,500¦ \A1;7,500¦ \A1;7,500¦ \A1;7,500¦ \A1;7,500¦ \A1;7,500¦ \A1;7,500¦ \A1;7,500¦ \A1;7,500¦ \A1;83,950¦ \A1;37,500¦ \A1;3,770¦ \A1;9,160¦ \A1;9,160¦ \A1;3,300¦ \A1;28,690¦ \A1; 3,300¦ 1. 일반교환기에 수용된 전화기는 IP전화기로 교체한다.¦ NOTE¦ 2. 콜폰, E/L폰, 승강장 비상통화장치도 교체한다.¦ 3. 전화 및 인터폰 구간의 배선배관은 기존활용한다.¦ (22) UTP Cat.5 4Px3조 (승강장 공중전화)¦ 1. 음향유도기 전원은 전기콘센트를 이용한다.¦ NOTE¦ 2. 증폭기전원은 전기콘센트를 이용한다.¦ 3. 통신기계실 및 안전관리실 MAIN 분전반은 전기에서 설치한다.¦ (22) UTP Cat.5 4Px3조 (승강장 공중전화)¦ KEY PLAN¦ Y04¦ Y02¦ Y00¦ Y01¦ Y03¦ X11¦ X12¦ X13¦ X14¦ X15¦ X16¦ X17¦ X18¦ X19¦ X20¦ X21¦ X22¦ X27¦ PSD기계실 2¦ PSD기계실 1¦ 정 화 조¦ UP¦ UP¦ 내부계단 2¦ 내부계단 3¦ UP¦ UP¦ 917 정거장 ¦ STA.18km960.000¦ MATCH LINE DWG No. "S1-TA-S17-DB-011-0"¦ (16) 인터폰선 0.6x2Px4조 (INT)¦ DOWN TO CP PANEL¦ UTP 25P¦ [TB No.6]¦ UTP 25P¦ [TB No.5]¦ (16) UTP Cat.5E 4Px1조 (승강장 INT)¦ (P24:500x500x300)¦ (P27:500x500x300)¦ (16) UTP Cat.5E 4Px1조 (승강장 INT)¦ 공중전화¦ 공중전화¦ (P25:400x400x200)¦ (P28:400x400x200)¦ (P26:300x300x200)¦ (16) UTP Cat.5E 4Px1조 (승강장 INT)¦ (16) UTP Cat.5E 4Px1조 (승강장 INT)¦ (P29:300x300x200)¦ (16) 인터폰선 0.6x2Px4조 (INT)¦ DOWN TO CP PANEL¦ 1. 일반교환기에 수용된 전화기는 안전관리실만 IP전화기로 교체한다.¦ NOTE¦ 2. 콜폰, E/L폰, 승강장 비상통화장치도 교체한다.¦ 3. 전화 및 인터폰 구간의 배선배관은 기존활용한다.¦ 지하철 917정거장¦ 샛강¦ 노량진¦ 노들¦ 1/400¦ 917정거장 전화설비 지하2층 신설평면도(2/2)¦ S = 1/400¦ 917정거장 전화설비 지하2층 신설평면도(2/2)¦ T¦ 7¦ 0¦ 0¦ 1¦ 0¦ 3¦ 4¦ 0¦ 0¦ 4¦ (기설활용)¦ P¦ INT¦
| 1단계_정거장 - 복사본 | 1단계_정거장 - 복사본 | 053. T9103038-009 옴니 안테나 상세도.dwg | 옴니 안테나 상세도¦ NONE¦ 옴니 안테나 상세도¦ S = NONE¦ Unregistered Version - http://www.aidecad.com¦ N Female Connector¦ T¦ 9¦ 1¦ 0¦ 3¦ 0¦ 3¦ 8¦ 0¦ 0¦ 9¦ 공통¦
| 1단계_정거장 - 복사본 | 1단계_정거장 - 복사본 | 040. T9103026-001 901(개화)역사노드 랙 배치도.dwg | PDOD¦ RRU 1¦ RRU 2¦ RRU n¦ 903(공항시장)역사노드 랙 배치도¦ NONE¦ 903(공항시장)역사노드 랙 배치도¦ S = NONE¦ OFD 랙¦ MDF 랙¦ 기지국장치 랙¦ 스위치 랙¦ 역사노드백본 랙¦ 시리얼장치¦ PDP¦ MDF¦ MDF¦ MDF¦ MDF¦ MDF¦ OFD¦ OFD¦ OFD¦ OFD¦ OFD¦ 스위치¦ 스위치¦ 스위치¦ PDP¦ 백본스위치¦ 백본스위치¦ UPS¦ OJCx8¦ 역사노드백본 랙 ¦ 스위치 랙 ¦ 기지국장치 랙 ¦ OFD 랙 ¦ MDF 랙 ¦ GND¦ OJCx8¦ OJCx6¦ OJCx4¦ UTP Cat6 25Px2¦ UTP Cat6 25Px2¦ HFCO 2C/4㎟¦ HFCO 2C/4㎟¦ HFCO 2C/4㎟¦ F-GV 16㎟¦ F-GV 16㎟¦ F-GV 16㎟¦ F-GV 16㎟¦ F-GV 16㎟¦ F-GV 16㎟¦ \pi-15,l20,t20;* 예시도면이며 제조사별 구성도 다를 수 있음.¦ PDP¦ PDOD¦ \pi-15,l20,t20;* 랙 내 접지바에서 장치간 접지 연결.¦ HFCO 2C/4㎟¦ RRU¦ 정류기¦ 901(개화)역사노드 랙 배치도¦ NONE¦ 901(개화)역사노드 랙 배치도¦ S = NONE¦ OFD 랙¦ MDF 랙 (기설)¦ 역사노드백본 랙¦ 시리얼장치¦ MDF¦ MDF¦ MDF¦ MDF¦ MDF¦ OFD¦ OFD¦ OFD¦ OFD¦ OFD¦ PDP¦ 백본스위치¦ 백본스위치¦ \pi-15,l20,t20;* 예시도면이며 제조사별 구성도 다를 수 있음.¦ \pi-15,l20,t20;* 랙 내 접지바에서 장치간 접지 연결.¦ 역사노드백본 랙 ¦ OJCx8¦ 시리얼장치 ¦ OFD 랙 ¦ MDF 랙 ¦ GND¦ HFCO 2C/4㎟¦ F-GV 16㎟¦ F-GV 16㎟¦ UPS¦ UTP Cat5e 4Px2¦ UTP Cat6 25Px2¦ F-GV 16㎟¦ 차량기지¦ 901¦ 902¦ T¦ 9¦ 1¦ 0¦ 3¦ 0¦ 2¦ 6¦ 0¦ 0¦ 1¦ OJCx10¦ OJCx8¦ F-GV 16㎟¦ 정류기¦ DU_A¦ PDP¦ DU_S¦ RRU¦ OPDP¦ OPDP¦ RRU 정류기¦ RRU 축전지¦
| 1단계_정거장 - 복사본 | 1단계_정거장 - 복사본 | 050. T9103038-007 서지보호기 상세도.dwg | 서지보호기 상세도¦ NONE¦ 서지보호기 상세도¦ S = NONE¦ Unregistered Version - http://www.aidecad.com¦ 1. 대상 : 전원용 서지보호기\P2. 상세성능 및 사양은 SL-2216 규격서 참조\P - 모델 : SL-2216\P - 용량 : SPD-160kVA¦ {\LNOTE}¦ 1. 대상 : 전원용 서지보호기\P2. 상세성능 및 사양은 SL-2204 규격서 참조 \P - 모델 : SL-2204\P - 용량 : SPD-40kA¦ {\LNOTE}¦ {\LNOTE}¦ 1. 대상 : RF CCTV용 서지보호기\P2. 상세성능 및 사양은 SL400-N-MF 규격서 참조\P - 모델 : SL400-N-MF\P - 용량 : SPD-20kA\P3. RF 주파수대역 및 급전선 커넥터 타입에 따라 \P RF허용 대역 및 커넥터 타입 변동 있음¦ T¦ 9¦ 1¦ 0¦ 3¦ 0¦ 3¦ 8¦ 0¦ 0¦ 7¦ 공통¦
| 1단계_정거장 - 복사본 | 1단계_정거장 - 복사본 | 039. T5001034-001 918정거장 AFC설비 지하1층 평면도__완료(완전).dwg | GND¦ SMS¦ HUB¦ \A1;7,500¦ \A1;108,700¦ \A1;7,500¦ \A1;7,500¦ \A1;7,500¦ \A1;7,500¦ \A1;7,500¦ \A1;7,500¦ \A1;7,500¦ \A1;7,500¦ \A1;7,500¦ \A1;7,500¦ \A1;7,500¦ \A1;3,700¦ \A1;7,500¦ \A1;7,500¦ \A1;5,500¦ \A1;6,500¦ \A1;6,500¦ \A1;6,500¦ \A1;5,000¦ \A1;30,150¦ \A1;11,300¦ \A1;7,550¦ \A1;11,300¦ \A1;9,600¦ \A1;3,550¦ \A1;4,000¦ \A1;30,000¦ \A1;100¦ B¦ O¦ DOWN TO 분전반¦ HFCO 3C/4.0㎟x9조 (발매기,정산기,환급기,게이트,SMS,S/W HUB POWER) ¦ K¦ D¦ H¦ DOWN TO S/W HUB¦ F-GV 4.0㎟x1조 (S/W HUB GND)¦ HFCO 3C/4.0㎟x1조 (S/W HUB POWER)¦ OF-MM-4Cx1조 (SMS~S/W HUB)¦ X-05¦ X-04¦ X-03¦ X-02¦ X-01¦ X00¦ X01¦ X02¦ X03¦ X04¦ X05¦ X06¦ X07¦ X08¦ X09¦ X10¦ X11¦ X12¦ X13¦ X14¦ Y00¦ Y01¦ Y02¦ Y-01¦ Y03¦ Y03-1¦ 공조기계실-1¦ DN¦ UP¦ UP¦ 용역원대기실¦ 이동통신기계실¦ 용역창고¦ 통신기계실¦ 안전관리실¦ 발매기실-1¦ 대합실¦ 편 의 점¦ 내부계단1¦ 내부계단2¦ 내부계단3¦ 내부계단4¦ 외부출입구1¦ 복도-1¦ 외부출입구3¦ 발매기실-2¦ DN¦ DN¦ DN¦ OPEN¦ OPEN¦ OPEN¦ OPEN¦ 방범셔터¦ 외부엘리베이터 1¦ 내부엘리베이터 2¦ 내부엘리베이터 1¦ UP¦ 정거장 중심¦ Sta.20K 200.000¦ FTP Cat.5E 4Px1조 (통신기계실~S/W HUB)¦ TRAY (통신)¦ DOWN TO 통신기계실 ACCESS FLOOR¦ 전송장비¦ TRAY (통신)¦ FTP Cat.5E 4Px1조 (통신기계실~S/W HUB)¦ TRAY (통신)¦ S/W HUB ¦ FR-CVVS 4C/2.5㎟x1조 (DPC)¦ UTP Cat.5E 4Px4조 (발매기,정산기,환급기 INT)¦ OF-MM-4Cx1조 (SMS~S/W HUB)¦ TRAY (통신)¦ F-GV 4.0㎟x1조 (정산기 GND)¦ HFCO 3C/4.0㎟x1조 (정산기 POWER)¦ UTP Cat.5E 4Px1조 (정산기 INT)¦ FTP Cat.5E 4Px1조 (정산기 COMMS)¦ A¦ F-GV 4.0㎟x5조 (발매기,정산기,환급기,게이트,S/W HUB GND)¦ DOWN TO AFC 접지단자함¦ A¦ O¦ K¦ J¦ F¦ G¦ I¦ H¦ FTP Cat.5E 4Px1조 (통신기계실~S/W HUB)¦ TRAY (통신)¦ 정산기¦ 정산기¦ FTP Cat.5E 4Px1조 (통신기계실~S/W HUB)¦ I¦ G¦ UTP Cat.5E 4Px1조 (EM GATE#2 INT)¦ HFCO 2C/4.0㎟x1조 (EM GATE#2)¦ (28)¦ (28)¦ G¦ D¦ E¦ (28) HFCO 2C/4.0㎟x1조 (EM GATE#1)¦ (22) UTP Cat.5E 4Px1조 (EM GATE#1 INT)¦ F¦ A¦ F-GV 4.0㎟x1조 (발매기 GND)¦ FTP Cat.5E 4Px2조 (발매기 COMMSS)¦ UTP Cat.5E 4Px2조 (발매기 INT)¦ HFCO 3C/4.0㎟x1조 (발매기 POWER)¦ F7 DUCT¦ G¦ F-GV 4.0㎟x1조 (게이트 GND)¦ FTP Cat.5E 4Px7조 (게이트 COMMSS)¦ FR-CVVS 4C/2.5㎟x1조 (DPC)¦ HFCO 3C/4.0㎟x4조 (게이트 POWER)¦ F7 DUCT¦ E¦ (28) HFCO 2C/4.0㎟x1조 (EM GATE#2)¦ (22) UTP Cat.5E 4Px1조 (EM GATE#2 INT)¦ I¦ FR-CVVS 4C/2.5㎟x1조 (DPC)¦ UTP Cat.5E 4Px3조 (발매기,정산기 INT)¦ OF-MM-4Cx1조 (SMS~S/W HUB)¦ DOWN TO 발매기실¦ F-GV 4.0㎟x1조 (게이트 GND)¦ F7 DUCT¦ OF-MM-4Cx1조 (SMS~S/W HUB)¦ TRAY (통신)¦ HFCO 2C/4.0㎟x1조 (EM GATE#2)¦ HFCO 3C/4.0㎟x7조 (발매기,정산기,환급기,게이트,S/W HUB POWER) ¦ J¦ UP TO TRAY (통신)¦ FTP Cat.5E 4Px1조 (환급기 COMMS)¦ TRAY (통신)¦ UTP Cat.5E 4Px3조 (발매기,정산기 INT)¦ FTP Cat.5E 4Px1조 (통신기계실~S/W HUB)¦ UTP Cat.5E 4Px1조 (EM GATE#1 INT)¦ HFCO 2C/4.0㎟x1조 (EM GATE#2)¦ FTP Cat.5E 4Px11조 (발매기,정산기,환급기,게이트 COMMSS)¦ F-GV 4.0㎟x1조 (환급기 GND)¦ UTP Cat.5E 4Px1조 (EM GATE#2 INT)¦ 환급기¦ 환급기¦ C¦ F-GV 4.0㎟x1조 (환급기 GND)¦ HFCO 3C/4.0㎟x1조 (환급기 POWER)¦ UTP Cat.5E 4Px1조 (환급기 INT)¦ FTP Cat.5E 4Px1조 (환급기 COMMSS)¦ (28)¦ (28)¦ C¦ C¦ HFCO 3C/4.0㎟x1조 (환급기 POWER)¦ FTP Cat.5E 4Px1조 (게이트 COMMSS)¦ FR-CVVS 4C/2.5㎟x1조 (DPC)¦ HFCO 3C/4.0㎟x6조 (발매기,정산기,게이트 POWER)¦ HFCO 3C/4.0㎟x7조 (발매기,정산기,환급기,게이트,S/W HUB POWER) ¦ 임대상가¦ L¦ L¦ OF-MM-4Cx1조 (SMS~S/W HUB)¦ HFCO 3C/4.0㎟x1조 (게이트 POWER)¦ HFCO 2C/4.0㎟x1조 (EM GATE#2)¦ UTP Cat.5E 4Px4조 (발매기,정산기,환급기 INT)¦ UTP Cat.5E 4Px1조 (EM GATE#2 INT)¦ UTP Cat.5E 4Px8조 (발매기,정산기,환급기 INT)¦ UTP Cat.5E 4Px2조 (EM GATE#1,2 INT)¦ UTP Cat.5E 4Px8조 (발매기,정산기,환급기 INT)¦ UTP Cat.5E 4Px2조 (EM GATE#1,2 INT)¦ HFCO 3C/4.0㎟x2조 (SMS,S/W HUB POWER) ¦ HFCO 3C/4.0㎟x2조 (SMS,S/W HUB POWER) ¦ UTP Cat.5E 4Px8조 (발매기,정산기,환급기 INT)¦ UTP Cat.5E 4Px2조 (EM GATE#1,2 INT)¦ HFCO 3C/4.0㎟x2조 (SMS,S/W HUB POWER) ¦ HFCO 3C/4.0㎟x7조 (발매기,정산기,환급기,게이트,S/W HUB POWER) ¦ F-GV 4.0㎟x1조 (환급기 GND)¦ HFCO 3C/4.0㎟x7조 (발매기,정산기,환급기,게이트,S/W HUB POWER) ¦ FR-CVVS 4C/2.5㎟x1조 (DPC)¦ FR-CVVS 4C/2.5㎟x1조 (DPC)¦ UTP Cat.5E 4Px4조 (발매기,정산기,환급기 INT)¦ FTP Cat.5E 4Px1조 (통신기계실~S/W HUB)¦ UTP Cat.5E 4Px1조 (EM GATE#1 INT)¦ HFCO 2C/4.0㎟x1조 (EM GATE#2)¦ OF-MM-4Cx1조 (SMS~S/W HUB)¦ HFCO 3C/4.0㎟x7조 (발매기,정산기,환급기,게이트,S/W HUB POWER) ¦ FR-CVVS 4C/2.5㎟x1조 (DPC)¦ FTP Cat.5E 4Px1조 (환급기 COMMSS)¦ F¦ HFCO 3C/4.0㎟x2조 (SMS,S/W HUB POWER) ¦ HFCO 3C/4.0㎟x2조 (SMS,S/W HUB POWER) ¦ B¦ B¦ M¦ F-GV 4.0㎟x6조 (발매기,정산기,환급기,게이트 SMS, S/W HUB GND)¦ DOWN TO AFC 접지단자함¦ N¦ N¦ M¦ 918정거장 AFC설비 지하1층 평면도¦ 918정거장 AFC설비 지하1층 평면도¦ S = 1 / 400¦ 1/400¦ 지하철 918정거장¦ 노량진¦ 노들¦ 중앙대입구¦ T¦ 5¦ 0¦ 0¦ 1¦ 0¦ 3¦ 4¦ 0¦ 0¦ 1¦
| 1단계_정거장 - 복사본 | 1단계_정거장 - 복사본 | 065. T7003034-009 주공장 방송설비 지상1층 신설평면도 (1_2).dwg | P¦ \A1;10,000¦ \A1;20,000¦ \A1;20,000¦ \A1;20,000¦ \A1;20,000¦ \A1;20,000¦ \A1;30,000¦ \A1;30,000¦ \A1;4,000¦ \A1;110,000¦ \A1;64,000¦ \A1;174,000¦ \A1;10,000¦ \A1;10,000¦ \A1;18,000¦ \A1;10,000¦ \A1;10,000¦ \A1;10,000¦ \A1;10,000¦ \A1;10,000¦ \A1;50,000¦ \A1;18,000¦ \A1;20,000¦ \A1;88,000¦ \A1;9,500¦ \A1;500¦ \A1;5,000¦ \A1;8,000¦ \A1;5,000¦ \A1;28,700¦ \A1;1,300¦ \A1;5,150¦ \A1;5,150¦ \A1;7,500¦ (기설활용)¦ : (16) HIV 1.5㎟x2조¦ NOTE¦ : (16) HIV 1.5㎟x5조¦ : (16) HIV 1.5㎟x6조¦ : (22) HIV 1.5㎟x7조¦ : (22) HIV 1.5㎟x8조¦ : (22) HIV 1.5㎟x10조¦ : (16) HIV 1.5㎟x4조¦ : (16) HIV 1.5㎟x3조¦ Y00¦ Y01¦ Y02¦ Y03¦ Y04¦ Y05¦ Y06¦ Y07¦ Y08¦ X00¦ X01¦ X02¦ X03¦ X04¦ X05¦ X06¦ X07¦ X08¦ (16) HIV 1.5㎟x4조 (SP)¦ UP TO 지상2층¦ MATCH LINE DWG No. "S1-TA-D02-DB-007-0"¦ (42) FR-CVVSB 6C/1.5㎟x2조 (PAGING)¦ (16) HIV 1.5㎟x4조 (SP)¦ UP TO 지상2층¦ (42) FR-CVVSB 6C/1.5㎟x2조 (PAGING)¦ (16) HIV 1.5㎟x4조 (SP)¦ UP TO 지상2층¦ (54) FR-CVVSB 6C/1.5㎟x3조 (PAGING)¦ (22) HIV 1.5㎟x2조 (SP)¦ UP TO 지상2층¦ (42) FR-CVVSB 6C/1.5㎟x2조 (PAGING)¦ (16) HIV 1.5㎟x4조 (SP)¦ UP TO 지상2층¦ (54) FR-CVVSB 6C/1.5㎟x3조 (PAGING)¦ (16) HIV 1.5㎟x4조 (SP)¦ UP TO 지상2층¦ (42) FR-CVVSB 6C/1.5㎟x2조 (PAGING)¦ (16) HIV 1.5㎟x4조 (SP)¦ UP TO 지상2층¦ (28) FR-CVVSB 6C/1.5㎟x1조 (PAGING)¦ (16) HIV 1.5㎟x4조 (SP)¦ UP TO 지상2층¦ (28) FR-CVVSB 6C/1.5㎟x1조 (PAGING)¦ (16) HIV 1.5㎟x2조 (SP)¦ UP TO 지상2층¦ [탁상형PAGING]¦ (P1:100x100x100)¦ (P2:200x200x100)¦ (28) FR-CVVSB 6C/1.5㎟x1조 (탁상형 PAGING)¦ (28) FR-CVVSB 6C/1.5㎟x1조 (탁상형 PAGING)¦ : (28) FR-CVVSB 6C/1.5㎟x1조¦ (OUTLET)¦ P¦ P¦ P¦ P¦ P¦ P¦ P¦ P¦ P¦ P¦ P¦ 램 프¦ 입출장사무실¦ 용역사무실¦ 용역대기실¦ 계 단 실1¦ UP¦ UP¦ DN¦ 입출장대기실¦ UP¦ SLOPE¦ DN¦ UP¦ 입출검사장¦ 입장선¦ 입장선¦ 출장선¦ UP¦ 출장선¦ SLOPE¦ UP¦ 주회로 및 제어회로실¦ 전기부품 수선장¦ SLOPE¦ SLOPE¦ 출입문/판토 수선장¦ SLOPE¦ 냉난방기 수선장¦ 배기덕트¦ SLOPE¦ SLOPE¦ 화장실1¦ 사워실1¦ 남자¦ 여자 사워실1¦ 탈의실1¦ 남자¦ 남자¦ 여자 화장실1¦ 여자 탈의실1¦ 계 단 실2¦ UP¦ UP¦ DN¦ DN¦ 남자화장실4¦ 여자화장실4¦ (어프로치구간)¦ (22) HIV 1.5㎟x3조 (SP)¦ UP TO 지상2층¦ (28) FR-CVVSB 6C/1.5㎟x1조 (탁상형 PAGING)¦ (16) HIV 1.5㎟x5조 (SP)¦ UP TO 지상2층¦ (16) HIV 1.5㎟x4조 (SP 입출장대기실)¦ UP TO 지상2층¦ (300x300x200)¦ 주공장 방송설비 지상1층 신설평면도 (1/2)¦ 주공장 방송설비 지상1층 신설평면도 (1/2)¦ S = 1/600¦ 1/600¦ 차량기지¦ 차량기지¦ T¦ 7¦ 0¦ 0¦ 3¦ 0¦ 3¦ 4¦ 0¦ 0¦ 9¦
| 1단계_정거장 - 복사본 | 1단계_정거장 - 복사본 | 047. T9203038-006 RACK 바닥고정 설치상세도.dwg | RACK 바닥고정 설치상세도¦ NONE¦ RACK 바닥고정 설치상세도¦ S = NONE¦ 동대 접지반¦ F-GV 16㎟¦ 5T¦ 육각 볼트 너트¦ 절연베크라이판¦ 50mm¦ OFD 철가¦ 스트롱앵커 3/8"¦ 고정용 너트¦ 절연 및 진동방지고무판¦ 평와셔¦ 300¦ 현하볼트(3/8"x600)¦ 70¦ 70¦ 바닥¦ ACCESS FLOOR¦ RACK¦ 셋트앵커 3/8"x70¦ 절연 및 진동방지고무판¦ 평와셔¦ 300¦ 70¦ 바닥¦ 피트커버¦ RACK¦ 70¦ CABLE TRENCH¦ 70¦ 셋트앵커 3/8"x70¦ 절연 및 진동방지고무판¦ 평와셔¦ 바닥¦ RACK¦ 70¦ 300¦ 바닥¦ RACK¦ ACCESS FLOOR¦ 랙 고정용 레벨러¦ 동대 설치 상세¦ S=NONE¦ RACK 고정상세도 (1)¦ S=1:6¦ RACK 고정상세도 (4)¦ S=1:6¦ RACK 고정상세도 (3)¦ S=1:6¦ RACK 고정상세도 (2)¦ S=1:6¦ 동대 접지반¦ F-GV 16㎟¦ 5T¦ 육각 볼트 너트¦ 절연베크라이판¦ 50mm¦ OFD 철가¦ 스트롱앵커 3/8"¦ 고정용 너트¦ 절연 및 진동방지고무판¦ 평와셔¦ 300¦ 현하볼트(3/8"x600)¦ 70¦ 70¦ 바닥¦ ACCESS FLOOR¦ RACK¦ 셋트앵커 3/8"x70¦ 절연 및 진동방지고무판¦ 평와셔¦ 300¦ 70¦ 바닥¦ 피트커버¦ RACK¦ 70¦ CABLE TRENCH¦ 70¦ 셋트앵커 3/8"x70¦ 절연 및 진동방지고무판¦ 평와셔¦ 바닥¦ RACK¦ 70¦ 동대 설치 상세¦ S=NONE¦ RACK 고정상세도 (1)¦ S=1:6¦ RACK 고정상세도 (3)¦ S=1:6¦ RACK 고정상세도 (2)¦ S=1:6¦ 절연재¦ 장치"가"¦ 장치¦ 결속BOLT&NUT¦ 절연부싱¦ 장치와 장치가 간에는절연을 위해 절연재를 \P삽입하고 결속 볼트에는 절연부싱을 삽입하여 \P결속한다.¦ T¦ 9¦ 2¦ 0¦ 3¦ 0¦ 3¦ 8¦ 0¦ 0¦ 6¦ 절연재¦ 장치"가"¦ 장치¦ 결속BOLT&NUT¦ 절연부싱¦ 장치와 장치가 간에는절연을 위해 절연재를 \P삽입하고 결속 볼트에는 절연부싱을 삽입하여 \P결속한다.¦ 공통¦
| 1단계_정거장 - 복사본 | 1단계_정거장 - 복사본 | 067. T9203038-025 카메라 설치 상세도.dwg | \A1;270¦ \A1;2,900¦ \A1;270¦ \A1;2,500¦ \A1;270¦ \A1;270¦ \A1;200¦ \A1;4,650¦ \A1;3,500¦ \A1;400¦ \A1;550¦ \A1;2,900¦ \A1;2,500¦ \A1;1,000¦ \A1;150¦ \A1;200¦ 공통¦ -¦ T¦ 0¦ 0¦ 0¦ 0¦ 0¦ 0¦ 0¦ 0¦ 0¦ 0¦ ¦ ¦ ¦ ¦ ¦ ¦ ¦ 장애자용 ELEVATOR 평면도¦ ATTACHED OF CAMERA¦ 장애자용 ELEVATOR 주단면도¦ OUTLET BOX¦ 배관설치 위치¦ DN¦ DETAIL 참조¦ OUTLET BOX¦ SEMI-FIXED¦ 장애자용 ELEVATOR 정면도¦ INTERPHONE¦ OUTLET BOX¦ 카메라 설치 상세도¦ 카메라 설치 상세도¦ S = NONE¦ NONE¦ T¦ 9¦ 2¦ 0¦ 3¦ 0¦ 3¦ 8¦ 0¦ 2¦ 5¦ \A1;2,100¦
| 1단계_정거장 - 복사본 | 1단계_정거장 - 복사본 | 080. T9103066-005 913정거장 AFC설비 지하2층 장비배치도 (2_2).dwg | \A1;21,370¦ \A1;6,750¦ \A1;7,800¦ \A1;6,820¦ \A1;7,500¦ \A1;7,500¦ \A1;7,500¦ \A1;7,500¦ \A1;7,500¦ \A1;7,500¦ \A1;115,000¦ \A1;108,521¦ \A1;223,521¦ \A1;7,500¦ \A1;7,500¦ \A1;7,500¦ \A1;7,500¦ \A1;7,500¦ \A1;7,500¦ \A1;7,500¦ \A1;5,000¦ \A1;7,500¦ \A1;7,500¦ \A1;7,500¦ \A1;7,500¦ \A1;7,500¦ \A1;7,500¦ \A1;7,500¦ \A1;7,500¦ \A1;7,500¦ \A1;7,500¦ \A1;7,500¦ \A1;7,500¦ \A1;7,500¦ \A1;7,500¦ \A1;3,521¦ \A1;5,000¦ \A1;7,500¦ \A1;150¦ \A1;150¦ \A1;1100¦ \A1;200¦ \A1;600¦ \A1;600¦ \A1;600¦ \A1;600¦ \A1;900¦ \A1;200¦ \A1;200¦ \A1;200¦ \A1;200¦ \A1;800¦ \A1;1,000¦ \A1;250¦ 1/600¦ 지하철 908공구¦ 선유도¦ 당산¦ 국회의사당¦ w¦ 3¦ 9¦ 1¦ 3¦ 1¦ 0¦ 0¦ 5¦ 3¦ 0¦ \A1;600¦ \A1;150¦ Detail "A"¦ Detail "B"¦ Detail "A"¦ Detail "C"¦ Detail "C"¦ 12형¦ 10/11형¦ 대합실¦ PAID AREA¦ 대합실¦ FREE AREA¦ X08¦ X09¦ X10¦ X11¦ X12¦ X13¦ X14¦ X15¦ X16¦ X17¦ X18¦ X19¦ X20¦ X21¦ X22¦ X23¦ X24¦ X25¦ X26¦ X27¦ X28¦ X29¦ X30¦ X31¦ X32¦ X33¦ X34¦ X35¦ X36¦ X37¦ X38¦ Y00¦ Y02¦ Y05¦ Y07¦ Y01¦ Y03¦ Y06¦ Y04¦ 목동선 환승을 위한 유보공간¦ 2호선 교각¦ 2호선 교각¦ 2호선 환승 에스컬레이터¦ 목동선 환승에스컬레이터¦ DN¦ OPEN¦ CO2실¦ 전기실¦ 비상전원실¦ 내무반¦ 지구대장실¦ 창고¦ 샤워실¦ 탈의실¦ 안전관리실¦ 발매기실¦ 대합실¦ 대합실¦ 외부출입구3¦ 외부출입구4¦ 내부계단4¦ 내부계단3¦ 내부계단2¦ 내부계단1¦ 913 정거장¦ STA.14km831.097¦ 사무실¦ 사무실¦ 발매기실¦ AAM ¦ DN¦ 안전관리실¦ 내부계단4¦ AAM ¦ Detail "B"¦ 10형¦ 8형¦ 8형¦ 6형¦ 8형¦ 대합실¦ FREE AREA¦ 대합실¦ PAID AREA¦ 6형¦ 구 분¦ 당 초¦ 변 경¦ 6형¦ 8형¦ 10형¦ 6/12형¦ 10/11형¦ 11형¦ 12형¦ 1¦ 2¦ 3¦ 3¦ 1¦ 1¦ -¦ 1¦ 1¦ -¦ 1¦ 1¦ -¦ -¦ 913정거장 AFC설비 지하2층 장비배치도 (2/2)¦ 913정거장 AFC설비 지하2층 장비배치도 (2/2)¦ S = 1 / 600¦ 1/600¦ 지하철 913정거장¦ 선유도¦ 당산¦ 국회의사당¦ T¦ 9¦ 1¦ 0¦ 3¦ 0¦ 6¦ 6¦ 0¦ 0¦ 5¦
| 1단계_정거장 - 복사본 | 1단계_정거장 - 복사본 | 035. T7001034-013 913정거장 전화설비 지하3층 철거평면도 (1_2).dwg | \A1;7,500¦ \A1;81,370¦ \A1;49,122¦ \A1;130,492¦ \A1;7,500¦ \A1;7,500¦ \A1;7,500¦ \A1;7,500¦ \A1;7,500¦ \A1;7,500¦ \A1;7,500¦ \A1;5,000¦ \A1;7,500¦ \A1;7,500¦ \A1;7,500¦ \A1;7,500¦ \A1;7,500¦ \A1;7,500¦ \A1;4,122¦ \A1;5,000¦ \A1;7,500¦ \A1;21,370¦ \A1;6,750¦ \A1;7,800¦ \A1;6,820¦ MATCH LINE DWG No. "S1-TA-S13-DB-015-0"¦ 1. 음향유도기 전원은 전기콘센트를 이용한다.¦ NOTE¦ 2. 증폭기전원은 전기콘센트를 이용한다.¦ 3. 통신기계실 및 안전관리실 MAIN 분전반은 전기에서 설치한다.¦ KEY PLAN¦ X13¦ X14¦ X15¦ X16¦ X17¦ X18¦ X19¦ X20¦ X21¦ X22¦ X23¦ X24¦ X25¦ X26¦ X27¦ X28¦ X29¦ X30¦ Y00¦ Y02¦ Y05¦ Y07¦ Y01¦ Y03¦ Y06¦ Y04¦ 배수펌프실¦ 정화조¦ 승강장¦ 창고¦ 내부계단3¦ (P14:400x400x200)¦ (16) UTP Cat.5E 4Px1조 (승강장 INT)¦ DOWN TO CP PANEL¦ (16) 인터폰선 0.6x2Px5조 (INT)¦ (16) UTP Cat.5E 4Px1조 (승강장 INT)¦ (P15:400x400x200)¦ (16) UTP Cat.5E 4Px1조 (승강장 INT)¦ UTP Cat.5E 4Px2조 (승강장 INT)¦ TRAY (900x150)¦ UP TO 지하2층¦ UTP Cat.5E 4Px2조 (승강장 INT)¦ TRAY (300x100)¦ DOWN TO 승강장 PIT¦ 접지단자함¦ 접지¦ 지하철 913정거장¦ 선유도¦ 당산¦ 국회의사당¦ 1/400¦ 913정거장 전화설비 지하3층 철거평면도(1/2)¦ S = 1/400¦ 913정거장 전화설비 지하3층 철거평면도(1/2)¦ T¦ 7¦ 0¦ 0¦ 1¦ 0¦ 3¦ 4¦ 0¦ 1¦ 3¦ (기설활용)¦ INT¦ P¦
| 1단계_정거장 - 복사본 | 1단계_정거장 - 복사본 | 025. T7001034-008 908정거장 전화설비 지하3층 철거평면도 (2_2).dwg | P¦ INT¦ \A1;22,500¦ \A1;22,500¦ \A1;26,250¦ \A1;3,750¦ \A1;7,500¦ \A1;7,500¦ \A1;7,500¦ \A1;7,500¦ \A1;7,500¦ \A1;7,500¦ \A1;7,500¦ \A1;7,500¦ \A1;7,500¦ \A1;71,250¦ \A1;22,700¦ \A1;2,400¦ \A1;7,150¦ \A1;2,400¦ \A1;1,100¦ \A1;700¦ \A1;700¦ \A1;1,100¦ 1. 음향유도기 전원은 전기콘센트를 이용한다.¦ NOTE¦ 2. 증폭기전원은 전기콘센트를 이용한다.¦ 3. 통신기계실 및 안전관리실 MAIN 분전반은 전기에서 설치한다.¦ MATCH LINE DWG No. "S1-TA-S08-DB-011-0"¦ (22) UTP Cat.5E 4Px3조 (승강장 공중전화)¦ (16) UTP Cat.5E 4Px2조 (승강장 INT)¦ (22) UTP Cat.5E 4Px3조 (승강장 공중전화)¦ (16) UTP Cat.5E 4Px2조 (승강장 INT)¦ KEY PLAN¦ \A1;7,150¦ 0-0¦ 0-0¦ 0-0¦ 0-0¦ 0-0¦ 0-0¦ 0-0¦ 0-0¦ 0-0¦ 0-0¦ 0-0¦ 0-0¦ 0-0¦ 0-0¦ 0-0¦ 0-0¦ 0-0¦ 0-0¦ 0-0¦ 0-0¦ 0-0¦ 0-0¦ 0-0¦ 0-0¦ 0-0¦ 0-0¦ 0-0¦ 0-0¦ X17¦ X18¦ X19¦ X20¦ X21¦ X22¦ X23¦ X24¦ X25¦ X26¦ Y00¦ Y04¦ Y08¦ Y03¦ Y07¦ 정화조¦ UP¦ UP¦ PSD기계실2¦ PSD기계실1¦ 레일부¦ 배수펌프실¦ (22) UTP Cat.5E 4Px3조 (승강장 INT)¦ (22) UTP Cat.5E 4Px3조 (승강장 공중전화)¦ UP TO 지하2층¦ TRAY (900x150)¦ UTP Cat.5E 4Px3조 (승강장 공중전화)¦ UTP Cat.5E 4Px3조 (승강장 INT)¦ (P16:500x500x300)¦ (P15:500x500x300)¦ (P19:500x500x300)¦ (P20:500x500x300)¦ (16) UTP Cat.5E 4Px1조 (승강장 INT)¦ (16) UTP Cat.5E 4Px1조 (승강장 INT)¦ UP TO 지하2층¦ TRAY (900x150)¦ UTP Cat.5E 4Px3조 (승강장 공중전화)¦ UTP Cat.5E 4Px3조 (승강장 INT)¦ (22) UTP Cat.5E 4Px3조 (승강장 공중전화)¦ (22) UTP Cat.5E 4Px3조 (승강장 INT)¦ (P18:500x500x300)¦ (22) UTP Cat.5E 4Px3조 (승강장 공중전화)¦ (16) UTP Cat.5E 4Px2조 (승강장 INT)¦ (P14:500x500x300)¦ (P17:300x300x200)¦ (22) UTP Cat.5E 4Px3조 (승강장 공중전화)¦ (16) UTP Cat.5E 4Px2조 (승강장 INT)¦ (16) UTP Cat.5E 4Px1조 (승강장 INT)¦ DOWN TO 승강장 PIT¦ 접지단자함¦ F-GV 50㎟x3조 (MGB)¦ 접지¦ A¦ A¦ 지하철 908정거장¦ 가양¦ 증미¦ 등촌¦ 1/400¦ 908정거장 전화설비 지하3층 철거평면도(2/2)¦ S = 1/400¦ 908정거장 전화설비 지하3층 철거평면도(2/2)¦ T¦ 7¦ 0¦ 0¦ 1¦ 0¦ 3¦ 4¦ 0¦ 0¦ 8¦ (기설활용)¦
| 1단계_정거장 - 복사본 | 1단계_정거장 - 복사본 | 045. T9103026-001 904(신방화)역사노드 랙 배치도.dwg | 904(신방화)역사노드 랙 배치도¦ NONE¦ 904(신방화)역사노드 랙 배치도¦ S = NONE¦ OFD 랙¦ MDF 랙 (기설)¦ 기지국장치 랙¦ 역사노드백본 랙¦ 시리얼장치¦ MDF¦ MDF¦ MDF¦ MDF¦ MDF¦ OFD¦ OFD¦ OFD¦ OFD¦ OFD¦ PDP¦ 백본스위치¦ 백본스위치¦ \pi-15,l20,t20;* 예시도면이며 제조사별 구성도 다를 수 있음.¦ PDP¦ OPDP¦ \pi-15,l20,t20;* 랙 내 접지바에서 장치간 접지 연결.¦ RRU¦ 정류기¦ 904(신방화)역사노드 랙 배치도¦ NONE¦ 904(신방화)역사노드 랙 배치도¦ S = NONE¦ OFD 랙¦ MDF 랙¦ 기지국장치 랙¦ 스위치 랙¦ 역사노드백본 랙¦ 시리얼장치¦ PDP¦ MDF¦ MDF¦ MDF¦ MDF¦ MDF¦ OFD¦ OFD¦ OFD¦ OFD¦ OFD¦ 스위치¦ 스위치¦ 스위치¦ PDP¦ 백본스위치¦ 백본스위치¦ UPS¦ OJCx8¦ 역사노드백본 랙 ¦ 스위치 랙 ¦ 기지국장치 랙 ¦ OFD 랙 ¦ MDF 랙 ¦ GND¦ OJCx8¦ OJCx16¦ OJCx4¦ UTP Cat6 25Px2¦ UTP Cat6 25Px2¦ HFCO 2C/4㎟¦ HFCO 2C/4㎟¦ F-GV 16㎟¦ F-GV 16㎟¦ F-GV 16㎟¦ F-GV 16㎟¦ F-GV 16㎟¦ F-GV 16㎟¦ \pi-15,l20,t20;* 예시도면이며 제조사별 구성도 다를 수 있음.¦ PDP¦ PDOD¦ \pi-15,l20,t20;* 랙 내 접지바에서 장치간 접지 연결.¦ HFCO 2C/4㎟¦ RRU¦ 정류기¦ 역사노드백본 랙 ¦ OJCx8¦ 시리얼장치 ¦ 기지국장치 랙 ¦ OFD 랙 ¦ MDF 랙 ¦ GND¦ OJCx4¦ OJCx4¦ UTP Cat5e 4Px2¦ HFCO 2C/4㎟¦ F-GV 16㎟¦ F-GV 16㎟¦ F-GV 16㎟¦ HFCO 2C/4㎟¦ UPS¦ UTP Cat6 25Px2¦ OPDP¦ RRU 1¦ RRU 2¦ RRU 3¦ RRU 4¦ F-GV 16㎟¦ 903¦ 905¦ 904¦ T¦ 9¦ 1¦ 0¦ 3¦ 0¦ 2¦ 6¦ 0¦ 0¦ 1¦ OJCx10¦ OJCx8¦ F-GV 16㎟¦ 정류기¦ DU_A¦ PDP¦ DU_S¦ RRU¦ OPDP¦ OPDP¦ RRU 정류기¦ RRU 축전지¦
| 1단계_정거장 - 복사본 | 1단계_정거장 - 복사본 | 044. T9103026-001 919(흑석)역사노드 랙 배치도.dwg | 역사노드백본 랙 ¦ OJCx8¦ 시리얼장치 랙¦ 스위치 랙 ¦ 기지국장치 랙 ¦ OFD 랙 ¦ MDF 랙 ¦ GND¦ OJCx8¦ OJCx16¦ OJCx4¦ UTP Cat6 25Px2¦ UTP Cat6 25Px2¦ HFCO 2C/4㎟¦ HFCO 2C/4㎟¦ HFCO 2C/4㎟¦ F-GV 16㎟¦ F-GV 16㎟¦ F-GV 16㎟¦ F-GV 16㎟¦ F-GV 16㎟¦ F-GV 16㎟¦ UPS¦ OJCx4¦ UTP Cat6 25Px2¦ F-GV 16㎟¦ 919(흑석)역사노드 랙 배치도¦ NONE¦ 919(흑석)역사노드 랙 배치도¦ S = NONE¦ OFD 랙¦ MDF 랙 (기설)¦ 기지국장치 랙¦ MDF¦ MDF¦ MDF¦ MDF¦ MDF¦ OFD¦ OFD¦ OFD¦ OFD¦ OFD¦ \pi-15,l20,t20;* 예시도면이며 제조사별 구성도 다를 수 있음.¦ PDP¦ OPDP¦ \pi-15,l20,t20;* 랙 내 접지바에서 장치간 접지 연결.¦ RRU¦ 정류기¦ 919(흑석)역사노드 랙 배치도¦ NONE¦ 919(흑석)역사노드 랙 배치도¦ S = NONE¦ OFD 랙¦ MDF 랙¦ 기지국장치 랙¦ 스위치 랙¦ 역사노드백본 랙¦ 시리얼장치¦ PDP¦ MDF¦ MDF¦ MDF¦ MDF¦ MDF¦ OFD¦ OFD¦ OFD¦ OFD¦ OFD¦ 스위치¦ 스위치¦ 스위치¦ PDP¦ 백본스위치¦ 백본스위치¦ UPS¦ OJCx8¦ 역사노드백본 랙 ¦ 스위치 랙 ¦ 기지국장치 랙 ¦ OFD 랙 ¦ MDF 랙 ¦ GND¦ OJCx8¦ OJCx8¦ OJCx4¦ UTP Cat6 25Px2¦ UTP Cat6 25Px2¦ HFCO 2C/4㎟¦ HFCO 2C/4㎟¦ HFCO 2C/4㎟¦ F-GV 16㎟¦ F-GV 16㎟¦ F-GV 16㎟¦ F-GV 16㎟¦ F-GV 16㎟¦ F-GV 16㎟¦ \pi-15,l20,t20;* 예시도면이며 제조사별 구성도 다를 수 있음.¦ PDP¦ PDOD¦ \pi-15,l20,t20;* 랙 내 접지바에서 장치간 접지 연결.¦ RRU¦ 정류기¦ 역사노드백본 랙 ¦ OJCx8¦ 시리얼장치 ¦ 기지국장치 랙 ¦ OFD 랙 ¦ MDF 랙 ¦ GND¦ OJCx4¦ OJCx4¦ UTP Cat5e 4Px2¦ HFCO 2C/4㎟¦ HFCO 2C/4㎟¦ F-GV 16㎟¦ F-GV 16㎟¦ F-GV 16㎟¦ UPS¦ UTP Cat6 25Px2¦ OPDP¦ RRU 1¦ RRU 2¦ RRU 3¦ 역사노드백본 랙¦ 시리얼장치¦ PDP¦ 백본스위치¦ 백본스위치¦ F-GV 16㎟¦ 918¦ 920¦ 919¦ T¦ 9¦ 1¦ 0¦ 3¦ 0¦ 2¦ 6¦ 0¦ 0¦ 1¦ OJCx10¦ OJCx8¦ F-GV 16㎟¦ 정류기¦ DU_A¦ PDP¦ DU_S¦ RRU¦ OPDP¦ OPDP¦ RRU 정류기¦ RRU 축전지¦
| 1단계_정거장 - 복사본 | 1단계_정거장 - 복사본 | 023. T7001034-005 종합관리 및 복지후생동 구내통신설비 지상3층 신설평면도.dwg | T¦ 배선반¦ H/E¦ GND¦ AMP¦ 광HUB¦ IDF¦ HUB¦ \A1;3,100¦ \A1;3,000¦ \A1;500¦ \A1;7,700¦ \A1;67,100¦ \A1;6,600¦ \A1;6,600¦ \A1;6,600¦ \A1;6,600¦ \A1;6,600¦ \A1;6,600¦ \A1;6,600¦ \A1;6,600¦ \A1;6,600¦ \A1;2,100¦ \A1;7,500¦ \A1;7,500¦ \A1;27,900¦ \A1;3,300¦ \A1;2,500¦ \A1;5,000¦ \A1;7,500¦ \A1;3,300¦ \A1;4,200¦ \A1;3,200¦ \A1;3,400¦ \A1;3,200¦ \A1;3,400¦ \A1;5,700¦ \A1;1,800¦ \A1;600¦ MTG. room¦ 회의실¦ 갱의실 (남)¦ 기술부¦ 본부장실¦ 기술본부장¦ 비서실¦ 기술본부장실¦ 기술본부 사무실1¦ 기술본부¦ 사무실2¦ X01¦ X02¦ X03¦ X04¦ X05¦ X06¦ X07¦ X08¦ X09¦ X10¦ X11¦ Y01¦ Y02¦ Y04¦ Y05¦ Y06¦ Y03¦ 전산운영실¦ 갱의실 (여)¦ 공조실¦ 유지보수실¦ 통합전원실¦ NOTE¦ (16) UTP Cat.5E 4Px2조¦ (22) UTP Cat.5E 4Px4조¦ ux2¦ ux4¦ (28) UTP Cat.5E 4Px6조¦ ux6¦ (22)x2 UTP Cat.5E 4Px8조¦ ux8¦ (28)x2 UTP Cat.5E 4Px10조¦ ux10¦ (28)x2 UTP Cat.5E 4Px12조¦ ux12¦ x2¦ ux2¦ 2D¦ 종합사령실/기계실¦ MIS/AFC실¦ 기술본부¦ 사무실3¦ CCM-1¦ x8 ¦ x2 ¦ (P19:300x300x200)¦ (28) FR-CV 2C/4.0㎟x1조 (TV AMP POWER)¦ (22) 7C-HFBTx1조 (TV AMP)¦ H¦ G¦ (P17:200x200x100)¦ M/A-1¦ (16) UTP Cat.5E 4Px1조 (CAMERA)(신설)¦ F¦ (P15:400x400x200)¦ (16) UTP Cat.5E 4Px2조 (출입통제)¦ D¦ C¦ [광24Port] ¦ [IDF No.5]¦ 100P¦ x2 ¦ x2 ¦ x4 ¦ x4 ¦ x4 ¦ R¦ x2 ¦ 100P [IDF No.5]¦ [32Port]¦ x2 ¦ (P16:100x100x100)¦ (22) 5C-HFBTx2조 (TV)¦ (16) HIV 1.5㎟x4조 (CLOCK)¦ 공중전화¦ UTP 25P¦ [TB No.5]¦ (22) UTP Cat.5E 4Px3조 (공중전화)¦ (16) F-GV 4.0㎟x1조 (GND)¦ 6D¦ L¦ (P20:300x300x200)¦ (22) 5C-HFBTx2조 (TV)¦ (16) UTP Cat.5E 4Px2조 (공조실)¦ (16) HIV 1.5㎟x4조 (CLOCK)¦ (36) UTP Cat.5E 4Px8조 (유지보수실)¦ (16) UTP Cat.5E 4Px1조 (CAMERA)(신설)¦ (P18:200x200x100)¦ HALL-4¦ I¦ K¦ (16) UTP Cat.5E 4Px1조 (CAMERA)(신설)¦ ux8¦ ux8¦ ux24¦ ux8¦ ux8¦ ux6¦ ux16¦ ux4¦ ux32¦ ux12¦ (16) UTP Cat.5E 4Px2조 (기술본부사무실2)¦ (54) UTP Cat.5E 25Px4조 (기술본부사무실1)¦ (22) F-GV 4.0㎟x2조 (GND)¦ B¦ (16) 5C-HFBTx1조 (TV)¦ (기술본부장 비서실, 기술본부장실)¦ (16) HIV 1.5㎟x2조 (CLOCK)¦ (22)x2 UTP Cat.5E 4Px4조x2¦ (22) 5C-HFBTx2조 (TV)¦ (16) UTP Cat.5E 4Px2조 (전산운영실)¦ (16) HIV 1.5㎟x4조 (CLOCK)¦ ux4¦ ux16¦ ux2¦ E¦ A¦ A¦ (22) 5C-HFBTx2조 (TV)¦ (16) HIV 1.5㎟x4조 (CLOCK)¦ B¦ CABLE TRAY (W:600)¦ UTP Cat.5E 4Px2조 (전산운영실)¦ UTP Cat.5E 4Px4조 (기술부본부장실)¦ UTP Cat.5E 4Px2조 (기술본부장 비서실)¦ UTP Cat.5E 4Px4조 (기술본부장실)¦ 5C-HFBTx1조 (TV)¦ HIV 1.5㎟x2조 (CLOCK)¦ D¦ DOWN TO MIS/AFC실 ACCESS FLOOR¦ TRAY (W:600)¦ UTP Cat.5E 25Px4조 (MIS/AFC실)¦ OF-SM-12Corex1조 (MIS/AFC실)¦ OF-SM-8Corex3조 (검사고, 주공장, 중정비쎈타 광S/W HUB)¦ OF-MM-8Corex4조 (당직실, 기전부/시설부, 종합사령실, 접견실 광S/W HUB)¦ OF-MM-8Corex2조 (화상서버용)¦ F-GV 4.0㎟x1조 (GND)¦ E¦ CABLE TRAY (W:600)¦ UTP Cat.5E 25Px4조 (MIS/AFC실)¦ OF-SM-12Corex1조 (MIS/AFC실)¦ OF-SM-8Corex3조 (검사고, 주공장, 중정비쎈타 광S/W HUB)¦ OF-MM-8Corex4조 (당직실, 회의실, 종합사령실, 접견실 광S/W HUB)¦ OF-MM-8Corex2조 (화상서버용)¦ 5C-HFBTx2조 (TV)¦ HIV 1.5㎟x2조 (CLOCK)¦ F-GV 4.0㎟x1조 (GND)¦ UTP Cat.5E 25Px4조 (기술본부사무실1)¦ F¦ G¦ H¦ DOWN TO 지상2층 EPS실¦ CABLE TRAY (W:600)¦ SPIRAL SLEEVE(난연) 28mmx8조¦ OF-SM-46Corex2조 (본선)¦ OF-SM-4Corex1조 (열차무선)¦ UTP Cat.5E 4Px3조 (공중전화)¦ UTP Cat.5E 4Px6조 (CAMERA)(신설)¦ UTP Cat.5E 25Px4조x2 (회의실, 재무.회계팀)¦ F-GV 4.0㎟x1조 (GND)¦ UTP Cat.5E 4Px4조 (출입통제)¦ UTP Cat.5E 25Px2조x2 (전기실, 식당)¦ FR-CV 2C/4.0㎟x2조 (TV AMP POWER)¦ HIV 1.5㎟x8조 (CLOCK)¦ 7C-HFBTx1조 (TV AMP)¦ FR-CVVSB 20C/1.5㎟x2조 (검사고, 주공장 방송)¦ F/S(J.F) 0.65x25P(50%차폐)x1조 (본선)¦ F/S(J.F) 0.65x50P(50%차폐)x1조 (모타카고)¦ F/S(J.F) 0.65x25P(50%차폐)x3조 (변전소, 경비실(정문), 경비실(후문))¦ F/S(J.F) 0.65x100P(50%차폐)x4조 (검사고, 주공장, 중정비쎈타, 901국선)¦ FR-CVVSB 2C/2.5㎟x2조 (검사고, 주공장 CLOCK)¦ MIC-SH 2C/0.75㎟x2조x2 (검사고, 주공장 방송)¦ 10C-HFBTx5조 (검사고, 주공장, 부속동, 901정거장 TV)¦ FR-CVVSB 3C/2.5㎟x15조 (부속동 SP)¦ UTP Cat.5E 25Px6조 (당직실)¦ UTP Cat.5E 25Px1조 (감시실)¦ FR-CVVSB 6C/1.5㎟x2조 (변전소 출입통제)¦ OF-SM-8Corex3조 (검사고, 주공장, 중정비쎈타 광S/W HUB)¦ OF-MM-8Corex2조 (당직실, 기전부/시설부 광S/W HUB)¦ FR-CV 2C/4.0㎟x3조 (TV AMP POWER)¦ 인터폰선 0.6x2Px1조 (인터폰)¦ I¦ J¦ TRAY (W:600)¦ OF-SM-46Corex2조 (본선)¦ OF-SM-4Corex1조 (열차무선)¦ UTP Cat.5E 4Px10조 (출입통제)¦ UTP Cat.5E 25Px6조 (종합사령실)¦ DOWN TO 종합사령실 기계실 ACCESS FLOOR¦ UTP Cat.5E 25Px4조x2 (접견실, 비서실)¦ UTP Cat.5E 25Px1조 (감시실)¦ UTP Cat.5E 4Px6조 (공중전화)¦ OF-SM-12Corex1조 (MIS/AFC실)¦ OF-MM-8Corex2조 (화상서버용)¦ UTP Cat.5E 25Px4조 (마켓팅)¦ UTP Cat.5E 25Px4조 (운용본부사무실)¦ K¦ (36) UTP Cat.5E 4Px10조 (공조실, 유지보수실)¦ (22) 5C-HFBTx2조 (TV)¦ (16) HIV 1.5㎟x4조 (CLOCK)¦ (16) UTP Cat.5E 4Px2조 (출입통제)¦ L¦ UP TO 종합사령실¦ CABLE TRAY (W:450)¦ UTP Cat.5E 4Px30조 (MONITOR)¦ UTP Cat.5E 4Px5조 (DVR)¦ UL 2919-AMESB 24AWGx4Px2조 (사령, 행선안내방송)¦ UL 2919-AMESB 24AWGx4Px3조 (Data, Rail Condition)¦ UL 2919-AMESB 24AWGx4Px2조 (제어)¦ UL 2919-AMESB 24AWGx4Px3조 (VOICE/DATA)¦ MIC-SH 2C/0.75㎟x2조 (MIC)¦ FR-CVVSB 20C/2.0㎟x4조 (제어)¦ FR-GV 6.0㎟x6조 (종합사령실)¦ FR-CV 3C/4.0㎟x6조 (종합사령실)¦ FR-CVVSB 2C/1.5㎟x5조 (REMOTE CONTROL)¦ (P14:300x300x200)¦ ux16¦ ux12¦ ux12¦ ux24¦ x2 ¦ (16) UTP Cat.5E 4Px2조 (출입통제)¦ J¦ x2 ¦ (22) UTP Cat.5E 4Px4조¦ c¦ CABLE TRAY (W:600)¦ UTP Cat.5E 4Px4조 (기술본부사무실 HUB)¦ ux4¦ x2 ¦ 2D¦ ux4¦ ux4¦ ux4¦ ux8¦ ux8¦ ux4¦ ux4¦ ux12¦ ux8¦ ux8¦ ux4¦ ux4¦ ux4¦ ux4¦ (22) UTP Cat.5E 4Px4조 (기술본부사무실2,3)¦ , 기술본부장 비서실, 기술본부장실)¦ (22)x3 UTP Cat.5E 4Px4조x3 (기술부 본부장실¦ CABLE TRAY (W:600)¦ UTP Cat.5E 4Px3조 (CAMERA)(신설)¦ UTP Cat.5E 25Px4조 (마켓팅)¦ UTP Cat.5E 25Px4조 (운영본부사무실)¦ UP TO 지상4층 EPS실¦ OF-SM-8Corex2조 (종합사령실, 접견실 광S/W HUB)¦ UTP Cat.5E 25Px6조 (종합사령실)¦ UTP Cat.5E 4Px2조 (출입통제)¦ 5C-HFBTx2조 (TV)¦ HIV 1.5㎟x4조 (CLOCK)¦ F-GV 4.0㎟x1조 (GND)¦ FR-CVVSB 4C/1.5㎟x1조 (전기시계 GPS ANT)¦ FR-HFC-22Dx7조 (열차무선 ANT)¦ FR-CVVS 2C/1.5㎟x2조 (옥상 혼형 스피커)¦ 10C-HFBTx1조 (방송설비 위성ANT)¦ 10C-HFBTx1조 (TV공시청 위성ANT)¦ 10C-HFBTx1조 (TV공시청 ANT]¦ 10C-HFBTx1조 (방송설비 FM ANT]¦ FR-CV 3C/4.0㎟x1조 (전기시계 GPS ANT)¦ F-GV 16㎟x2조 (ANT접지)¦ UTP Cat.5E 4Px2조 (전산운영실)¦ UTP Cat.5E 4Px4조 (기술부본부장실)¦ UTP Cat.5E 4Px4조 (기술본부장실)¦ UTP Cat.5E 4Px4조 (기술본부장 비서실)¦ UTP Cat.5E 25Px2조x2 (전기실, 식당)¦ UTP Cat.5E 25Px6조 (당직실)¦ UTP Cat.5E 25Px4조x2 (회의실, 재무.회계팀)¦ UTP Cat.5E 25Px4조 (기술본부사무실 )¦ UTP Cat.5E 25Px4조 (MIS/AFC실)¦ 5C-HFBTx2조 (TV)¦ HIV 1.5㎟x14조 (CLOCK)¦ F-GV 4.0㎟x1조 (GND)¦ FR-CVVSB 4C/1.5㎟x1조 (전기시계 GPS ANT)¦ FR-HFC-22Dx7조 (열차무선 ANT)¦ FR-CVVS 2C/1.5㎟x2조 (옥상 혼형 스피커)¦ 10C-HFBTx1조 (방송설비 위성ANT)¦ 10C-HFBTx1조 (TV공시청 위성ANT)¦ 10C-HFBTx1조 (TV공시청 ANT]¦ 10C-HFBTx1조 (방송설비 FM ANT]¦ FR-CV 3C/4.0㎟x1조 (전기시계 GPS ANT)¦ F-GV 16㎟x2조 (ANT접지)¦ F/S(J.F) 0.65x25P(50%차폐)x1조 (본선)¦ F/S(J.F) 0.65x50P(50%차폐)x1조 (모타카고)¦ F/S(J.F) 0.65x100P(50%차폐)x4조 (검사고, 주공장, 중정비쎈타, 901국선)¦ FR-CVVSB 2C/2.5㎟x2조 (검사고, 주공장 CLOCK)¦ MIC-SH 2C/0.75㎟x2조x2 (검사고, 주공장 방송)¦ 10C-HFBTx5조 (검사고, 주공장, 부속동, 901정거장 TV)¦ FR-CVVSB 3C/2.5㎟x15조 (부속동 SP)¦ FR-CVVSB 20C/1.5㎟x2조 (검사고, 주공장 방송)¦ F/S(J.F) 0.65x25P(50%차폐)x3조 (변전소, 경비실(정문), 경비실(후문))¦ FR-CVVSB 6C/1.5㎟x2조 (변전소 출입통제)¦ FR-CV 2C/4.0㎟x3조 (TV AMP POWER)¦ UTP Cat.5E 4Px14조 (CAMERA)(신설)¦ UTP Cat.5E 4Px10조 (유지보수실, 공조실)¦ TRAY (W:600)¦ OF-SM-46Corex2조 (본선)¦ OF-SM-4Corex1조 (열차무선)¦ UTP Cat.5E 4Px8조 (출입통제)¦ UTP Cat.5E 25Px6조 (종합사령실)¦ UTP Cat.5E 25Px4조x2 (접견실, 비서실)¦ UTP Cat.5E 25Px1조 (감시실)¦ UTP Cat.5E 4Px6조 (공중전화)¦ OF-SM-12Corex1조 (MIS/AFC실)¦ OF-MM-8Corex2조 (화상서버용)¦ UTP Cat.5E 25Px4조 (마켓팅)¦ UTP Cat.5E 25Px4조 (운용본부사무실)¦ UTP Cat.5E 25Px2조x2 (전기실, 식당)¦ UTP Cat.5E 25Px6조 (당직실)¦ UTP Cat.5E 25Px4조x2 (회의실, 재무.회계팀)¦ UTP Cat.5E 25Px4조 (기술본부사무실 )¦ UTP Cat.5E 25Px4조 (MIS/AFC실)¦ 5C-HFBTx2조 (TV)¦ HIV 1.5㎟x14조 (CLOCK)¦ F-GV 4.0㎟x1조 (GND)¦ FR-CVVSB 4C/1.5㎟x1조 (전기시계 GPS ANT)¦ FR-HFC-22Dx7조 (열차무선 ANT)¦ FR-CVVS 2C/1.5㎟x2조 (옥상 혼형 스피커)¦ 10C-HFBTx1조 (방송설비 위성ANT)¦ 10C-HFBTx1조 (TV공시청 위성ANT)¦ 10C-HFBTx1조 (TV공시청 ANT]¦ 10C-HFBTx1조 (방송설비 FM ANT]¦ FR-CV 3C/4.0㎟x1조 (전기시계 GPS ANT)¦ F-GV 16㎟x2조 (ANT접지)¦ F/S(J.F) 0.65x25P(50%차폐)x1조 (본선)¦ F/S(J.F) 0.65x50P(50%차폐)x1조 (모타카고)¦ F/S(J.F) 0.65x100P(50%차폐)x4조 (검사고, 주공장, 중정비쎈타, 901국선)¦ FR-CVVSB 2C/2.5㎟x2조 (검사고, 주공장 CLOCK)¦ MIC-SH 2C/0.75㎟x2조x2 (검사고, 주공장 방송)¦ 10C-HFBTx5조 (검사고, 주공장, 부속동, 901정거장 TV)¦ FR-CVVSB 20C/1.5㎟x2조 (검사고, 주공장 방송)¦ F/S(J.F) 0.65x25P(50%차폐)x3조 (변전소, 경비실(정문), 경비실(후문))¦ FR-CVVSB 6C/1.5㎟x2조 (변전소 출입통제)¦ FR-CV 2C/4.0㎟x3조 (TV AMP POWER)¦ UTP Cat.5E 4Px13조 (CAMERA)(신설)¦ TRAY (W:600)¦ OF-SM-46Corex2조 (본선)¦ OF-SM-4Corex1조 (열차무선)¦ UTP Cat.5E 4Px8조 (출입통제)¦ UTP Cat.5E 25Px6조 (종합사령실)¦ UTP Cat.5E 25Px4조x2 (접견실, 비서실)¦ UTP Cat.5E 25Px1조 (감시실)¦ UTP Cat.5E 4Px3조 (공중전화)¦ OF-SM-12Corex1조 (MIS/AFC실)¦ OF-MM-8Corex2조 (화상서버용)¦ UTP Cat.5E 25Px4조 (마켓팅)¦ UTP Cat.5E 25Px4조 (운용본부사무실)¦ UTP Cat.5E 25Px2조x2 (전기실, 식당)¦ UTP Cat.5E 25Px6조 (당직실)¦ UTP Cat.5E 25Px4조x2 (회의실, 재무.회계팀)¦ 5C-HFBTx2조 (TV)¦ HIV 1.5㎟x14조 (CLOCK)¦ F-GV 4.0㎟x1조 (GND)¦ FR-CVVSB 4C/1.5㎟x1조 (전기시계 GPS ANT)¦ FR-HFC-22Dx7조 (열차무선 ANT)¦ FR-CVVS 2C/1.5㎟x2조 (옥상 혼형 스피커)¦ 10C-HFBTx1조 (방송설비 위성ANT)¦ 10C-HFBTx1조 (TV공시청 위성ANT)¦ 10C-HFBTx1조 (TV공시청 ANT]¦ 10C-HFBTx1조 (방송설비 FM ANT]¦ FR-CV 3C/4.0㎟x1조 (전기시계 GPS ANT)¦ F-GV 16㎟x2조 (ANT접지)¦ F/S(J.F) 0.65x25P(50%차폐)x1조 (본선)¦ F/S(J.F) 0.65x50P(50%차폐)x1조 (모타카고)¦ F/S(J.F) 0.65x100P(50%차폐)x4조 (검사고, 주공장, 중정비쎈타, 901국선)¦ FR-CVVSB 2C/2.5㎟x2조 (검사고, 주공장 CLOCK)¦ MIC-SH 2C/0.75㎟x2조x2 (검사고, 주공장 방송)¦ 10C-HFBTx5조 (검사고, 주공장, 부속동, 901정거장 TV)¦ FR-CVVSB 20C/1.5㎟x2조 (검사고, 주공장 방송)¦ F/S(J.F) 0.65x25P(50%차폐)x3조 (변전소, 경비실(정문), 경비실(후문))¦ FR-CVVSB 6C/1.5㎟x2조 (변전소 출입통제)¦ FR-CV 2C/4.0㎟x3조 (TV AMP POWER)¦ UTP Cat.5E 4Px13조 (CAMERA)(신설)¦ UTP Cat.5E 25Px4조 (MIS/AFC실)¦ OF-SM-12Corex1조 (MIS/AFC실)¦ OF-SM-8Corex3조 (검사고, 주공장, 중정비쎈타 광S/W HUB)¦ OF-MM-8Corex4조 (당직실, 기전부/시설부, 종합사령실, 접견실 광S/W HUB)¦ OF-MM-8Corex2조 (화상서버용)¦ F-GV 4.0㎟x1조 (GND)¦ UTP Cat.5E 4Px10조 (유지보수실, 공조실)¦ 19.23¦ 20.24¦ 13.17¦ 14.18¦ 11.15¦ 12.16¦ 17.21¦ 18.22¦ 15.19¦ 16.20¦ 9.13¦ 10.14¦ 5.5¦ 6.6¦ 7.7¦ 3.3¦ 4.4¦ 1.1¦ 2.2¦ 1.1¦ 2.2¦ 3.3¦ 4.4¦ 5.5¦ 6.6¦ 7.7¦ 8.8¦ 15.15¦ 16.16¦ 13.13¦ 14.14¦ 11.11¦ 12.12¦ 9.9¦ 10.10¦ 17.17¦ 18.18¦ 19.19¦ 20.20¦ 23.23¦ 24.24¦ 21.21¦ 22.22¦ 51¦ 51¦ 52¦ 52¦ 35.35¦ 36.36¦ 33.33¦ 34.34¦ 31.31¦ 32.32¦ 41.41¦ 42.42¦ 39.39¦ 40.40¦ 37.37¦ 38.38¦ 43.43¦ 44.44¦ 45.45¦ 46.46¦ 47.47¦ 48.48¦ 29.29¦ 30.30¦ 27.27¦ 28.28¦ 25.25¦ 26.26¦ 50¦ 50¦ 49¦ 49¦ 8.8¦ 3.15¦ 9.10¦ 11.12¦ 인터폰선 0.6x2Px1조 (인터폰)¦ 3.13.01¦ 3.14.50¦ 3.11.01¦ 3.12.50¦ 스피드돔¦ MIS¦ 스피드돔¦ 통신실¦ 종합관리 및 복지후생동 구내통신설비¦ 종합관리 및 복지후생동 구내통신설비 지상3층 신설평면도¦ S = 1/300¦ 1/300¦ 차량기지¦ 차량기지¦ 지상3층 신설평면도¦ T¦ 7¦ 0¦ 0¦ 1¦ 0¦ 3¦ 4¦ 0¦ 0¦ 5¦ P¦ C/R¦
| 1단계_정거장 - 복사본 | 1단계_정거장 - 복사본 | 007. T9203026-001 종합관리 및 복지후생동 CIRCUIT WIRING SYSTEM DIAGRAM_신설(1_3).dwg | IP¦ T¦ 0¦ 0¦ 0¦ 0¦ 0¦ 0¦ 0¦ 0¦ 0¦ 0¦ ANT¦ H/E¦ 모시계¦ O/F(SM)¦ O/F(SM)¦ KEY PHONE¦ M/D¦ FAX¦ Data Line¦ Data Line¦ Data Line (전력)¦ P.A AMP¦ 출입통제¦ Data Line¦ Data Line¦ 전력사령¦ 종합사령실 기계실 (3F)¦ 당직실 (1F)¦ 기계실 / 물탱크실¦ HALL¦ 전기실¦ 비상전원실¦ 매점¦ 식당 및 세척실¦ HALL¦ 화장실 (남,여)¦ 장애인화장실 (남,여)¦ 주방¦ 침실¦ 영양사실¦ DECK¦ 기계실 / 물탱크실 (상부)¦ 공조실¦ 휴게실¦ DECK (좌)¦ 노조사무실¦ 예비군대대¦ 용역사무실¦ 양호실¦ EPS실 (1F)¦ 강당¦ 영사실¦ 준비실¦ 당직실¦ 안내실¦ 화장실 (남,여)¦ 장애인화장실 (남,여)¦ 휴게공간¦ 홍보전시실¦ HALL / 복도¦ SUN KEN¦ 지하1층¦ 지하2층¦ 지상1층¦ To: KT¦ KT¦ KT¦ KT¦ AMP¦ TV¦ (6D)¦ T¦ T¦ T¦ T¦ T¦ T¦ T¦ T¦ T¦ T¦ T¦ To: EPS실 (2F)¦ PA¦ C/R¦ AMP¦ C¦ C¦ T¦ V¦ HALL-1 (지상1층)¦ HALL-2 (지상1층)¦ ELEC-1 (지하1층)¦ MAC-1 (지하1층)¦ x6¦ x4¦ x2¦ R¦ x2¦ x3¦ x2¦ x9¦ x3¦ x2¦ x2¦ x2¦ x2¦ x2¦ x2¦ x2¦ x6¦ x7¦ x8¦ To: EPS실 (3F)¦ x2¦ R¦ A¦ C¦ K¦ 감시실¦ 강사대기실¦ 창고¦ T¦ R¦ T¦ R¦ R¦ x2¦ x2¦ IP¦ IP¦ T¦ R¦ x4¦ x3¦ 수신장치¦ 재난방송¦ ANT¦ ANT¦ To: 검사고¦ To: 변전소¦ To: 주공장, 검사고, 부속동¦ To: 주공장, 검사고, 부속동, 901정거장¦ To: 주공장, 검사고¦ (2,450W)¦ (100W)¦ 화물용 ELEV¦ 인터폰¦ 모장치¦ [기계설비분]¦ [기계설비분]¦ 자장치¦ From: 종합사령실 인터폰모장치¦ 구내 ELEV¦ 자장치¦ 신설¦ 통신장치¦ IP MPLS¦ 역사백본¦ 시리얼 ¦ FXO/FXS¦ Ethernet¦ L3 Switch¦ 열차무선 RRU¦ LTE-R¦ O/F(SM) 인접역¦ O/F(SM) 인접역¦ O/F(SM) 열차무선 / DU¦ 신설¦ ANT¦ H/E¦ 모시계¦ O/F(SM)¦ O/F(SM)¦ KEY PHONE¦ M/D¦ FAX¦ Data Line¦ Data Line¦ Data Line (전력)¦ P.A AMP¦ 출입통제¦ Data Line¦ Data Line¦ 전력사령¦ 종합사령실 기계실 (3F)¦ 당직실 (1F)¦ To: KT¦ C¦ C¦ T¦ V¦ To: EPS실 (3F)¦ R¦ A¦ C¦ K¦ 수신장치¦ 재난방송¦ ANT¦ ANT¦ To: 검사고¦ To: 변전소¦ To: 주공장, 검사고, 부속동¦ To: 주공장, 검사고, 부속동, 901정거장¦ To: 주공장, 검사고¦ (2,450W)¦ 신설¦ 통신장치¦ IP MPLS¦ 역사백본¦ 시리얼 ¦ FXO/FXS¦ Ethernet¦ L3 Switch¦ 열차무선 RRU¦ LTE-R¦ O/F(SM) 인접역¦ O/F(SM) 인접역¦ O/F(SM) 열차무선 / DU¦ 신설¦ 종합관리 및 복지후생동 CIRCUIT WIRING SYSTEM DIAGRAM / 신설(1/3)¦ S = NONE¦ NONE¦ 차량기지¦ 종합관리 및 복지후생동 CIRCUIT WIRING SYSTEM DIAGRAM / 신설 (1/3)¦ T¦ 9¦ 2¦ 0¦ 3¦ 0¦ 2¦ 6¦ 0¦ 0¦ 1¦ KT¦
| 1단계_정거장 - 복사본 | 1단계_정거장 - 복사본 | 038. T4009924-001 906정거장 종합무선중계설비 지하1층 평면도.dwg | P¦ H¦ KEY PLAN¦ C¦ 2D¦ \A1;9750¦ \A1;9750¦ \A1;19500¦ \A1;6850¦ \A1;2900¦ \A1;6850¦ \A1;2900¦ \A1;7500¦ \A1;7500¦ \A1;7500¦ \A1;7500¦ \A1;7500¦ \A1;7500¦ \A1;7500¦ \A1;7500¦ \A1;7500¦ \A1;7500¦ \A1;7500¦ \A1;7500¦ \A1;7500¦ \A1;7500¦ \A1;7500¦ \A1;7500¦ \A1;7500¦ \A1;7500¦ \A1;7500¦ \A1;165000¦ \A1;7500¦ \A1;7500¦ \A1;7500¦ \A1;4500¦ \A1;7500¦ \A1;7500¦ \A1;42000¦ \A1;7500¦ \A1;7500¦ \A1;7500¦ \A1;207000¦ -¦ T¦ 0¦ 0¦ 0¦ 0¦ 0¦ 0¦ 0¦ 0¦ 0¦ 0¦ 마곡나루¦ 양천향교¦ 가양¦ T¦ 0¦ 0¦ 0¦ 0¦ 0¦ 0¦ 0¦ 0¦ 0¦ 0¦ 중계장치¦ 콘솔내접속단자 ¦ (54)x4 SPARE (이동통신기계실)¦ (28) HFC-12D-FR (대합실 복합통신)¦ (28) HFC-12D-FR (대합실 복합통신)¦ (54)x4 SPARE (이동통신기계실)¦ (28) HFC-12D-FR (대합실 복합통신)¦ HFC-12D-FR (콘솔내접속단자)¦ HFC-12D-FR (무선통신)¦ DOWN TO 통신기계실 ACCESS FLOOR¦ TRAY (600x150)¦ HFC-12D-FR (대합실 복합통신)¦ TRAY (900x150)¦ DOWN TO 지하2층¦ HFC-22D-FR (승강장 복합통신)¦ TO: 환기구¦ (28) HFC-12D-FR (무선통신)¦ C¦ 906정거장 열차무선설비 지하1층 평면도¦ S = 1 / 600¦ P¦ P¦ P¦ P¦ P¦ P¦ P¦ (P1:400x400x200)¦ (P4:400x400x200)¦ (P3:400x400x200)¦ (P6:400x400x200)¦ (P7:400x400x200)¦ (P8:400x400x200)¦ (P9:100x100x100)¦ 2D¦ Y00¦ Y02¦ Y03¦ Y06¦ Y04¦ DN¦ DN¦ DN¦ DN¦ DN¦ DN¦ DN¦ DN¦ UP¦ UP¦ UP¦ UP¦ UP¦ UP¦ UP¦ UP¦ 외부출입구¦ 화 장 실¦ 외부출입구¦ 외부출입구¦ 편 의 점¦ 공조기계실1¦ 통신기계실¦ 안전관리실¦ 발매기실¦ 대 합 실¦ 공조기계실2¦ 운영원대기실¦ 변 전 실¦ X00¦ X01¦ X02¦ X03¦ X04¦ X05¦ X06¦ X07¦ X08¦ X09¦ X10¦ X11¦ X12¦ X13¦ X14¦ X15¦ X16¦ X17¦ X18¦ X19¦ X20¦ X21¦ X22¦ X23¦ X24¦ X25¦ X26¦ X27¦ X28¦ UTP Cat.5E 4Px2조 (라디오송수신제어)¦ 종합무선¦ UTP Cat.5E 4Px1조 (라디오송수신제어)¦ SPARE (이동통신기계실)¦ TRAY (900x150)¦ DOWN TO 지하2층¦ (16) UTP 4Px2조 (라디오송수신제어)¦ (16) UTP 4Px1조 (라디오송수신제어)¦ 무선통신단자함¦ UTP Cat.5E 4Px1조 (라디오송수신제어)¦ TRAY (900x150)¦ DOWN TO 지하2층¦ (16) UTP 4Px1조 (라디오송수신제어)¦ P¦ P¦ (28) HFC-12D-FR (대합실 복합통신)¦ (28) HFC-12D-FR (무선통신)¦ H¦ 수공¦ (54) SPARE (경찰통신)¦ P¦ (P5:400x400x200)¦ P¦ (P2:400x400x200)¦ H¦ 수공¦ 보조통신실¦ 용역창고¦ 용역대기실¦ CO2실¦ 비상전원실¦ 전 기 실¦ 복 도¦ 물탱크실¦ UP¦ (28)x2 SPARE¦ UP¦ UP¦ 2D¦ 2D¦ 2D¦ 2D¦ 2D¦ 3D¦ 2D¦ 2D¦ HFC-12D-FR (신설)¦ HFC-12D-FR (신설)¦ HFC-12D-FR (신설)¦ HFC-12D-FR (신설)¦ 2D¦ 2D¦ 2D¦ 3D¦ 906정거장 열차무선설비 지하1층 평면도¦ 1/600¦ T¦ 4¦ 0¦ 0¦ 9¦ 9¦ 2¦ 4¦ 0¦ 0¦ 1¦
| 1단계_정거장 - 복사본 | 1단계_정거장 - 복사본 | 016. T1001026-012 907정거장 출입통제설비 CABLE WIRING DIAGRAM (철거).dwg | 신호통신기계실¦ ELE-1 (대합실)¦ P-8 (승강장)¦ C-1 (대합실)¦ C-2 (대합실)¦ 안전관리실¦ ELEC-1 (전기실)¦ ELE-2 (대합실)¦ ELE-3 (대합실)¦ ELE-4 (지상층)¦ ELE-5 (대합실)¦ ELE-6 (지상층)¦ ELE-7 (승강장)¦ ELE-8 (승강장)¦ ES-1 (외부계단출입구)¦ ES-2 (외부계단출입구)¦ ES-3 (대합실)¦ ES-4 (대합실)¦ ES-5 (외부계단출입구)¦ ES-6 (외부계단출입구)¦ ES-7 (대합실)¦ ES-8 (대합실)¦ ES-9 (외부계단출입구)¦ ES-10 (외부계단출입구)¦ ES-11 (외부계단출입구)¦ ES-12 (외부계단출입구)¦ ES-13 (외부계단출입구)¦ ES-14 (외부계단출입구)¦ T-1 (화장실,여)¦ P-1 (승강장)¦ P-2 (승강장)¦ P-3 (승강장)¦ P-4 (승강장)¦ P-5 (승강장)¦ P-6 (승강장)¦ P-7 (승강장)¦ AGM-1 (대합실)¦ AGM-3 (대합실)¦ ATVM-1 (대합실)¦ ATVM-2 (대합실)¦ 발매기실¦ 출입¦ 통제¦ 시스템¦ (ACU)¦ UTP Cat.5E 4Px8조 (출입통제)¦ 용역원대기실¦ 대합실 (지하1층)¦ C/R¦ COMM-1 (신호통신기계실)¦ C/R¦ C/R¦ C/R¦ AGM-2 (대합실)¦ AGM-4 (대합실)¦ 907정거장 출입통제설비 CABLE WIRING DIAGRAM (철거)¦ 907정거장 출입통제설비 CABLE WIRING DIAGRAM (철거)¦ S = NONE¦ NONE¦ 지하철 907정거장¦ 양천향교¦ 가양¦ 증미¦ T¦ 1¦ 0¦ 0¦ 1¦ 0¦ 2¦ 6¦ 2¦ 0¦ 1¦
| 1단계_정거장 - 복사본 | 1단계_정거장 - 복사본 | 079. T7003034-012 검사고 방송설비 지하1층 신설평면도.dwg | \A1;10,000¦ \A1;10,000¦ \A1;10,000¦ \A1;10,000¦ \A1;10,000¦ \A1;10,000¦ \A1;10,000¦ \A1;10,000¦ \A1;10,000¦ \A1;10,000¦ \A1;10,000¦ \A1;10,000¦ \A1;10,000¦ \A1;10,000¦ \A1;140,000¦ \A1;15,000¦ \A1;65,000¦ \A1;50,000¦ \A1;8,000¦ \A1;7,000¦ (기설활용)¦ : (16) HIV 1.5㎟x2조¦ NOTE¦ : (16) HIV 1.5㎟x5조¦ : (16) HIV 1.5㎟x6조¦ : (22) HIV 1.5㎟x7조¦ : (22) HIV 1.5㎟x8조¦ : (22) HIV 1.5㎟x10조¦ : (16) HIV 1.5㎟x4조¦ : (16) HIV 1.5㎟x3조¦ PIT¦ PIT¦ PIT¦ UP¦ 계단실-1¦ 토목분야¦ 건축분야¦ X12¦ X14¦ X11¦ X10¦ X05¦ X04¦ X02¦ X03¦ X02¦ X01¦ X07¦ X06¦ X08¦ X13¦ X09¦ X00¦ YO0¦ YO1¦ YO2¦ MIC-SH 2C/0.75㎟x2조 (검사고 방송)¦ UP TO 필터세척실¦ CABLE TRAY (W:600)¦ FR-CVVSB 20C/1.5㎟x1조 (검사고 방송)¦ MIC-SH 2C/0.75㎟x2조 (검사고 방송)¦ CABLE TRAY (W:450)¦ FR-CVVSB 20C/1.5㎟x1조 (검사고 방송)¦ 옥외공동구¦ 검사고 방송설비 지하1층 신설평면도¦ 검사고 방송설비 지하1층 신설평면도¦ S = 1/600¦ 1/600¦ 차량기지¦ 차량기지¦ T¦ 7¦ 0¦ 0¦ 3¦ 0¦ 3¦ 4¦ 0¦ 1¦ 2¦
| 1단계_정거장 - 복사본 | 1단계_정거장 - 복사본 | 040. T7005034-008 912정거장 CCTV,TDI,시계설비 지하2층 철거평면도 (2_2).dwg | ACU¦ CCTV¦ P¦ \A1;2,400¦ \A1;30,700¦ \A1;12,950¦ \A1;2,400¦ \A1;12,950¦ \A1;30,000¦ \A1;7,500¦ \A1;7,500¦ \A1;7,500¦ \A1;86,250¦ \A1;7,500¦ \A1;7,500¦ \A1;7,500¦ \A1;7,500¦ \A1;7,500¦ \A1;7,500¦ \A1;3,750¦ \A1;7,500¦ \A1;7,500¦ \A1;21,750¦ \A1;34,500¦ L1¦ C/R¦ MATCH LINE DWG No. "S1-TA-S12-DB-020-0"¦ (16) ECX 5C-2Vx1조 (CAMERA)(기존활용)¦ E¦ (16) ECX 5C-2Vx1조 (CAMERA)(기존활용)¦ (28) FR-CV 3C/4.0㎟x1조 (CA POWER)(철거)¦ TRAY (300x100)¦ ECX 5C-2Vx3조 (CAMERA)(기존활용)¦ C¦ FR-CVVSB 10C/1.5㎟x1조 (PAN/TILT)(철거)¦ FR-CV 3C/4.0㎟x1조 (CA POWER)(철거)¦ HIV 2.5㎟x2조 (CL POWER)(철거)¦ FR-CV 3C/4.0㎟x4조 (TDI POWER)¦ UL 2919-AMESB 24AWG 4Px4조 (TDI)¦ UTP Cat.5E 4Px4조 (CONSLOE)¦ UTP Cat.5E 25Px1조 (CONSOLE)¦ ECX 5C-2Vx4조 (CAMERA)(기존활용)¦ B¦ TRAY (300x100)¦ TRAY (900x150)¦ ECX 5C-2Vx2조 (CAMERA)(기존활용)¦ R¦ DOWN TO 지하3층¦ FR-CV 3C/4.0㎟x2조 (TDI POWER)¦ UL 2919-AMESB 24AWG 4Px2조 (TDI)¦ ECX 5C-2Vx4조 (CAMERA)(기존활용)¦ F¦ TRAY (300x100)¦ (22) ECX 5C-2Vx2조 (CAMERA)(기존활용)¦ G¦ TRAY (300x100)¦ ECX 5C-2Vx12조 (CAMERA)(기존활용)¦ D¦ FR-CV 3C/4.0㎟x1조 (CA POWER)(철거)¦ FR-CVVSB 10C/1.5㎟x1조 (PAN/TILT)(철거)¦ HIV 2.5㎟x2조 (CL POWER)(철거)¦ UTP Cat.5E 4Px4조 (CONSLOE)¦ UTP Cat.5E 25Px1조 (CONSOLE)¦ TRAY (300x100)¦ ECX 5C-2Vx15조 (CAMERA)(기존활용)¦ J¦ FR-CVVSB 10C/1.5㎟x1조 (PAN/TILT)(철거)¦ HIV 2.5㎟x2조 (CL POWER)(철거)¦ UTP Cat.5E 4Px4조 (CONSLOE)¦ UTP Cat.5E 25Px1조 (CONSOLE)¦ TRAY (600x150)¦ ECX 5C-2Vx32조 (CAMERA)(기존활용)¦ K¦ FR-CVVSB 10C/1.5㎟x1조 (PAN/TILT)(철거)¦ FR-CV 3C/4.0㎟x1조 (CA POWER)(철거)¦ HIV 2.5㎟x2조 (CL POWER)(철거)¦ UTP Cat.5E 4Px4조 (CONSLOE)¦ UTP Cat.5E 25Px1조 (CONSOLE)¦ DOWN TO 통신기계실 ACCESS FLOOR¦ S¦ ECX 5C-2Vx13조 (CAMERA)(기존활용)¦ TRAY (300x100)¦ ECX 5C-2Vx2조 (CAMERA)(기존활용)¦ Q¦ TRAY (300x100)¦ FR-CV 3C/4.0㎟x2조 (TDI POWER)¦ UL 2919-AMESB 24AWG 4Px2조 (TDI)¦ H¦ DOWN TO 지하3층¦ TRAY (600x150)¦ A¦ DOWN TO 지하3층¦ TRAY (600x150)¦ TRAY (300x100)¦ ECX 5C-2Vx17조 (CAMERA)(기존활용)¦ O¦ FR-CV 3C/4.0㎟x1조 (CA POWER)(철거)¦ FR-CVVSB 10C/1.5㎟x1조 (PAN/TILT)(철거)¦ HIV 2.5㎟x2조 (CL POWER)(철거)¦ UTP Cat.5E 4Px4조 (CONSLOE)¦ UTP Cat.5E 25Px1조 (CONSOLE)¦ TRAY (300x100)¦ ECX 5C-2Vx17조 (CAMERA)(기존활용)¦ N¦ FR-CV 3C/4.0㎟x1조 (CA POWER)(철거)¦ FR-CVVSB 10C/1.5㎟x1조 (PAN/TILT)(철거)¦ HIV 2.5㎟x2조 (CL POWER)(철거)¦ UTP Cat.5E 4Px4조 (CONSLOE)¦ UTP Cat.5E 25Px1조 (CONSOLE)¦ TRAY (900x150)¦ ECX 5C-2Vx2조 (CAMERA)(기존활용)¦ L¦ DOWN TO 지하3층¦ FR-CV 3C/4.0㎟x2조 (TDI POWER)¦ UL 2919-AMESB 24AWG 4Px2조 (TDI)¦ TRAY (300x100)¦ ECX 5C-2Vx30조 (CAMERA)(기존활용)¦ M¦ FR-CV 3C/4.0㎟x1조 (CA POWER)(철거)¦ FR-CVVSB 10C/1.5㎟x1조 (PAN/TILT)(철거)¦ HIV 2.5㎟x2조 (CL POWER)(철거)¦ UTP Cat.5E 4Px4조 (CONSLOE)¦ UTP Cat.5E 25Px1조 (CONSOLE)¦ ECX 5C-2Vx2조 (CAMERA)(기존활용)¦ P¦ TRAY (300x100)¦ FR-CV 3C/4.0㎟x2조 (TDI POWER)¦ UL 2919-AMESB 24AWG 4Px2조 (TDI)¦ HIV 2.5㎟x4조 (CL POWER)(철거)¦ ECX 5C-2Vx1조 (CAMERA)(기존활용)¦ ECX 5C-2Vx1조 (CAMERA)(기존활용)¦ KEY PLAN¦ FR-CV 3C/4.0㎟x4조 (TDI POWER)¦ UL 2919-AMESB 24AWG 4Px4조 (TDI)¦ (36) FR-CVVSB 10C/1.5㎟x1조 (PAN/TILT)(철거)¦ (22) ECX 5C-2Vx2조 (CAMERA)(기존활용)¦ I¦ FR-CV 3C/4.0㎟x4조 (TDI POWER)¦ UL 2919-AMESB 24AWG 4Px4조 (TDI)¦ FR-CV 3C/4.0㎟x2조 (TDI POWER)¦ UL 2919-AMESB 24AWG 4Px2조 (TDI)¦ FR-CV 3C/4.0㎟x2조 (TDI POWER)¦ UL 2919-AMESB 24AWG 4Px2조 (TDI)¦ FR-CV 3C/4.0㎟x2조 (TDI POWER)¦ UL 2919-AMESB 24AWG 4Px2조 (TDI)¦ FR-CV 3C/4.0㎟x1조 (CA POWER)(철거)¦ X25¦ X26¦ X27¦ X28¦ X29¦ X30¦ X31¦ X32¦ X33¦ X34¦ X35¦ X36¦ Y00¦ Y02¦ Y03¦ Y06¦ Y04¦ DN¦ DN¦ UP¦ ELEV.¦ ELEV.¦ ELEV.¦ 공조기계실2¦ 물탱크실¦ 창 고¦ 통신신호기계실¦ 편의점¦ 발매기실¦ 대합실¦ 운전취급실¦ ELEV.¦ AF-2¦ 912 정거장¦ STA.13km796.097¦ (P12:300x300x200)¦ (P11:200x200x100)¦ C-1¦ ES-12¦ COMM-1¦ ELE-7¦ ELE-8¦ (16) ECX 5C-2Vx1조 (CAMERA)(기존활용)¦ F¦ E¦ (16) ECX 5C-2Vx1조 (CAMERA)(기존활용)¦ B¦ (16) ECX 5C-2Vx1조 (CAMERA)(기존활용)¦ (36) ECX 5C-2Vx5조 (CAMERA)(기존활용)¦ (36) ECX 5C-2Vx6조 (CAMERA)(기존활용)¦ UP TO 지하1층¦ (16) ECX 5C-2Vx1조 (CAMERA)(기존활용)¦ S¦ M¦ L¦ K¦ R¦ J¦ N¦ (16) HIV 2.5㎟x4조 (CL POWER)(철거)¦ Q¦ P¦ A¦ H¦ (P10:200x200x100)¦ ELE-5¦ (P13:200x200x100)¦ ELE-6¦ (P14:200x200x100)¦ AGM-1¦ O¦ (P16:200x200x100)¦ (P15:200x200x100)¦ (P18:200x200x100)¦ ES-10¦ G¦ I¦ AGM-2¦ (P17:200x200x100)¦ UTP Cat.5E 4Px8조 (TDI)¦ OF-MM-12Core(난연)x4조 (TDI)¦ UTP Cat.5E 4Px8조 (TDI)¦ OF-MM-12Core(난연)x4조 (TDI)¦ UTP Cat.5E 4Px8조 (TDI)¦ OF-MM-12Core(난연)x4조 (TDI)¦ UTP Cat.5E 4Px4조 (TDI)¦ OF-MM-12Core(난연)x2조 (TDI)¦ UTP Cat.5E 4Px4조 (TDI)¦ OF-MM-12Core(난연)x2조 (TDI)¦ UTP Cat.5E 4Px4조 (TDI)¦ OF-MM-12Core(난연)x2조 (TDI)¦ UTP Cat.5E 4Px4조 (TDI)¦ OF-MM-12Core(난연)x2조 (TDI)¦ UTP Cat.5E 4Px4조 (TDI)¦ OF-MM-12Core(난연)x2조 (TDI)¦ UTP Cat.5E 4Px4조 (TDI)¦ OF-MM-12Core(난연)x2조 (TDI)¦ UTP Cat.5E 4Px4조 (TDI)¦ OF-MM-12Core(난연)x2조 (TDI)¦ C¦ D¦ ATVM-1¦ NOTE¦ 1. 광케이블, 전원/접지케이블 (OF-SM-4Core, CV 3C/2.5㎟)¦ 3. 승강장 ANT설치위치: 열차 진행방향 정거장 시종점부에 설치¦ 2. 광케이블, 전원/접지케이블 (OF-SM-8Core, CV 3C/2.5㎟)¦ OF-SM-4Cx1조 [공간화상)(철거)¦ F-CV 3C/2.5㎟x1조 (공간화상)(철거)¦ OF-SM-4Cx1조 [공간화상)(철거)¦ F-CV 3C/2.5㎟x1조 (공간화상)(철거)¦ OF-SM-4Cx1조 [공간화상)(철거)¦ F-CV 3C/2.5㎟x1조 (공간화상)(철거)¦ OF-SM-4Cx1조 [공간화상)(철거)¦ F-CV 3C/2.5㎟x1조 (공간화상)(철거)¦ OF-SM-4Cx1조 [공간화상)(철거)¦ F-CV 3C/2.5㎟x1조 (공간화상)(철거)¦ OF-SM-4Cx1조 [공간화상)(철거)¦ F-CV 3C/2.5㎟x1조 (공간화상)(철거)¦ OF-SM-4Cx1조 [공간화상)(철거)¦ F-CV 3C/2.5㎟x1조 (공간화상)(철거)¦ OF-SM-4Cx2조 [공간화상)(철거)¦ F-CV 3C/2.5㎟x2조 (공간화상)(철거)¦ FR-CV 3C/6.0㎟x1조 (LSE POWER)¦ FR-CV 3C/6.0㎟x1조 (LSE POWER)¦ FR-CV 3C/6.0㎟x1조 (LSE POWER)¦ FR-CV 3C/6.0㎟x1조 (LSE POWER)¦ FR-CV 3C/6.0㎟x1조 (LSE POWER)¦ FR-CV 3C/6.0㎟x1조 (LSE POWER)¦ FR-CV 3C/6.0㎟x1조 (LSE POWER)¦ vmh¦ vmh¦ vmh¦ vmh¦ vmh¦ vmh¦ vmh¦ vmh¦ vmh¦ VMT¦ (16) ECX 5C-2Vx1조 (CAMERA)(기존활용)¦ G¦ (16) ECX 5C-2Vx1조 (CAMERA)(기존활용)¦ FR-CV 3C/4.0㎟x4조 (출입구게시기)(철거)¦ UTP Cat 5E 4Px8조 (출입구게시기)(철거)¦ (28)x4 FR-CV 3C/4.0㎟x1조x4 (출입구게시기)(철거)¦ (16)x8 UTP Cat 5E 4Px8조 (출입구게시기)(철거)¦ U¦ (16) ECX 5C-2Vx1조 (CAMERA)(기존활용)¦ U¦ FR-CV 3C/4.0㎟x4조 (출입구게시기)(철거)¦ UTP Cat 5E 4Px8조 (출입구게시기)(철거)¦ FR-CV 3C/4.0㎟x4조 (출입구게시기)(철거)¦ UTP Cat 5E 4Px8조 (출입구게시기)(철거)¦ FR-CV 3C/4.0㎟x4조 (출입구게시기)(철거)¦ UTP Cat 5E 4Px8조 (출입구게시기)(철거)¦ FR-CV 3C/4.0㎟x4조 (출입구게시기)(철거)¦ UTP Cat 5E 4Px8조 (출입구게시기)(철거)¦ FR-CV 3C/4.0㎟x4조 (출입구게시기)(철거)¦ UTP Cat 5E 4Px8조 (출입구게시기)(철거)¦ U¦ U¦ 임대상가2¦ (철거)¦ (철거)¦ V¦ V¦ V¦ (16) UTP Cat.5E 4Px2조 (대합실게시기)(철거)¦ (28) FR-CV 3C/4.0㎟x1조 (대합실게시기 POWER)(기존활용)¦ D-1¦ UTP Cat.5E 4Px4조 (대합실게시기)(철거)¦ FR-CV 3C/4.0㎟x1조 (대합실게시기 POWER)(기존활용)¦ UTP Cat.5E 4Px2조 (대합실게시기)(철거)¦ FR-CV 3C/4.0㎟x1조 (대합실게시기 POWER)(기존활용)¦ UTP Cat.5E 4Px2조 (대합실게시기)(철거)¦ FR-CV 3C/4.0㎟x1조 (대합실게시기 POWER)(기존활용)¦ (철거)¦ HIV 1.5㎟x4조 (CLOCK)(철거)¦ HIV 1.5㎟x4조 (CLOCK)(철거)¦ HIV 1.5㎟x4조 (CLOCK)(철거)¦ HIV 1.5㎟x4조 (CLOCK)(철거)¦ HIV 1.5㎟x4조 (CLOCK)(철거)¦ HIV 1.5㎟x4조 (CLOCK)(철거)¦ HIV 1.5㎟x4조 (CLOCK)(철거)¦ HIV 1.5㎟x4조 (CLOCK)(철거)¦ (16) HIV 1.5㎟x4조 (CLOCK)(철거)¦ (16) HIV 1.5㎟x4조 (CLOCK)(철거)¦ (철거)¦ 지하철 912정거장¦ 신목동¦ 선유도¦ 당산¦ 1/400¦ S = 1 / 400¦ 912정거장 CCTV,TDI,시계설비 지하2층 철거평면도(2/2)¦ 912정거장 CCTV,TDI,시계설비 지하2층¦ 철거평면도(2/2)¦ T¦ 7¦ 0¦ 0¦ 5¦ 0¦ 3¦ 4¦ 0¦ 0¦ 8¦ CCTV(기존동축활용)¦ P¦
| 1단계_정거장 - 복사본 | 1단계_정거장 - 복사본 | 060. T9103038-012 PIPING 상세도 (2_3).dwg | \A1;200¦ -¦ T¦ 0¦ 0¦ 0¦ 0¦ 0¦ 0¦ 0¦ 0¦ 0¦ 0¦ 공통¦ PULL BOX 하로 연결¦ PULL BOX 뒤로 연결¦ PULL BOX +형 연결¦ PULL BOX¦ PULL BOX¦ PULL BOX¦ 1,500¦ PULL BOX 설치 상세도¦ PULL BOX 직선연결¦ PULL BOX 앞으로 연결¦ PULL BOX¦ PULL BOX¦ 새들¦ 크램프¦ 후강전선관¦ PULL BOX¦ (1/4"x55)¦ 앙카볼트¦ 50¦ (41x25x2.3t)¦ C형 찬넬¦ 500¦ 400¦ 50¦ UP TO DOWN 배관¦ PIPE¦ BOLT HOLE¦ CHANNEL¦ CLAMP¦ 후강 전선관¦ DETAIL "C"¦ 30¦ DETAIL "A"¦ 2단 배관 설치도¦ DETAIL "B"¦ 300¦ 240¦ 30¦ DETAIL "A"¦ 1단 배관 설치도¦ 30¦ 300¦ 240¦ 30¦ PVC 전선관¦ (41x25x2.3t)¦ 전산볼트¦ (3/8" x 1,000)¦ DETAIL "C"¦ (41x25x2.3t)¦ C형 찬넬¦ 와샤¦ 3/8"너 트¦ C형 찬넬¦ DETAIL "B"¦ 전산볼트¦ (3/8"x1,000)¦ 셋트앙카¦ (3/8")¦ DETAIL "A"¦ 사각와샤¦ 평와샤¦ 너트¦ (3/8"x1,000)¦ 전산볼트¦ 사각와샤¦ 평와샤¦ 너트¦ 연결너트¦ 어스본드¦ PIPING 상세도 (2/3)¦ PIPING 상세도 (2/3)¦ S = NONE¦ NONE¦ T¦ 9¦ 1¦ 0¦ 3¦ 0¦ 3¦ 8¦ 0¦ 1¦ 2¦ \A1;25¦ \A1;25¦
| 1단계_정거장 - 복사본 | 1단계_정거장 - 복사본 | 009. T1001026-005 906정거장 CCTV,TDI,시계설비 CABLE WIRING DIAGRAM.dwg | FR-CV 3C/4.0㎟, OF-SM-8C(난연)¦ 승강장출입구 확인용모니터¦ (상선)¦ 승강장출입구 확인용모니터¦ (하선)¦ ECX 5C-2V(기존활용)¦ FR-CV 3C/4.0㎟x1조 (대합실 게시기 POWER)(기존활용), OF-SM-8Core(난연)x2조 (대합실게시기)(신설)¦ 통신기계실¦ 안전관리실¦ CONSOLE DESK¦ ELE-2 (지상층)¦ ELE-1 (대합실)¦ ELE-5 (대합실)¦ ELE-6 (대합실)¦ ES-1(2) (외부계단출입구)¦ ES-2 (외부계단출입구)¦ ES-3 (외부계단출입구)¦ ES-4 (외부계단출입구)¦ ES-5 (외부계단출입구)¦ ES-6 (외부계단출입구)¦ ES-7 (외부계단출입구)¦ T-1 (화장실.여)¦ P-1 (승강장상선)¦ P-2 (승강장상선)¦ P-4 (승강장하선)¦ AGM-1 (대합실)¦ ATVM-1 (대합실)¦ C-1 ( (대합실)¦ COMM-1 (통신기계실)¦ 안전관리실¦ 편의점¦ 대합실¦ ELEC-1 (전기실)¦ ES-8 (대합실)¦ x2¦ ELE-7 (승강장상선)¦ ELE-8 (승강장하선)¦ P-3 (승강장하선)¦ 발매기실¦ L¦ S¦ E¦ C¦ C¦ T¦ M¦ A¦ T¦ R¦ V¦ R¦ A¦ C¦ K¦ I¦ X¦ ES-9 (대합실)¦ ES-10 (대합실)¦ ES-11 (대합실)¦ ES-12 (대합실)¦ ES-13 (대합실)¦ 운영원대기실¦ ELEC-2 (변전실)¦ 용역원대기실¦ (강남방향)¦ 공간화상¦ AGM-2 (대합실)¦ UTP Cat.5E¦ UTP Cat.5E¦ OF-SM-4C, F-CV 3C/2.5㎟ (공간화상)(철거)¦ OF-SM-8C, F-CV 3C/2.5㎟ (공간화상)(철거)¦ 공간화상¦ (차량기지방향)¦ 4Px4조(신설)¦ 25Px1조(신설)¦ ES-14 (외부계단출입구)¦ ELE-9 (대합실)¦ ELE-10 (지상층)¦ ES-1(1) (외부계단출입구)¦ UL 2919-AMESB 24AWG 4Px1조, FR-CV 3C/4.0㎟x1조 (TDI POWER), OF-MM-12Core(난연)x1조(TDI), UTP Cat.5E 4Px2조(TDI):기존활용¦ UL 2919-AMESB 24AWG 4Px1조, FR-CV 3C/4.0㎟x1조 (TDI POWER), OF-MM-12Core(난연)x1조(TDI), UTP Cat.5E 4Px2조(TDI):기존활용¦ UL 2919-AMESB 24AWG 4Px1조, FR-CV 3C/4.0㎟x1조 (TDI POWER), OF-MM-12Core(난연)x1조(TDI), UTP Cat.5E 4Px2조(TDI):기존활용¦ UL 2919-AMESB 24AWG 4Px1조, FR-CV 3C/4.0㎟x1조 (TDI POWER), OF-MM-12Core(난연)x1조(TDI), UTP Cat.5E 4Px2조(TDI):기존활용¦ FR-CV 3C/4.0㎟(신설), OF-SM-8C(난연)(신설)¦ FR-CV 3C/4.0㎟(신설), OF-SM-8C(난연)(신설)¦ 승강장모니터(상선)¦ 승강장모니터(하선)¦ FR-CV 3C/4.0㎟x1조 (출입구 게시기 POWER), UTP Cat.5E4Px2조 (출입구게시기)(철거)¦ FR-CV 3C/4.0㎟x1조 (출입구 게시기 POWER), UTP Cat.5E4Px2조 (출입구게시기)(철거)¦ FR-CV 3C/4.0㎟x1조 (출입구 게시기 POWER), UTP Cat.5E4Px2조 (출입구게시기)(철거)¦ FR-CV 3C/4.0㎟x1조 (출입구 게시기 POWER), UTP Cat.5E4Px2조 (출입구게시기)(철거)¦ 스위치¦ L2¦ HIV 1.5㎟x2조 (CLOCK)(철거), HIV 2.5㎟x2조 (CLOCK POWER)(철거)¦ HIV 1.5㎟x2조 (CLOCK)(철거)¦ ECX 5C-2V(기존활용)¦ ECX 5C-2V(기존활용)¦ ECX 5C-2V(기존활용)¦ ECX 5C-2V(기존활용)¦ ECX 5C-2V(기존활용)¦ ECX 5C-2V(기존활용)¦ ECX 5C-2V(기존활용)¦ ECX 5C-2V(기존활용)¦ ECX 5C-2V(기존활용)¦ ECX 5C-2V(기존활용)¦ ECX 5C-2V(기존활용)¦ ECX 5C-2V(기존활용)¦ ECX 5C-2V(기존활용)¦ ECX 5C-2V(기존활용)¦ ECX 5C-2V(기존활용)¦ ECX 5C-2V(기존활용)¦ ECX 5C-2V(기존활용)¦ ECX 5C-2V(기존활용)¦ ECX 5C-2V(기존활용)¦ ECX 5C-2V(기존활용)¦ ECX 5C-2V(기존활용)¦ ECX 5C-2V(기존활용)¦ ECX 5C-2V(기존활용)¦ ECX 5C-2V(기존활용)¦ ECX 5C-2V(기존활용)¦ ECX 5C-2V(기존활용)¦ ECX 5C-2V(기존활용)¦ ECX 5C-2V(기존활용)¦ ECX 5C-2V(기존활용)¦ ECX 5C-2V(기존활용)¦ ECX 5C-2V(기존활용)¦ ECX 5C-2V(기존활용)¦ ECX 5C-2V(기존활용)¦ ECX 5C-2V(기존활용)¦ ECX 5C-2V(기존활용)¦ FR-CV 3C/4.0㎟x1조 (대합실 게시기 POWER)(기존활용), OF-SM-8Core(난연)x2조 (대합실게시기)(신설)¦ 지하철 906정거장¦ 마곡나루¦ 양천향교¦ 가양¦ S=NONE¦ 906정거장 CCTV,TDI,시계설비 CABLE WIRING DIAGRAM¦ S = NONE¦ 906정거장 CCTV,TDI,시계설비 CABLE WIRING¦ DIAGRAM¦ T¦ 1¦ 0¦ 0¦ 1¦ 0¦ 2¦ 6¦ 0¦ 0¦ 5¦
| 1단계_정거장 - 복사본 | 1단계_정거장 - 복사본 | 001~003. T1001001~003 901 정거장 목록표,범례도, 표지,간지.dwg | 서울시메트로9호선(주) 대체투자(신호 및 통신설비) 타당성조사, 기본 및 실시설계 용역¦ 실 시 설 계 도 면¦ 2019. 03. ¦ [ 통신 설비-901정거장 ]¦ (주)안세기술 컨소시엄¦ 서울시메트로 9호선(주)¦ T¦ 1¦ 0¦ 0¦ 1¦ 0¦ 0¦ 3¦ 0¦ 0¦ 1¦ 공통¦ T¦ 1¦ 0¦ 0¦ 0¦ 0¦ 0¦ 0¦ 0¦ 0¦ 0¦ T¦ 0¦ 0¦ 0¦ 0¦ 0¦ 0¦ 0¦ 0¦ 0¦ 0¦ 도면번호¦ 구 분¦ 도 면 명¦ 축 척¦ 도면번호¦ 구 분¦ 축 척¦ 도면번호¦ 구 분¦ 축 척¦ 1¦ 2¦ 도면목록표¦ NONE¦ 3¦ NONE¦ 4¦ 5¦ NONE¦ 6¦ NONE¦ 7¦ 8¦ 9¦ 10¦ 11¦ 12¦ 13¦ 14¦ 15¦ 16¦ 17¦ 18¦ 19¦ 20¦ 21¦ 22¦ 23¦ 24¦ 25¦ 26¦ 도 면 명¦ 도 면 명¦ NONE¦ NONE¦ NONE¦ 도 면 목 록 표¦ NONE¦ 도 면 목 록 표¦ S = NONE¦ 901정거장 CIRCUIT WIRING SYSTEM DIAGRAM [철거]¦ 901정거장 통신기계실 & 안전관리실 CABLE WIRING DIAGRAM¦ 901(개화)역사노드 랙 배치도¦ NONE¦ NONE¦ NONE¦ NONE¦ NONE¦ NONE¦ NONE¦ NONE¦ NONE¦ NONE¦ NONE¦ NONE¦ 정거장 통신설비 계통도¦ 범례도¦ 901정거장 ¦ 27¦ 28¦ 29¦ 30¦ 31¦ 32¦ 33¦ 34¦ 35¦ 36¦ 37¦ 38¦ 39¦ 40¦ 42¦ 43¦ 44¦ 공통상세도¦ 45¦ 46¦ 47¦ 48¦ 49¦ 50¦ 51¦ 52¦ 53¦ 54¦ 55¦ 56¦ 57¦ 58¦ 59¦ 60¦ 61¦ 62¦ 63¦ 64¦ 65¦ 66¦ 67¦ 68¦ 1/100¦ NONE¦ NONE¦ NONE¦ NONE¦ NONE¦ NONE¦ NONE¦ NONE¦ NONE¦ NONE¦ NONE¦ NONE¦ NONE¦ 심 볼¦ 명 칭¦ 비 고¦ 심 볼¦ 명 칭¦ 비 고¦ ( 36 )¦ ATT¦ 관 로 케 이 블 포 설 (신설)¦ GND¦ MGB¦ 직 매 케 이 블 포 설¦ 트 라 후 내 포 설¦ 천 장 노 출 배 관¦ 케 이 블 접 속¦ 바 닥 배 관¦ 전 선 관 규 격¦ 전 선 관 상 향¦ 전 선 관 하 향¦ 전 선 관 통 과¦ 분 전 반¦ U T P 단 자 함¦ 주 접 지 단 자 함¦ 접 지 단 자 함¦ 천 장 형 풀 박 스¦ 기 설 천 장 형 풀 박 스¦ 벽 부 형 풀 박 스¦ 아 웃 레 트 박 스¦ 인 공¦ 수 공 (신 설)¦ 모 듈 러 잭 (R J - 4 5)¦ 구 내 전 화¦ 역 간 직 통 전 화¦ 사 령 전 화¦ 키 폰 전 화 모 장 치¦ 키 폰 전 화 자 장 치¦ 인 터 폰 자 장 치¦ 모 사 전 송 장 치¦ 콜 폰¦ T V 단 자¦ 장 애 자 용 유 도 음 향 장 치¦ 증 폭 기¦ 천 장 형 스 피 커 (3 W)¦ 벽 부 형 스 피 커 (3 W)¦ 벽 부 형 스 피 커 (3 W)¦ 천 장 형 스 피 커 (5 W)¦ 벽 부 형 스 피 커 (5 W)¦ 컬 럼 형 스 피 커 (20 W)¦ 음 량 조 절 기¦ H I V 1 . 5 ㎟ x 3 조¦ 안 테 나¦ 카 메 라¦ 펜 틸 트 카 메 라¦ 열 차 행 선 안 내 게 시 기¦ 부 모 시 계¦ 자 시 계¦ 사 각 시 계¦ M¦ 방 송 단 자 함¦ P¦ P¦ KP¦ KP¦ H¦ M¦ G¦ PA AMP¦ T¦ 기 설 벽 부 형 풀 박 스¦ INT¦ H o r n 스 피 커 (30 W)¦ 4D¦ AMP¦ T V 분 배 기¦ T V 증 폭 기¦ C/R¦ ACU¦ 출 입 통 제 자 장 치¦ 출 입 통 제 주 장 치¦ 종 단 저 항¦ (200x200x100)¦ (400x500x150)¦ 심 볼¦ 명 칭¦ 비 고¦ SMS¦ ATVM¦ AAM¦ AGM¦ 자 동 발 매 기¦ 자 동 정 산 기¦ 역 단 위 전 산 기¦ 개 집 표 기¦ 케 이 블 트 레 이¦ 일 반 전 화 (국선)¦ KT¦ ATTENUATOR 포함¦ 수치규격표시¦ 수치규격표시¦ 분 배 기¦ D¦ 승 강 장 천 장 노 출 배 관¦ (36) : 수치규격표시¦ 인터폰¦ 모장치¦ 인 터 폰 모 장 치¦ MSC¦ MWS¦ 시스템박스¦ 컬 럼 형 스 피 커 (10 W)¦ INSTALLATION OF DUCT SYSTEM¦ INSTALLATION OF DIRECTBURIED CABLE¦ INSTALLATION OF TROUGH SYSTEM¦ CABLE TRAY¦ CABLE IN CONDUIT CELING EXPOSED¦ CABLE JOINT¦ CABLE IN CONDUIT FLOOR EXPOSED¦ CONDUIT SIZE¦ CONDUIT GOING UPWARD¦ CONDUIT GOING DOWNWARD¦ CONDUIT PASSING¦ POWER DISTRIBUTION BOARD¦ UTP TERMINAL BOX¦ PUBLIC ADDRESS TERMINAL BOX¦ MAIN GROUND BOX¦ EARTH TERMINAL BOX¦ CEILING PULL BOX¦ CEILING PULL BOX¦ WALL PULL BOX¦ WALL PULL BOX¦ MODULAR JACK¦ SYSTEM BOX¦ INTERIOR TELEPHONE¦ MAGNETIC TELEPHONE¦ DISPATCH TELEPHONE¦ KEYPHONE MASTER¦ KEYPHONE SLAVE¦ AUTOMATIC TELEPHONE¦ INTERPHONE MASTER¦ INTERPHONE SLAVE¦ FACSIMILE¦ CALL PHONE¦ OUTLET FOR TV¦ AMPLIFILER¦ SPEAKER (CEILING MOUNTED TYPE)¦ SPEAKER (WALL MOUNTED TYPE)¦ SPEAKER (WALL MOUNTED TYPE)¦ SPEAKER (CEILING MOUNTED TYPE)¦ SPEAKER (WALL MOUNTED TYPE)¦ SPEAKER (COLUMN MOUNTED TYPE)¦ SPEAKER (COLUMN MOUNTED TYPE)¦ SPEAKER (HORN MOUNTED TYPE)¦ ATTENUATOR¦ DISTRIBUTOR FOR TV¦ BOOSTER FOR TV¦ CAMERA FOR CCTV¦ PANTILTED CAMERA¦ DISPLAY FOR TRAIN DESTINATION INDICATION¦ REPEAT ELETRIC CLOCK¦ SLAVE ELECTRIC CLOCK (WALL MOUNTED TYPE)¦ INDEPENDENCE OUTSIDE CLOCK¦ ACCESS CONTROL UNIT¦ CARD READER¦ ANTENNA¦ DISTRIBUTOR FOR RADIO COMMUNICATION¦ DUMMY LOAD¦ STATION MONITORING SYSTEM¦ AUTOMATIC TICKET VENDING MACHINE¦ AUTOMATIC ADD FARE MACHINE¦ AUTOMATIC GATE MACHINE¦ CABLE IN CONDUIT CELING EXPOSED FOR PALTFORM¦ OUTLET BOX¦ Man Hole¦ Hand Hole¦ 토크백¦ 모장치¦ 토 크 백 모 장 치¦ TALK BACK MASTER¦ 수 공 (기 설)¦ H¦ Hand Hole¦ 관 로 케 이 블 포 설 (기설)¦ INSTALLATION OF DUCT SYSTEM¦ 콤바이너¦ c¦ COMBINER¦ 소 방 무 선 접 속 단 자 함¦ RADIO TERMINAL CONNECTION BOX FOR THE FIRE¦ 관 리 역 전 산 기¦ MANAGING STATION COMPUTER¦ 유 지 보 수 전 산 기¦ MAINTENCE WORK STATION¦ 연 선 전 화¦ WAY SIDE TELEPHONE¦ 토 크 백¦ TALK BACK¦ Vmh¦ VMT¦ 환급기¦ V M 수 신 기¦ V M 송 신 기¦ 출 입 구 및 환 승 통 로 안 내 게 시 기¦ L¦ 환 급 기¦ 범 례 도¦ NONE¦ 범 례 표¦ S = NONE¦ 901정거장 CIRCUIT WIRING SYSTEM DIAGRAM [신설]¦ 901정거장 통신기계실 기기배치도 및 바닥 TRAY 설치도¦ 41¦ 서지보호기 상세도¦ OFD 48C 상세도¦ FDF 48C 상세도¦ 실내안테나 설치상세도¦ 옴니 안테나 상세도¦ RACK 접지상세도¦ PIPING 상세도[1/3]¦ PIPING 상세도[2/3]¦ PIPING 상세도[3/3]¦ TERMINAL BOX 상세도¦ 접지함 상세도¦ 여자화장실 INTERPHONE DETAIL¦ 방송설비 설치 상세도¦ 천정형 P/T BRACKET 설치 상세도¦ RACK 바닥고정 설치상세도¦ 광점퍼코드[OJC]상세도¦ 카메라 설치 상세도¦ 행선안내 표시기 외형도¦ 행선안내 표시기 현장 설치도¦ 출입구 및 환승통로 게시기 상세도¦ 출입통제시스템 설치 상세도¦ 발매기 설치 상세도¦ AFC PIPING DETAIL¦ AGM CHANEL BASE 설치 상세도¦ T1001002-001¦ T1001003-001¦ T1001004-001¦ T1001026-001¦ T1001026-002¦ T1001026-003¦ T9103026-001¦ T9103075-001¦ 901정거장 역사 L3스위치 인터페이스 구성도¦ T9103066-001¦ T9103038-001¦ T9103038-002¦ T9103038-003¦ T9103038-004¦ T9103038-005¦ T9103038-006¦ T9103038-007¦ T9103038-008¦ T9103038-009¦ T9103038-010¦ T9103038-011¦ T9103038-012¦ T9103038-013¦ T9103038-014¦ T9103038-015¦ T9103038-016¦ T9103038-017¦ T9103038-018¦ T9103038-019¦ T9103038-020¦ T9103038-021¦ T9103038-022¦ T9103038-023¦ T9103038-024¦ T1001026-004¦ T1001026-005¦ T1001026-006¦ T1001026-007¦ T1001026-008¦ 901정거장 COMMUNICATION CABLE WIRING DIAGRAM¦ NONE¦ NONE¦ NONE¦ NONE¦ NONE¦ 901정거장 방송장비 CABLE WIRING DIAGRAM¦ 901정거장 CCTV, TDI, 시계설비 CABLE WIRING DIAGRAM¦ 901정거장 AFC SYSTEM DIAGRAM¦ 901정거장 AFC CABLE WIRING DIAGRAM¦ 901정거장 출입통제설비 CABLE WIRING DIAGRAM¦ T1001026-009¦ NONE¦ T1001026-010¦ T1001026-011¦ T1001026-012¦ 901정거장 AFC SYSTEM DIAGRAM (철거)¦ 901정거장 AFC CABLE WIRING DIAGRAM (철거)¦ NONE¦ NONE¦ NONE¦ 901정거장 출입통제설비 CABLE WIRING DIAGRAM (철거)¦ 901정거장 전화설비 지상1층 신설평면도 (1/2)¦ T7001034-001¦ 901정거장 전화설비 지상1층 신설평면도 (2/2)¦ T7001034-002¦ T7001034-003¦ T7001034-004¦ T7001034-005¦ T7001034-006¦ T7001034-007¦ T7001034-008¦ 901정거장 전화설비 지상2층 신설평면도 ¦ 901정거장 전화설비 지상3층 신설평면도 ¦ 901정거장 전화설비 지상1층 철거평면도 (1/2)¦ 901정거장 전화설비 지상1층 철거평면도 (2/2)¦ 901정거장 전화설비 지상2층 철거평면도 ¦ 901정거장 전화설비 지상3층 철거평면도 ¦ T7005034-001¦ T7005034-002¦ T7005034-003¦ T7005034-004¦ T7005034-005¦ T7005034-006¦ T7005034-007¦ T7005034-008¦ 901정거장 CCTV, TDI, 시계설비 지상1층 신설평면도 (1/2) ¦ 901정거장 CCTV, TDI, 시계설비 지상1층 신설평면도 (2/2) ¦ 901정거장 CCTV, TDI, 시계설비 지상2층 신설평면도 ¦ 901정거장 CCTV, TDI, 시계설비 지상3층 신설평면도 ¦ 901정거장 CCTV, TDI, 시계설비 지상1층 철거평면도 (1/2) ¦ 901정거장 CCTV, TDI, 시계설비 지상1층 철거평면도 (2/2) ¦ 901정거장 CCTV, TDI, 시계설비 지상2층 철거평면도 ¦ 901정거장 CCTV, TDI, 시계설비 지상3층 철거평면도 ¦ T7003034-001¦ T7003034-002¦ T7003034-003¦ T7003034-004¦ 901정거장 방송설비 지상1층 신설평면도 (1/2) ¦ 901정거장 방송설비 지상1층 신설평면도 (2/2) ¦ 901정거장 방송설비 지상2층 신설평면도 ¦ 901정거장 방송설비 지상3층 신설평면도 ¦ T5000034-001¦ 901정거장 AFC설비 지상2층 평면도 ¦ 901정거장 출입통제설비 지상2층 평면도 ¦ T7009934-001¦ 901정거장 출입통제설비 지상2층 철거평면도 ¦ T7009934-002¦ 901정거장 안전관리실 기기배치도 및 바닥 TRAY 설치도¦ T9103066-002¦ T9103066-003¦ T9103066-004¦ 901정거장 AFC설비 지상2층 장비배치도¦ 901정거장 AFC설비 지상2층 장비배치도 (철거)¦ 1/400¦ 1/400¦ 1/400¦ 1/400¦ 1/400¦ 1/400¦ 1/400¦ 1/400¦ 1/400¦ 1/400¦ 1/400¦ 1/400¦ 1/400¦ 1/400¦ 1/400¦ 1/400¦ 1/400¦ 1/400¦ 1/400¦ 1/400¦ 1/400¦ 1/400¦ 1/400¦ 1/50¦ 1/400¦ 1/400¦ 69¦ T9103038-025¦ NONE¦ 자시계 외형도¦ T¦ 1¦ 0¦ 0¦ 1¦ 0¦ 0¦ 2¦ 0¦ 0¦ 1¦ (901 정거장)¦ 서울시메트로9호선(주) 대체투자(신호 및 통신설비) 타당성조사, 기본 및 실시설계 용역¦ 실 시 설 계 도 면¦ 2019. 03. ¦ [ 통신 설비-905정거장 ]¦ (주)안세기술 컨소시엄¦ 서울시메트로 9호선(주)¦ (공통 상세도)¦
| 1단계_정거장 - 복사본 | 1단계_정거장 - 복사본 | 044. T7005034-003 903정거장 CCTV,TDI,시계설비 지하2층 신설평면도-1.dwg | \A1;7,500¦ \A1;4350¦ \A1;4350¦ \A1;7450¦ \A1;23600¦ \A1;7450¦ \A1;5,000¦ \A1;5,000¦ \A1;5,000¦ \A1;5,000¦ \A1;5,000¦ \A1;5,000¦ \A1;7,500¦ \A1;7,500¦ \A1;7,500¦ \A1;7,500¦ \A1;7,500¦ \A1;7,500¦ TRAY (300x100)¦ UTP CAT.5E 25Px1조 (CONSOLE)¦ UTP CAT.5E 4Px4조 (CONSOLE)¦ FR-CV 3C/6.0㎟x1조 (LSE POWER)¦ UTP Cat.5E 4Px2조 (CL POWER)(신설)¦ F-CV 3C/2.5㎟x1조 (공간화상)(기존활용)¦ OF- SM-4Cx1조 (공간화상)(기존활용)¦ UTP Cat.5E4Px15조 (CAMERA)(신설)¦ OF-SM-8C(난연)x10조(신설) ¦ FR-CV 3C/4.0㎟x10조(신설) ¦ OF-SM-8C(난연)x2조(승강장모니터)(신설) ¦ FR-CV 3C/4.0㎟x2조(승강장모니터)(신설) ¦ C/R¦ ELEC-1¦ ELEC-2¦ MATCH LINE DWG No. "S1-TA-S03-DB-016-1.dwg"¦ (P9:200x200x100)¦ (P10:200x200x100)¦ (P11:300x300x200)¦ Y03¦ Y04¦ Y02¦ Y01¦ Y00¦ X12¦ X13¦ X11¦ X10¦ X09¦ X08¦ X07¦ X06¦ X05¦ X04¦ X03¦ X02¦ X01¦ X00¦ 운영원대기실¦ CO2 실¦ 비상 전원실¦ 전 기 실¦ 정 화 조¦ 변 전 실¦ NOTE¦ 1. 광케이블, 전원/접지케이블 (OF-SM-4Core, CV 3C/2.5㎟)¦ 3. 승강장 ANT설치위치: 열차 진행방향 정거장 시종점부에서 120m에 설치¦ 2. 광케이블, 전원/접지케이블 (OF-SM-8Core, CV 3C/2.5㎟)¦ vmh¦ vmh¦ (16) OF-SM-8C(난연)x1조(CAMERA) ¦ (16) FR-CV 3C/4.0㎟x1조(CAMERA) ¦ 스피드돔¦ (16) OF-SM-8C(난연)x1조(CAMERA) ¦ (16) FR-CV 3C/4.0㎟x1조(CAMERA) ¦ (16) OF-SM-8C(난연)x1조(CAMERA) ¦ (16) FR-CV 3C/4.0㎟x1조(CAMERA) ¦ 스피드돔¦ (16) OF-SM-8C(난연)x1조(CAMERA) ¦ (16) FR-CV 3C/4.0㎟x1조(CAMERA) ¦ (16) OF-SM-8C(난연)x1조(CAMERA) ¦ (16) FR-CV 3C/4.0㎟x1조(CAMERA) ¦ ELEC-1¦ vmh¦ vmh¦ 지하철 903정거장¦ 김포공항¦ 공항시장¦ 신방화¦ 1/400¦ S = 1 / 400¦ 903정거장 CCTV,TDI,시계설비 지하2층 신설평면도(1/2)¦ 903정거장 CCTV,TDI,시계설비 지하2층¦ 신설평면도(1/2)¦ T¦ 7¦ 0¦ 0¦ 5¦ 0¦ 3¦ 4¦ 0¦ 0¦ 3¦ CCTV(기존동축활용)¦ P¦ P¦ KEY PLAN¦
| 1단계_정거장 - 복사본 | 1단계_정거장 - 복사본 | 034. T7003034-003 902정거장 방송설비 지하1층신설평면도(3-3).dwg | AD¦ AD¦ AD¦ AD¦ AD¦ AD¦ 배기¦ EPS¦ PS¦ PS¦ UP¦ DN¦ ST¦ ST¦ ST¦ ST¦ AUTO FILLTER실¦ 26¦ X¦ 25¦ X¦ 24¦ X¦ 23¦ X¦ 22¦ X¦ 21¦ X¦ 20¦ X¦ 19¦ X¦ 18¦ X¦ 17¦ X¦ 15¦ X¦ 예비실¦ 물탱크실¦ 냉각탑실¦ 공조기계실¦ X¦ 16¦ 2750¦ 1200¦ 6775¦ 725¦ 7500¦ 7500¦ 7500¦ 7500¦ 7500¦ 7500¦ 7500¦ 7500¦ 7500¦ 7500¦ 7500¦ 00¦ Y¦ 01¦ Y¦ 02¦ Y¦ 03¦ Y¦ Y¦ 04¦ C¦ P¦ T¦ P¦ P¦ PB(150X150X100)¦ (16)UTP CAT.5 4P¦ PB(150X150X100)¦ P¦ UP TO 지상층¦ PB(150X150X100)¦ (16)IV1.2X2(CL)¦ 25P¦ PB(200X200X100)¦ (16)HIV1.2X2¦ (16)HIV1.2X3¦ (16)HIV1.2X5¦ C¦ DOWN TO B1¦ X¦ 26¦ X¦ 25¦ 지상층¦ 11790¦ 8840¦ 9020¦ 37800¦ 8150¦ 지하철 902정거장¦ 김포공항¦ 공항시장¦ 1/400¦ 902정거장 방송설비 지하1층 신설평면도(3/3)¦ S = 1/400¦ 902정거장 방송설비 지하1층 신설평면도(3/3)¦ 개화¦ T¦ 7¦ 0¦ 0¦ 3¦ 0¦ 3¦ 4¦ 0¦ 0¦ 3¦ (기설활용)¦
| 1단계_정거장 - 복사본 | 1단계_정거장 - 복사본 | 059. T9203038-017 PIPING 상세도 (1_3).dwg | \A1;500¦ \A1;500¦ \A1;1,250¦ \A1;1,500¦ \A1;400¦ \A1;250¦ \A1;500¦ \A1;600¦ \A1;500¦ \A1;500¦ \A1;300¦ \A1;300¦ \A1;300¦ \A1;300¦ -¦ T¦ 0¦ 0¦ 0¦ 0¦ 0¦ 0¦ 0¦ 0¦ 0¦ 0¦ 공통¦ PULL BOX¦ TB BOX ¦ 후강전선관¦ DATA용 배관¦ 정 면 도 (안전관리실)¦ 후강전선관¦ 측 면 도¦ 후강전선관¦ 후강전선관¦ TB BOX ¦ 측 면 도¦ 정 면 도¦ ACCESS FLOOR 또는 콘크리트 닥트¦ 층 FLOOR¦ TB BOX ¦ DOUBLE CEILING¦ 노말밴드¦ PULL BOX¦ DOUBLE CEILING¦ ACCESS FLOOR¦ ACCESS FLOOR¦ 분전반¦ 전기에서 설계¦ MAIN POWER용¦ 정 면 도¦ Vertical Elbow¦ 측 면 도¦ DOUBLE CEILING¦ ACCESS FLOOR¦ CONCOURSE FLOOR¦ 후강전선관¦ TERMINAL BOX¦ 정 면 도¦ 측 면 도¦ 후강전선관¦ TERMINAL BOX¦ SW BOX¦ SW BOX¦ 후강 전선관¦ 정 면 도¦ 후강 전선관¦ 측 면 도¦ SW BOX¦ SW BOX¦ TV UNIT¦ 후강 전선관¦ 정 면 도¦ 후강 전선관¦ 측 면 도¦ 후강 전선관¦ TV UNIT¦ SUS DUCT¦ (300x100)¦ SUS DUCT¦ (300x100)¦ PIPING 상세도 (1/3)¦ PIPING 상세도 (1/3)¦ S = NONE¦ NONE¦ T¦ 9¦ 2¦ 0¦ 3¦ 0¦ 3¦ 8¦ 0¦ 1¦ 7¦ \A1;300¦ \A1;200¦ \A1;500¦
| 1단계_정거장 - 복사본 | 1단계_정거장 - 복사본 | 048. T7009934-002 914정거장 출입통제설비 지하2층 평면도 (2_2).dwg | C/R¦ CONSOLE¦ ACU¦ CCTV¦ P¦ \A1;7,500¦ \A1;7,500¦ \A1;7,500¦ \A1;7,500¦ \A1;7,500¦ \A1;7,500¦ \A1;8,130¦ \A1;7,500¦ \A1;7,500¦ \A1;7,500¦ \A1;7,500¦ \A1;7,500¦ \A1;7,500¦ \A1;2,000¦ \A1;10,000¦ \A1;20,980¦ \A1;5490¦ \A1;5490¦ L¦ UP¦ DN¦ UP¦ UP¦ 비품창고¦ 비상전원실¦ 복도¦ 본선환기실¦ 승차권창고¦ 용역창고¦ 용역대기실¦ 대합실¦ 통신기계실¦ 안전관리실¦ 이동통신기계실¦ 비품창고¦ CO2 실¦ 전기실¦ 발매기실¦ 편의점¦ 화장실-2¦ 외부엘리베이터2¦ 내부계단2¦ 외부출입구4¦ 외부엘리베이터2¦ 외부출입구3¦ 내부계단4¦ 내부계단3¦ 외부출입구통로3¦ 내부엘리베이터¦ 914 정거장¦ STA.16km294.519¦ 임대상가2¦ 지상E/L¦ DOWN TO 통신기계실 ACCESS FLOOR¦ UTP Cat.5E 4Px10조 (출입통제)¦ TRAY (600x150)¦ MATCH LINE DWG No. "S1-TA-S14-DB-021-0"¦ KEY PLAN¦ X09¦ X10¦ X11¦ X12¦ X13¦ X14¦ X15¦ X16¦ X17¦ X18¦ X19¦ X20¦ X21¦ X22¦ Y00¦ Y01¦ Y02¦ Y03¦ 100,130¦ (16) UTP Cat.5E 4Px2조 (출입통제)¦ 지상E/L¦ (16) UTP Cat.5E 4Px2조 (출입통제)¦ (16) UTP Cat.5E 4Px2조 (출입통제)¦ UTP Cat.5E 4Px2조 (출입통제)¦ UTP Cat.5E 4Px2조 (출입통제)¦ UTP Cat.5E 4Px4조 (출입통제)¦ UTP Cat.5E 4Px6조 (출입통제)¦ UTP Cat.5E 4Px10조 (출입통제)¦ 914정거장 출입통제설비 지하2층 평면도 (2/2)¦ 914정거장 출입통제설비 지하2층 평면도 (2/2)¦ S = 1 / 400¦ 1/400¦ 지하철 914정거장¦ 당산¦ 국회의사당¦ 여의도¦ T¦ 7¦ 0¦ 0¦ 9¦ 9¦ 3¦ 4¦ 0¦ 0¦ 2¦ P¦
| 1단계_정거장 - 복사본 | 1단계_정거장 - 복사본 | 025. T7001034-008 916정거장 전화설비 지하2층 철거평면도 (2_2).dwg | AMP¦ 배선반¦ IP¦ \A1;7,080¦ \A1;4,950¦ \A1;32,860¦ \A1;7,080¦ \A1;4,950¦ \A1;4,400¦ \A1;4,400¦ \A1;7,500¦ \A1;5,000¦ \A1;5,000¦ \A1;5,000¦ \A1;5,000¦ \A1;5,000¦ \A1;5,000¦ \A1;5,000¦ \A1;5,000¦ \A1;5,000¦ \A1;5,000¦ \A1;5,000¦ \A1;5,000¦ \A1;5,000¦ \A1;5,000¦ \A1;5,000¦ \A1;5,000¦ \A1;5,000¦ \A1;5,000¦ \A1;8,750¦ \A1;8,750¦ \A1;8,750¦ \A1;4,375¦ \A1;128,125¦ MATCH LINE DWG No. "S1-TA-S16-DB-010-0"¦ 1. 음향유도기 전원은 전기콘센트를 이용한다.¦ NOTE¦ 2. 증폭기전원은 전기콘센트를 이용한다.¦ 3. 통신기계실 및 안전관리실 MAIN 분전반은 전기에서 설치한다.¦ B¦ A¦ TRAY (300x100)¦ (16) UTP Cat.5E 4Px2조 (이동통신기계실)¦ C¦ D¦ UTP Cat.5E 25Px2조 (안전관리실)¦ UTP Cat.5E 4Px8조 (임대상가)¦ UTP Cat.5E 4Px2조 (편의점)¦ UTP Cat.5E 25Px2조 (CONSOLE CONTROL, LSE)¦ UTP Cat.5E 4Px2조 (이동통신기계실)¦ UTP Cat.5E 4Px2조 (공조기계실-2)¦ F¦ OF-MM-4Corex1조 (안전관리실)¦ UTP Cat.5E 25Px2조 (안전관리실)¦ UTP Cat.5E 4Px8조 (임대상가)¦ UTP Cat.5E 4Px2조 (편의점)¦ UTP Cat.5E 25Px2조 (CONSOLE CONTROL, LSE)¦ UTP Cat.5E 4Px2조 (이동통신기계실)¦ UTP Cat.5E 4Px2조 (공조기계실-2)¦ UTP Cat.5E 4Px2조 (용역원대기실)¦ G¦ OF-MM-4Corex1조 (안전관리실)¦ UTP Cat.5E 25Px2조 (안전관리실)¦ UTP Cat.5E 4Px2조 (편의점)¦ UTP Cat.5E 25Px2조 (CONSOLE CONTROL, LSE)¦ UTP Cat.5E 4Px2조 (이동통신기계실)¦ UTP Cat.5E 4Px2조 (공조기계실-1)¦ UTP Cat.5E 4Px2조 (용역원대기실)¦ TRAY (300x100)¦ UTP Cat.5E 25Px1조 (전기실)¦ UTP Cat.5E 4Px2조 (공조기계실-2)¦ J¦ OF-MM-4Corex1조 (안전관리실)¦ UTP Cat.5E 25Px2조 (안전관리실)¦ UTP Cat.5E 4Px2조 (편의점)¦ UTP Cat.5E 25Px2조 (CONSOLE CONTROL, LSE)¦ UTP Cat.5E 4Px2조 (이동통신기계실)¦ UTP Cat.5E 4Px2조 (공조기계실-1)¦ UTP Cat.5E 4Px2조 (용역원대기실)¦ UTP Cat.5E 25Px1조 (전기실)¦ UTP Cat.5E 4Px2조 (공조기계실-2)¦ DOWN TO 통신기계실 ACCESS FLOOR¦ TRAY (600x150)¦ E¦ (16) UTP Cat.5E 4Px2조 (용역원대기실)¦ TRAY (300x100)¦ TRAY (300x100)¦ UTP Cat.5E 4Px8조 (임대상가)¦ OF-MM-4Corex1조 (안전관리실)¦ UTP Cat.5E 4Px6조 (승강장 공중전화)¦ UTP Cat.5E 4Px3조 (대합실 공중전화)¦ UTP Cat.5E 4Px6조 (승강장 공중전화)¦ UTP Cat.5E 4Px3조 (대합실 공중전화)¦ UTP Cat.5E 4Px8조 (임대상가)¦ UTP Cat.5E 4Px6조 (승강장 공중전화)¦ UTP Cat.5E 4Px3조 (대합실 공중전화)¦ UTP Cat.5E 4Px6조 (승강장 공중전화)¦ UTP Cat.5E 4Px3조 (대합실 공중전화)¦ I¦ DOWN TO 지하3층¦ TRAY (900x150)¦ H¦ UTP Cat.5E 25Px1조 (운전취급실)¦ FR-CV 2C/4.0㎟x1조 (토크백)¦ F-GV 4.0㎟x1조 (토크백)¦ UTP Cat.5E 4Px4조 (승강장 INT)¦ UTP Cat.5E 4Px4조 (승강장 INT)¦ UTP Cat.5E 4Px3조 (승강장 INT)¦ UTP Cat.5E 4Px1조 (승강장 INT)¦ UTP Cat.5E 4Px6조 (승강장 INT)¦ TRAY (400x150)¦ KEY PLAN¦ Y00¦ Y01¦ Y03¦ Y05¦ Y06¦ X28¦ X25¦ X23¦ X21¦ X19¦ X17¦ X15¦ X13¦ X11¦ X09¦ X08¦ X07¦ X06¦ X27¦ 신호통신기계실¦ 물탱크실¦ CO2실¦ 비상전원실¦ 공조기계실 2¦ 용역원 대기실¦ 운전취급실¦ 복도¦ 이동통신기계실¦ DN¦ DN¦ DN¦ OPEN¦ OPEN¦ 전기실¦ OPEN¦ OPEN¦ 내부계단 4¦ 내부계단 5¦ 용역원 창고¦ DN¦ DN¦ OPEN¦ OPEN¦ 916 정거장 ¦ STA.17km956,000¦ A¦ B¦ UTP 25P¦ [TB No.7]¦ x2¦ x2¦ C¦ D¦ F¦ G¦ J¦ UTP Cat.5E 4Px2조 (공조기계실-1)¦ (28) UTP Cat.5E 25Px1조 (전기실)¦ (36) SPARE (전기실)¦ E¦ x2¦ x2¦ TRAY (900x150)¦ DOWN TO 지하2층¦ TRAY (300x100)¦ 토크백모장치¦ H¦ I¦ x2 ¦ x3 ¦ UTP 25P¦ [TB No.6]¦ x2¦ UTP Cat.5E 4Px1조 (승강장 INT)¦ UTP Cat.5E 4Px1조 (승강장 INT)¦ TRAY (300x100)¦ UTP Cat.5E 4Px1조 (승강장 INT)¦ TRAY (900x150)¦ DOWN TO 지하2층¦ UTP Cat.5E 4Px1조 (승강장 INT)¦ TRAY (600x150)¦ DOWN TO 지하2층¦ UTP Cat.5E 4Px1조 (승강장 INT)¦ UTP Cat.5E 4Px1조 (운전취급실)¦ (16) UTP Cat.5E 4Px2조 (공조기계실-1)¦ TRAY (600x150)¦ UTP Cat.5E 4Px1조 (승강장 INT)¦ UTP Cat.5E 4Px8조 (임대상가)¦ UTP Cat.5E 25Px2조 (CONSOLE CONTROL, LSE)¦ UTP Cat.5E 25Px2조 (안전관리실)¦ UTP Cat.5E 4Px2조 (편의점)¦ UTP Cat.5E 4Px2조 (공조기계실-2)¦ UTP Cat.5E 4Px3조 (대합실 공중전화)¦ UTP Cat.5E 4Px6조 (승강장 공중전화)¦ UTP Cat.5E 4Px2조 (승강장 INT)¦ TRAY (300x100)¦ UTP Cat.5E 4Px8조 (임대상가)¦ UTP Cat.5E 25Px2조 (CONSOLE CONTROL, LSE)¦ UTP Cat.5E 25Px2조 (안전관리실)¦ UTP Cat.5E 4Px2조 (편의점)¦ UTP Cat.5E 4Px2조 (공조기계실-2)¦ UTP Cat.5E 4Px3조 (대합실 공중전화)¦ UTP Cat.5E 4Px6조 (승강장 공중전화)¦ UTP Cat.5E 4Px4조 (승강장 INT)¦ OF-MM-4Corex1조 (안전관리실)¦ UTP Cat.5E 25Px1조 (운전취급실)¦ UTP Cat.5E 4Px1조 (운전취급실)¦ 3-5~8¦ 3-1~4¦ 4-15~18¦ 4-11~14¦ V1.2¦ 4-45~48¦ 4-41~44¦ D1¦ V1.2.3¦ (철거)¦ (철거)¦ (철거)¦ (철거)¦ (철거)¦ 지하철 916정거장¦ 여의도¦ 샛강¦ 노량진¦ 1/400¦ 916정거장 전화설비 지하2층 철거평면도(2/2)¦ S = 1/400¦ 916정거장 전화설비 지하2층 철거평면도(2/2)¦ T¦ 7¦ 0¦ 0¦ 1¦ 0¦ 3¦ 4¦ 0¦ 0¦ 8¦ (기설활용)¦
| 1단계_정거장 - 복사본 | 1단계_정거장 - 복사본 | 053. T9103066-003 915정거장 AFC설비 지하1층 장비배치도.dwg | \A1;1,000¦ \A1;3,440¦ \A1;800¦ \A1;800¦ \A1;600¦ \A1;8,600¦ \A1;8,600¦ \A1;24,800¦ \A1;7,500¦ \A1;7,500¦ \A1;4,900¦ \A1;4,900¦ \A1;82,500¦ \A1;165,500¦ \A1;5,000¦ \A1;83,000¦ \A1;27,900¦ \A1;6,000¦ \A1;5,000¦ \A1;4,900¦ \A1;6,000¦ \A1;6,000¦ \A1;5,500¦ \A1;7,400¦ \A1;5,000¦ \A1;7,400¦ \A1;6,000¦ \A1;5,000¦ \A1;5,000¦ \A1;5,000¦ \A1;5,000¦ \A1;5,000¦ \A1;5,000¦ \A1;5,000¦ \A1;5,360¦ \A1;6,000¦ \A1;6,690¦ \A1;6,150¦ \A1;5,000¦ \A1;5,000¦ \A1;5,000¦ \A1;5,000¦ \A1;5,000¦ \A1;5,000¦ \A1;5,000¦ \A1;5,000¦ \A1;5,000¦ \A1;5,000¦ \A1;5,000¦ \A1;5,000¦ \A1;5,000¦ \A1;5,000¦ \A1;150¦ \A1;150¦ \A1;600¦ \A1;600¦ \A1;600¦ \A1;600¦ \A1;1100¦ \A1;3,740¦ \A1;150¦ \A1;600¦ \A1;600¦ \A1;600¦ \A1;600¦ \A1;1100¦ \A1;150¦ \A1;150¦ \A1;150¦ \A1;150¦ \A1;150¦ \A1;150¦ \A1;150¦ \A1;150¦ \A1;150¦ \A1;150¦ \A1;600¦ \A1;150¦ \A1;150¦ \A1;150¦ \A1;600¦ Detail "A"¦ Detail "A"¦ Detail "B"¦ AAM ¦ 발매기실¦ X24¦ X25¦ X26¦ X27¦ X28¦ X29¦ X30¦ X31¦ Y06¦ Y05¦ Y03¦ Y02¦ Y01¦ Y00¦ Y04¦ X-05¦ X-04¦ X-03¦ X-02¦ X-01¦ X00¦ X01¦ X02¦ X03¦ X04¦ X05¦ X06¦ X07¦ X08¦ X09¦ X10¦ X11¦ X12¦ X13¦ X14¦ X15¦ X16¦ X17¦ X18¦ X19¦ X20¦ X21¦ X22¦ X23¦ OPEN¦ DN¦ DN¦ DN¦ 5호선 대합실¦ (기존)¦ 5호선 대합실¦ (기존)¦ UP¦ UP¦ DN¦ DN¦ DN¦ DN¦ UP¦ 기존5호선 화장실¦ UP¦ 변전실¦ 운영원대기실¦ 이동통신기계실¦ 비상전원실¦ 비품창고¦ 장애인화장실¦ 창 고¦ 편의점¦ 발매기실1¦ 발매기실2¦ 대합실¦ 안전관리실¦ 물탱크실¦ 공조기계실¦ CO2 실¦ 통신기계실¦ 복 도¦ 전기실¦ 공조기계실¦ 화장실¦ 기존출입구 확장¦ 외부출입구4¦ 외부엘리베이터2 (신설)¦ 외부출입구5 (기존)¦ 기존출입구 확장¦ 외부출입구6¦ 내부계단5¦ 내부계단4¦ 내부계단2¦ 내부계단3¦ 내부계단1,6¦ P.S¦ 방범셔터설치¦ 방범셔터설치¦ 5호선 대합실¦ (기존)¦ 9호선¦ 5호선¦ (신설)¦ (기존)¦ 9호선¦ (신설)¦ 915 정거장¦ 901M¦ STA.17km195.823¦ 750M¦ 창 고¦ Detail "C"¦ Detail "B"¦ Detail "D"¦ 발매기실¦ AAM ¦ AAM ¦ 대합실¦ PAID AREA¦ 대합실¦ FREE AREA¦ 6형¦ 8형¦ 8형¦ 8형¦ 10형¦ Detail "C"¦ 대합실¦ PAID AREA¦ 대합실¦ FREE AREA¦ 10형¦ 8형¦ 8형¦ 6형¦ 10/11형¦ 12형¦ 8형¦ AAM ¦ Detail "D"¦ 12형¦ 10/11형¦ 발매기실¦ 발매기실 변경전¦ 구 분¦ 당 초¦ 변 경¦ 6형¦ 8형¦ 10형¦ 6/12형¦ 10/11형¦ 11형¦ 12형¦ 1¦ 1¦ 3¦ 3¦ 1¦ 1¦ -¦ 1¦ 1¦ -¦ 1¦ 1¦ -¦ -¦ 10형¦ 구 분¦ 당 초¦ 변 경¦ 6형¦ 8형¦ 10형¦ 6/12형¦ 10/11형¦ 11형¦ 12형¦ 1¦ 1¦ 3¦ 3¦ 1¦ 2¦ -¦ 1¦ 1¦ -¦ 1¦ 1¦ -¦ -¦ 10형¦ 915정거장 AFC설비 지하1층 장비배치도¦ 915정거장 AFC설비 지하1층 장비배치도¦ S = 1 / 600¦ S = 1 / 600¦ 1/600¦ 지하철 915정거장¦ 국회의사당¦ 여의도¦ 샛강¦ T¦ 9¦ 1¦ 0¦ 3¦ 0¦ 6¦ 6¦ 0¦ 0¦ 3¦
| 1단계_정거장 - 복사본 | 1단계_정거장 - 복사본 | 038. T7005034-010 909정거장 CCTV,TDI,시계설비 지하2층 철거평면도 (2_2).dwg | P¦ \A1;7,900¦ \A1;7,900¦ \A1;28,000¦ \A1;6,100¦ \A1;6,100¦ \A1;47,560¦ \A1;30,000¦ \A1;77,560¦ \A1;2,560¦ \A1;5,000¦ \A1;5,000¦ \A1;5,000¦ \A1;5,000¦ \A1;5,000¦ \A1;5,000¦ \A1;5,000¦ \A1;5,000¦ \A1;5,000¦ \A1;7,500¦ \A1;7,500¦ \A1;7,500¦ \A1;7,500¦ MATCH LINE DWG No. "S1-TA-S09-DB-020-0"¦ KEY PLAN¦ Y04¦ Y03¦ Y02¦ Y01¦ Y00¦ X16¦ X18¦ X20¦ X22¦ X24¦ X26¦ X27¦ X28¦ X29¦ UP¦ 창 고 1¦ 창 고 2¦ G¦ 본선 TRAY 이용¦ OF-SM-4Cx1조 [공간화상)(철거)¦ (16) UL 2919-AMESB 24AWG 4Px1조 (TDI)¦ (28) FR-CV 3C/4.0㎟x1조 (TDI POWER)¦ (16) UTP Cat.5E 4Px2조 (TDI)¦ (22) ECX 5C-2Vx2조 (CAMERA)(기존활용)¦ (28) UL 2919-AMESB 24AWG 4Px2조 (TDI)¦ (36) FR-CV 3C/4.0㎟x2조 (TDI POWER)¦ (22) UTP Cat.5E 4Px4조 (TDI)¦ (16) ECX 5C-2Vx1조 (CAMERA)(기존활용)¦ (28) UL 2919-AMESB 24AWG 4Px2조 (TDI)¦ (36) FR-CV 3C/4.0㎟x2조 (TDI POWER)¦ (22) UTP Cat.5E 4Px4조 (TDI)¦ (16) ECX 5C-2Vx1조 (CAMERA)(기존활용)¦ (36) FR-CV 3C/4.0㎟x2조 (TDI POWER)¦ (22) UTP Cat.5E 4Px4조 (TDI)¦ (28) UL 2919-AMESB 24AWG 4Px2조 (TDI)¦ UTP Cat.5E 4Px4조 (TDI)¦ UL 2919-AMESB 24AWG 4Px2조 (TDI)¦ TRAY (600x150)¦ FR-CV 3C/4.0㎟x2조 (TDI POWER)¦ UP TO 지하 1층¦ UTP Cat.5E 4Px4조 (TDI)¦ UL 2919-AMESB 24AWG 4Px2조 (TDI)¦ TRAY (600x150)¦ FR-CV 3C/4.0㎟x2조 (TDI POWER)¦ UP TO 지하 1층¦ (36) FR-CV 3C/4.0㎟x2조 (TDI POWER)¦ (22) UTP Cat.5E 4Px4조 (TDI)¦ (28) UL 2919-AMESB 24AWG 4Px2조 (TDI)¦ P-3¦ P-5¦ P-6¦ (P35:200x200x100)¦ (P32:300x300x200)¦ (P31:300x300x200)¦ (P38:300x300x200)¦ (P37:400x400x200)¦ (P29:400x400x200)¦ (P36:400x400x200)¦ (P30:400x400x200)¦ (28) UL 2919-AMESB 24AWG 4Px2조 (TDI)¦ (36) FR-CV 3C/4.0㎟x2조 (TDI POWER)¦ (22) UTP Cat.5E 4Px4조 (TDI)¦ (28) OF-MM-12Core(난연)x1조 (TDI)¦ (28)x2 OF-MM-12Core(난연)x1조x2 (TDI)¦ (28)x2 OF-MM-12Core(난연)x1조x2 (TDI)¦ (28)x2 OF-MM-12Core(난연)x1조x2 (TDI)¦ (28)x2 OF-MM-12Core(난연)x1조x2 (TDI)¦ (28)x2 OF-MM-12Core(난연)x1조x2 (TDI)¦ OF-MM-12Core(난연)x2조 (TDI)¦ OF-MM-12Core(난연)x2조 (TDI)¦ G¦ F-CV 3C/2.5㎟x1조 (공간화상)(철거)¦ 본선 TRAY 이용¦ OF-SM-4Cx1조 [공간화상)(철거)¦ F-CV 3C/2.5㎟x1조 (공간화상)(철거)¦ NOTE¦ 1. 광케이블, 전원/접지케이블 (OF-SM-4Core, CV 3C/2.5㎟)¦ 3. 승강장 ANT설치위치: 열차 진행방향 정거장 시종점부에 설치¦ 2. 광케이블, 전원/접지케이블 (OF-SM-8Core, CV 3C/2.5㎟)¦ 본선 TRAY 이용¦ OF-SM-4Cx1조 [공간화상)(철거)¦ F-CV 3C/2.5㎟x1조 (공간화상)(철거)¦ (16) ECX 5C-2Vx1조 (CAMERA)(기존활용)¦ (16) UL 2919-AMESB 24AWG 4Px1조 (TDI)¦ (28) FR-CV 3C/4.0㎟x1조 (TDI POWER)¦ (16) UTP Cat.5E 4Px2조 (TDI)¦ (28) OF-MM-12Core(난연)x1조 (TDI)¦ vmh¦ vmh¦ vmh¦ (철거)¦ 지하철 909정거장¦ 가양¦ 등촌¦ 염창¦ 1/400¦ S = 1 / 400¦ 909정거장 CCTV,TDI,시계설비 지하2층 철거평면도(2/2)¦ 909정거장 CCTV,TDI,시계설비 지하2층¦ 철거평면도(2/2)¦ T¦ 7¦ 0¦ 0¦ 5¦ 0¦ 3¦ 4¦ 0¦ 1¦ 0¦ CCTV(기존동축활용)¦ P¦
| 1단계_정거장 - 복사본 | 1단계_정거장 - 복사본 | 025. T7003034-001 909정거장 방송설비 지하1층 신설평면도 (1_2).dwg | PA AMP¦ \A1;7,900¦ \A1;28,000¦ \A1;7,600¦ \A1;7,900¦ \A1;6,100¦ \A1;6,100¦ \A1;7,500¦ \A1;7,500¦ \A1;7,500¦ \A1;7,500¦ \A1;7,500¦ \A1;7,500¦ \A1;7,500¦ \A1;7,500¦ \A1;7,500¦ \A1;7,500¦ \A1;7,500¦ \A1;7,500¦ \A1;7,500¦ \A1;5,000¦ \A1;5,000¦ \A1;5,000¦ \A1;5,000¦ \A1;5,000¦ \A1;2,024¦ \A1;30,000¦ \A1;27,023¦ \A1;124,523¦ \A1;67,500¦ \A1;57,023¦ S = 1 / 400¦ 903정거장 방송설비 지하1층 신설평면도(2/2)¦ 1/400¦ 904정거장 방송설비 지하1층 신설평면도 (1/2)¦ 0¦ 0¦ 0¦ -¦ 0¦ 0¦ 0¦ 0¦ (기설활용)¦ -¦ T¦ 7¦ 0¦ 0¦ 3¦ 0¦ 3¦ 4¦ 0¦ 1¦ 6¦ : (16) HIV 1.5㎟x2조¦ NOTE¦ : (16) HIV 1.5㎟x5조¦ : (16) HIV 1.5㎟x6조¦ : (22) HIV 1.5㎟x7조¦ : (22) HIV 1.5㎟x8조¦ : (22) HIV 1.5㎟x10조¦ : (16) HIV 1.5㎟x4조¦ : (16) HIV 1.5㎟x3조¦ MATCH LINE DWG No. "S1-TA-S09-DB-014-0"¦ KEY PLAN¦ UP¦ UP¦ UP¦ UP¦ UP¦ 외부통로¦ 외부통로계단1¦ 외부계단 4¦ 외부계단 5¦ 외부계단 6¦ 외부계단 7¦ 외부통로계단2¦ UP¦ X-09¦ X-07¦ X-05¦ X-03¦ X-01¦ X00¦ X01¦ X02¦ X03¦ X04¦ X06¦ X08¦ Y04¦ Y03¦ Y02¦ Y01¦ Y00¦ DN¦ 발매기실 1¦ 편의점¦ 대합실¦ 용역창고¦ 용역원대기실¦ DN¦ DN¦ 통신기계실¦ 이동통신기계실¦ 복 도¦ 공조기계실¦ 물탱크실¦ 외부계단 1¦ 내부계단 1¦ 내부계단 2¦ 화장실¦ MATCH LINE¦ MATCH LINE¦ (P4:200x200x100)¦ (P2:200x200x100)¦ (P1:200x200x100)¦ (P3:100x100x100)¦ DOWN TO 지하 2층¦ TRAY (900x150)¦ HIV 1.5㎟x4조 (승강장 SP)¦ HIV 1.5㎟x4조 (승강장 SP)¦ TRAY (900x150)¦ DOWN TO 지하 2층¦ (16) HIV 1.5㎟x4조 (승강장 SP)¦ A¦ B¦ B¦ 10P¦ 방송단자함¦ (16) UTP Cat.5E 4Px1조 (화재탐지용)¦ (22) UL 2464-AMESB 24AWG 16Cx2조(PA)¦ (22) UL 2464-AMESB 24AWG 4Cx1조(PA)¦ (16) UTP Cat.5E 4Px1조 (자동방송, 근접화재)¦ A¦ (16) CPEV 0.9/5Px1조 (PA)¦ (16) HIV 1.5㎟x4조 (승강장 SP)¦ (16) UTP Cat.5E 4Px1조 (화재탐지용)¦ (22) UL 2464-AMESB 24AWG 16Cx2조(PA)¦ (22) UL 2464-AMESB 24AWG 4Cx1조(PA)¦ (16) UTP Cat.5E 4Px1조 (자동방송, 근접화재)¦ B¦ (16) CPEV 0.9/5Px1조 (PA)¦ C¦ UTP Cat.5E 4Px1조 (화재탐지용)¦ UL 2464-AMESB 24AWG 16Cx2조(PA)¦ UL 2464-AMESB 24AWG 4Cx1조(PA)¦ UTP Cat.5E 4Px1조 (자동방송, 근접화재)¦ C¦ CPEV 0.9/5Px1조 (PA)¦ DOWN TO 통신기계실¦ TRAY (600x150)¦ HIV 1.5㎟x8조 (승강장 SP)¦ 임대상가¦ 벽부형 3W : 2 EA¦ 천정형 3W : 56 EA¦ 지하철 909정거장¦ 가양¦ 등촌¦ 염창¦ S = 1 / 400¦ 909정거장 방송설비 지하1층 신설평면도(1/2)¦ 1/400¦ 909정거장 방송설비 지하1층 신설평면도 (1/2)¦ (기설활용)¦ T¦ 7¦ 0¦ 0¦ 3¦ 0¦ 3¦ 4¦ 0¦ 0¦ 1¦ P¦
| 1단계_정거장 - 복사본 | 1단계_정거장 - 복사본 | 024. T7001034-005 902정거장 전화설비 지하2층신설평면도(2-3).dwg | INT¦ KEY PLAN¦ 1. 일반교환기에 수용된 전화기는 IP전화기로 교체한다.¦ NOTE¦ 2. 콜폰, E/L폰, 승강장 비상통화장치도 교체한다.¦ 3. 전화 및 인터폰 구간의 배선배관은 기존활용한다.¦ FREE AREA¦ 정화조¦ 발매기실-2¦ 역무실/매표소-2¦ 발매기실-1¦ 역무실/매표소-1¦ PAID AREA¦ PAID AREA¦ ES.DN¦ ES.UP¦ ES.DN¦ ES.UP¦ DN¦ DN¦ UP¦ UP¦ UP¦ UP¦ DN¦ DN¦ ES.UP¦ ES.DN¦ ES.UP¦ ES.DN¦ ES.UP¦ ES.DN¦ ES.UP¦ ES.DN¦ DN¦ ES.UP¦ ES.DN¦ UP¦ 5호선환승통로¦ 장애인용 ¦ ELEV.¦ 04¦ Y¦ Y¦ 03¦ Y¦ 02¦ Y¦ 01¦ Y¦ 00¦ 00¦ X¦ 01¦ X¦ 02¦ X¦ 03¦ X¦ 04¦ 05¦ X¦ 06¦ X¦ 07¦ X¦ 08¦ X¦ 09¦ X¦ 10¦ X¦ 11¦ X¦ 12¦ X¦ 13¦ X¦ X¦ 7500¦ 7500¦ 97,500¦ 7500¦ 7500¦ 7500¦ 7500¦ 7500¦ 7500¦ 7500¦ 7500¦ 7500¦ 7500¦ 7500¦ C¦ 37800¦ 11790¦ 8840¦ 5800¦ 3600¦ 5590¦ 9020¦ 3430¦ 8150¦ P¦ P¦ P¦ P¦ C¦ C¦ C¦ C¦ H¦ PB(400X400X300)¦ H¦ PB(400X400X300)¦ H¦ PB(600X600X400)¦ C¦ P¦ DOWN TO B3¦ (16)5C-2V(CCTV)¦ (36)CV 3.5 /2CX2(C.POW)¦ G¦ PB(150X150X100)¦ (16)5C-2V(CCTV)¦ (36)CV 3.5 /2CX2(C.POW)¦ (16)5C-2V(CCTV)¦ (22)CV 3.5 /2C(C.POW)¦ E¦ DOWN TO B3¦ D¦ P¦ P¦ C¦ C¦ (16)5C-2V(CCTV)¦ (22)CV 3.5 /2C(C.POW)¦ UP TO B1¦ UP TO B1¦ P¦ PB(600X600X400)¦ C¦ (16)5C-2V(CCTV)¦ (22)CV 3.5 /2C(C.POW)¦ UP TO B1¦ C¦ UP TO B1¦ PB(150X150X100)¦ PB(200X200X200)¦ C¦ B¦ PB(200X200X200)¦ (28)UTP CAT.5 25P(9호선 매표소 B2)¦ C¦ A¦ AMP¦ AMP¦ C¦ (16)HIV1.2X2¦ (16)HIV1.2X3¦ (16)HIV1.2X5¦ (16)HIV1.2X6¦ UPTO B1 통신기계실(9호선)¦ C/R¦ C/R¦ UTP CAT.5 4Px4조(22C)¦ (16C)¦ UTP CAT.5 4Px2조¦ (16C)¦ UTP CAT.5 4Px10조(28C)¦ P¦ P¦ P¦ GV 14 x1(22C)¦ CV 5.5 /4C(22C)¦ OFMM 36CORE(50/125)x2조(36C)¦ UTP CAT.5 50Px1(28C)¦ FIDS¦ PAN/TILT CAMERA(9호선)¦ 5C-2V(16C)¦ CV 3.5/3C(22C)¦ FR CVV-SB 1.5/10C(28C)¦ 게이트2¦ E/S-2¦ E/S-3¦ E/S-4¦ E/V-3¦ 게이트1¦ 발매기¦ 매표소¦ E/S-5¦ E/S-6¦ UP¦ UTP CAT.5 4PX2(INT)¦ HIV 1.2X4(SP)¦ DOWN TO B3¦ DUCT(300X100)¦ CPEV 5P/.65(M.CON)¦ CV 3.5 /2C(M.POW)¦ UTP CAT.5 25P(공중전화 B3-1)¦ UTP CAT.5 4PX2(TDI 정보)¦ CV 3.5 /2CX2(TDI POW)¦ A¦ (28)UTP CAT.5 25P(9호선 매표소B2)¦ B¦ 5C-2VX4(MONITOR)¦ CPEV 5P/.65X2(M.CON)¦ CV 3.5 /2CX2(M.POW)¦ UTP CAT.5 25PX2(공중전화 B3-2,B4)¦ UTP CAT.5 4PX3(INT)¦ UTP CAT.5 25PX5(9호선 예비실B3매표소 B3-1,2, B4-1,2) ¦ DOWN TO B3¦ DUCT(600X100)¦ D¦ (28)5C-2VX4(MONITOR)¦ (28)CPEV 5P/.65X2(M.CON)¦ (36)CV 3.5 /2CX2(M.POW)¦ (36)UTP CAT.5 25PX2(공중전화 B3-2,B4)¦ (42X2)UTP CAT.5 25PX6(9호선 매표소 B2,¦ 예비실B3, 매표소 B3-1,2, B4-1,2) ¦ E¦ 5C-2VX6(MONITOR)¦ CPEV 5P/.65X3(M.CON)¦ CV 3.5 /2CX3(M.POW)¦ UTP CAT.5 25PX3(공중전화 B3-1,B3-2,B4)¦ 5C-HFBT(TV)¦ UTP CAT.5 4PX5(INT)¦ UTP CAT.5 25PX6(9호선 매표소 B2,¦ 예비실 B3, 매표소 B3-1,2, B4-1,2) ¦ DOWN TO B1¦ DUCT(600X100)¦ G¦ FR CVV-SB 1.5/10CX2(PAN/TILT)¦ CV 3.5/3CX2(PAN/TILT)¦ 5C-2VX2(PAN/TILT)¦ UTP CAT.4 4PX6(공철 역무실)¦ UTP CAT.4 4PX2(공철 운전지급실)¦ (통신TRAY)OFMM 36CORE(50/125)x4조(FIDS)¦ (통신TRAY)UTP CAT.5 50Px2(FIDS)¦ UTP CAT.4 4PX6(공철 역무실)¦ UTP CAT.4 4PX2(공철 운전지급실)¦ H¦ 1. 음향유도기 전원은 전기콘센트를 이용한다.¦ NOTE¦ 2. 증폭기전원은 전기콘센트를 이용한다.¦ 3. 통신기계실 및 안전관리실 MAIN 분전반은 전기에서 설치한다.¦ 1. 일반교환기에 수용된 전화기는 안전관리실만 IP전화기로 교체한다.¦ NOTE¦ 2. 콜폰, E/L폰, 승강장 비상통화장치도 교체한다.¦ 3. 전화 및 인터폰 구간의 배선배관은 기존활용한다.¦ 지하철 902정거장¦ 김포공항¦ 공항시장¦ 1/400¦ 902정거장 전화설비 지하2층 신설평면도(2/3)¦ S = 1/400¦ 902정거장 전화설비 지하2층 신설평면도(2/3)¦ T¦ 7¦ 0¦ 0¦ 1¦ 0¦ 3¦ 4¦ 0¦ 0¦ 5¦ 개화¦ (기설활용)¦ P¦
| 1단계_정거장 - 복사본 | 1단계_정거장 - 복사본 | 022. T7001034-005 907정거장 전화설비 지하2층 신설평면도 (2_2).dwg | \A1;5,000¦ \A1;5,000¦ \A1;82,500¦ \A1;2,500¦ \A1;2,500¦ \A1;5,000¦ \A1;5,000¦ \A1;5,000¦ \A1;5,000¦ \A1;5,000¦ \A1;5,000¦ \A1;5,000¦ \A1;5,000¦ \A1;5,000¦ \A1;5,000¦ \A1;5,000¦ \A1;5,000¦ \A1;5,000¦ \A1;2,500¦ \A1;27,800¦ \A1;13,900¦ \A1;13,900¦ 1. 일반교환기에 수용된 전화기는 IP전화기로 교체한다.¦ NOTE¦ 2. 콜폰, E/L폰, 승강장 비상통화장치도 교체한다.¦ 3. 전화 및 인터폰 구간의 배선배관은 기존활용한다.¦ MATCH LINE DWG No. "S1-TA-S07-DB-012-0"¦ 1. 음향유도기 전원은 전기콘센트를 이용한다.¦ NOTE¦ 2. 증폭기전원은 전기콘센트를 이용한다.¦ 3. 통신기계실 및 안전관리실 MAIN 분전반은 전기에서 설치한다.¦ KEY PLAN¦ UP¦ UP¦ X25¦ X26¦ X27¦ X28¦ X29¦ X31¦ X32¦ X33¦ X30¦ X18¦ X19¦ X21¦ X22¦ X23¦ X24¦ X20¦ X34¦ Y00¦ Y01¦ Y02¦ PSD기계실 ¦ UP¦ UP¦ UP¦ UP¦ UP¦ UP¦ 내부계단¦ 내부계단¦ 내부계단¦ PSD기계실 ¦ 승 강 장¦ 승 강 장¦ 내부계단¦ UTP 25P¦ [TB No.7]¦ 공중전화¦ UTP 25P¦ (16) UTP Cat.5E 4Px2조 (승강장 INT)¦ (P9:500x500x300)¦ (16) F-GV 4.0㎟x1조 (GND)¦ (22) UTP Cat.5 4Px3조 (승강장 공중전화)¦ (16) F-GV 4.0㎟x1조 (GND)¦ (22) UTP Cat.5 4Px3조 (승강장 공중전화)¦ (16) UTP Cat.5E 4Px1조 (승강장 INT)¦ 인터폰선 0.6x2Px4조 (INT)¦ DOWN TO CP PANEL¦ 공중전화¦ [TB No.8]¦ (16) F-GV 4.0㎟x1조 (GND)¦ (22) UTP Cat.5 4Px3조 (승강장 공중전화)¦ (16) UTP Cat.5E 4Px2조 (승강장 INT)¦ (16) UTP Cat.5E 4Px2조 (승강장 INT)¦ (16) UTP Cat.5E 4Px1조 (승강장 INT)¦ (16) UTP Cat.5E 4Px1조 (승강장 INT)¦ (16) UTP Cat.5E 4Px1조 (승강장 INT)¦ (16) F-GV 4.0㎟x1조 (GND)¦ (22) UTP Cat.5 4Px3조 (승강장 공중전화)¦ (16) F-GV 4.0㎟x1조 (GND)¦ (22) UTP Cat.5 4Px3조 (승강장 공중전화)¦ (16) F-GV 4.0㎟x1조 (GND)¦ (22) UTP Cat.5 4Px3조 (승강장 공중전화)¦ (16) UTP Cat.5E 4Px2조 (승강장 INT)¦ (16) UTP Cat.5E 4Px1조 (승강장 INT)¦ (16) UTP Cat.5E 4Px1조 (승강장 INT)¦ (16) UTP Cat.5E 4Px2조 (승강장 INT)¦ 인터폰선 0.6x2Px4조 (INT)¦ DOWN TO CP PANEL¦ 1. 일반교환기에 수용된 전화기는 안전관리실만 IP전화기로 교체한다.¦ NOTE¦ 2. 콜폰, E/L폰, 승강장 비상통화장치도 교체한다.¦ 3. 전화 및 인터폰 구간의 배선배관은 기존활용한다.¦ 907정거장 전화설비 지하2층 신설평면도 (2/2)¦ S = 1 / 400¦ 지하철 907정거장¦ 양천향교¦ 가양¦ 증미¦ 1/400¦ 907정거장 전화설비 지하2층 신설평면도(2/2)¦ T¦ 7¦ 0¦ 0¦ 1¦ 0¦ 3¦ 4¦ 0¦ 0¦ 5¦ (기설활용)¦ P¦ INT¦
| 1단계_정거장 - 복사본 | 1단계_정거장 - 복사본 | 032. T7001034-014 종합관리 및 복지후생동 구내통신설비 지상5층 철거평면도.dwg | T¦ 광HUB¦ IDF¦ \A1;7,700¦ \A1;67,100¦ \A1;6,600¦ \A1;6,600¦ \A1;6,600¦ \A1;6,600¦ \A1;6,600¦ \A1;6,600¦ \A1;6,600¦ \A1;6,600¦ \A1;6,600¦ \A1;2,100¦ \A1;7,500¦ \A1;7,500¦ \A1;27,900¦ \A1;3,300¦ \A1;7,500¦ \A1;3,750¦ \A1;3,200¦ \A1;3,400¦ \A1;3,200¦ \A1;3,400¦ \A1;3,300¦ \A1;2,300¦ \A1;1,450¦ \A1;1,100¦ \A1;2,200¦ \A1;2,000¦ \A1;4,600¦ OPEN¦ Board RM.¦ 대표이사실¦ 임원실1¦ 회의실¦ 임원실2¦ 문서고¦ 갱의실¦ 탕비실¦ 대표이사 비서실¦ 부사장실¦ 사장실¦ X01¦ X02¦ X03¦ X04¦ X05¦ X06¦ X07¦ X08¦ X09¦ X10¦ X11¦ Y01¦ Y02¦ Y04¦ Y05¦ Y06¦ Y03¦ NOTE¦ (16) UTP Cat.5E 4Px2조¦ (22) UTP Cat.5E 4Px4조¦ ux2¦ ux4¦ (28) UTP Cat.5E 4Px6조¦ ux6¦ (22)x2 UTP Cat.5E 4Px8조¦ ux8¦ (28)x2 UTP Cat.5E 4Px10조¦ ux10¦ (28)x2 UTP Cat.5E 4Px12조¦ ux12¦ C¦ [IDF No.9]¦ 100P¦ [광24Port] ¦ 접견실¦ x2 ¦ x3 ¦ (16) ECX 5C-2Vx1조 (CAMERA)(철거)¦ (P28:200x200x100)¦ HALL-6¦ x4¦ (16) ECX 5C-2Vx1조 (CAMERA)(철거)¦ CCC-1¦ [광24Port] ¦ [IDF No.12]¦ 100P¦ x4 ¦ x2¦ (16) 5C-HFBTx1조 (TV)¦ (22) UTP Cat.5E 4Px4조 (대표이사실)¦ (16) HIV 1.5㎟x2조 (CLOCK)¦ ux8¦ ux12¦ ux4¦ ux16¦ (ux16)x2¦ (ux16)x3¦ (22) 5C-HFBTx2조 (TV)¦ (22)x2 UTP Cat.5E 4Px7조 (임원실1,2, 회의실, 대표이사실,문서고)¦ (16) HIV 1.5㎟x4조 (CLOCK)¦ (22) 5C-HFBTx2조 (TV)¦ (16) UTP Cat.5E 4Px2조 (대회의실)¦ (16) HIV 1.5㎟x2조 (CLOCK)¦ 대회의실¦ A¦ B¦ D¦ E¦ F¦ (22) 5C-HFBTx2조 (TV)¦ ux4¦ ux4¦ ux4¦ (22) 5C-HFBTx2조 (TV)¦ (16) HIV 1.5㎟x4조 (CLOCK)¦ x2¦ A¦ (22)x2 UTP Cat.5E 4Px7조 (임원실1,2, 회의실, 대표이사실,문서고)¦ (16) UTP Cat.5E 4Px2조 (HUB)¦ (16) F-GV 4.0㎟x1조 (GND)¦ (28) OF-MM-8Corex1조 (접견실 광S/W HUB)¦ (54) UTP Cat.5E 25Px4조 (접견실)¦ B¦ 5C-HFBTx1조 (TV)¦ HIV 1.5㎟x2조 (CLOCK)¦ F-GV 4.0㎟x1조 (GND)¦ OF-MM-8Corex1조 (접견실 광S/W HUB)¦ CABLE TRAY (W:600)¦ UTP Cat.5E 25Px4조x2 (접견실, 대표이사 비서실)¦ ECX 5C-2Vx2조 (CAMERA)(철거)¦ C¦ CABLE TRAY (W:600)¦ DOWN TO 지상4층 EPS실¦ D¦ CABLE TRAY (W:600)¦ 5C-HFBTx2조 (TV)¦ HIV 1.5㎟x4조 (CLOCK)¦ UTP Cat.5E 25Px4조 (대표이사 비서실)¦ ECX 5C-2Vx2조 (CAMERA)(철거)¦ F-GV 4.0㎟x1조 (GND)¦ UTP Cat.5E 4Px2조 (HUB)¦ E¦ (16) UTP Cat.5E 4Px2조 (HUB)¦ (16) F-GV 4.0㎟x1조 (GND)¦ (54) UTP Cat.5E 25Px4조 (대표이사 비서실)¦ (16) HIV 1.5㎟x4조 (CLOCK)¦ G¦ (P27:400x400x200)¦ (P29:400x400x200)¦ x3¦ (22) 5C-HFBTx2조 (TV)¦ (16) UTP Cat.5E 4Px3조 (임원실1)¦ (16) HIV 1.5㎟x4조 (CLOCK)¦ x4¦ (P24:200x200x100)¦ (P25:200x200x100)¦ x2¦ x2 ¦ x4¦ (16) UTP Cat.5E 4Px2조 (SPC사무실)¦ UP TO 옥탑층¦ (28) FR-CVVSB 4C/1.5㎟x1조 (전기시계 GPS ANT)¦ (54)x7 FR-HFC-22Dx1조 (열차무선 ANT)¦ (28) FR-CVVS 2C/1.5㎟x2조 (옥상 혼형 스피커)¦ (28) 10C-HFBTx1조 (방송설비 위성ANT)¦ (28) 10C-HFBTx1조 (TV공시청 위성ANT)¦ (28) 10C-HFBTx1조 (TV공시청 ANT]¦ (28) 10C-HFBTx1조 (방송설비 FM ANT]¦ (28) FR-CV 3C/4.0㎟x1조 (전기시계 GPS ANT)¦ (28) F-GV 16㎟x2조 (ANT접지)¦ SPC사무실¦ ux8¦ ux12¦ ux4¦ ux8¦ ux12¦ ux4¦ (22) 5C-HFBTx2조 (TV)¦ (28) UTP Cat.5E 4Px7조 (임원실1, 문서고)¦ (16) HIV 1.5㎟x4조 (CLOCK)¦ FR-CVVSB 4C/1.5㎟x1조 (전기시계 GPS ANT)¦ FR-HFC-22Dx7조 (열차무선 ANT)¦ FR-CVVS 2C/1.5㎟x2조 (옥상 혼형 스피커)¦ 10C-HFBTx1조 (방송설비 위성ANT)¦ 10C-HFBTx1조 (TV공시청 위성ANT)¦ 10C-HFBTx1조 (TV공시청 ANT]¦ 10C-HFBTx1조 (방송설비 FM ANT]¦ FR-CV 3C/4.0㎟x1조 (전기시계 GPS ANT)¦ F-GV 16㎟x2조 (ANT접지)¦ 5C-HFBTx1조 (TV)¦ HIV 1.5㎟x2조 (CLOCK)¦ F-GV 4.0㎟x1조 (GND)¦ OF-MM-8Corex1조 (접견실 광S/W HUB)¦ UTP Cat.5E 25Px4조x2 (접견실, 대표이사 비서실)¦ ECX 5C-2Vx2조 (CAMERA)(철거)¦ FR-CVVSB 4C/1.5㎟x1조 (전기시계 GPS ANT)¦ FR-HFC-22Dx7조 (열차무선 ANT)¦ FR-CVVS 2C/1.5㎟x2조 (옥상 혼형 스피커)¦ 10C-HFBTx1조 (방송설비 위성ANT)¦ 10C-HFBTx1조 (TV공시청 위성ANT)¦ 10C-HFBTx1조 (TV공시청 ANT]¦ 10C-HFBTx1조 (방송설비 FM ANT]¦ FR-CV 3C/4.0㎟x1조 (전기시계 GPS ANT)¦ F-GV 16㎟x2조 (ANT접지)¦ (22) UTP Cat.5E 4Px4조 (대표이사실)¦ (16) UTP Cat.5E 4Px2조 (문서고)¦ 29.30.29¦ 29.30.29¦ 7.7¦ 8.8¦ 5.5¦ 3.3¦ 1.1¦ 13.13¦ 11.11¦ 10.10¦ 21.21¦ 19.19¦ 17.17¦ 15.15¦ 23.23¦ 6.6¦ 4.4¦ 2.2¦ 14.14¦ 12.12¦ 9.9¦ 22.22¦ 20.20¦ 18.18¦ 16.16¦ 24.24¦ F¦ 5C-HFBTx2조 (TV)¦ HIV 1.5㎟x4조 (CLOCK)¦ CABLE TRAY (W:600)¦ G¦ 27.28¦ 27.28¦ 32.33.31¦ 34.32¦ 35.33¦ 25.25¦ x2¦ 26.26¦ 7.7¦ 5.5¦ 3.3¦ 1.1¦ 6.6¦ 4.4¦ 2.2¦ 3.25.26¦ 3.27.25¦ 2.26¦ 2.27¦ 종합관리 및 복지후생동 구내통신설비 지상5층 철거평면도¦ S = 1/300¦ 차량기지¦ 차량기지¦ 종합관리 및 복지후생동 구내통신설비 지상5층¦ 1/300¦ 철거평면도¦ T¦ 7¦ 0¦ 0¦ 1¦ 0¦ 3¦ 4¦ 0¦ 1¦ 4¦ P¦
| 1단계_정거장 - 복사본 | 1단계_정거장 - 복사본 | 077. T9103038-030 AGM CHANEL BASE 설치 상세도.dwg | \A1;300¦ \A1;75¦ \A1;225¦ \A1;30¦ \A1;40¦ \A1;70¦ \A1;290¦ \A1;2¦ \A1;33.0¦ \A1;35.0¦ \A1;225¦ \A1;75(POWER CABLE)¦ \A1;50¦ \A1;250¦ \A1;50¦ \A1;250¦ \A1;300¦ \A1;300¦ \A1;8¦ \A1;213¦ \A1;8¦ \A1;600¦ \A1;225¦ \A1;2¦ \A1;2¦ \A1;2¦ \A1;15¦ \A1;304¦ \A1;200¦ \A1;600¦ \A1;200¦ \A1;600¦ \A1;200¦ \A1;600¦ \A1;600¦ \A1;200¦ \A1;200¦ \A1;900¦ \A1;(GATE FRAME SIZE)1800¦ \A1;225¦ \A1;295.0¦ \A1;225(F7 SIZE)¦ \A1;295.0¦ \A1;790¦ \A1;30¦ \A1;40¦ \A1;(GATE FRAME SIZE)¦ \A1;900.0(BASE SIZE)¦ \A1;100¦ \A1;200¦ \A1;15.0¦ \A1;225¦ \A1;30¦ \A1;40¦ \A1;75(DATE CABLE)¦ \A1;75(DATE CABLE)¦ \A1;75¦ \A1;75¦ \A1;229¦ -¦ T¦ 0¦ 0¦ 0¦ 0¦ 0¦ 0¦ 0¦ 0¦ 0¦ 0¦ 공통¦ ¦ ¦ ¦ ¦ ¦ ¦ ¦ ¦ ¦ ¦ ¦ ¦ ¦ ¦ ¦ ¦ ¦ ¦ ¦ ¦ ¦ ¦ ¦ ¦ TYPE : 7 - 3¦ FLOOR MAKER¦ (300x300x2t)¦ JUNCTION 덮개¦ (황동제 5mm)¦ 볼트¦ 대리석¦ 대리석¦ 뚜껑(신주)¦ F7-3¦ F7¦ JUNCTION BOX 덮개 : (AGM F7)¦ 덮개단면도 A-A'¦ 덮개¦ (황동제 5mm)¦ 볼트¦ ¦ ¦ C¦ C'¦ ¦ ¦ ¦ A'¦ B¦ B'¦ A¦ SECTION "A-A'"¦ 몰타르 윗면¦ 대리석¦ 몰타르¦ SECTION "B-B'"¦ SECTION "C-C'"¦ 대리석¦ 몰타르¦ 대리석¦ 대리석 윗면¦ 콘크리트 윗면¦ 기초 ANCHOR BOLT (M16용)¦ 몰타르¦ Φ290¦ Φ265¦ 1. 재질 : STS 302,304¦ NOTE¦ 2. 가공후 BURR제거 할 것¦ 3. 개집표기간 뚜껑 크기는 600mm로 할 것¦ 4. 매표소에서 최초 AGM 까지는 전체길이로 할 것¦ AGM CHANEL BASE 설치 상세도¦ AGM CHANEL BASE 설치 상세도¦ S = NONE¦ NONE¦ 공통¦ T¦ 9¦ 1¦ 0¦ 3¦ 0¦ 3¦ 8¦ 0¦ 3¦ 0¦ \A1;8¦ \A1;8¦ \A1;300¦ \A1;150¦
| 1단계_정거장 - 복사본 | 1단계_정거장 - 복사본 | 015. T1001026-011 905정거장 출입통제설비 CABLE WIRING DIAGRAM.dwg | 통신기계실¦ ELE-4 (지상층)¦ ELE-3 (대합실)¦ ELE-2 (지상층)¦ ELE-1 (대합실)¦ ELE-5 (대합실)¦ ELE-6 (대합실)¦ ES-1 (외부계단출입구)¦ ES-5 (대합실)¦ ES-6 (대합실)¦ ES-7 (대합실)¦ T-1 (화장실.여)¦ P-1 (승강장정차)¦ P-2 (승강장정차)¦ P-4 (승강장급행)¦ P-5 (승강장정차)¦ AGM-1 (대합실)¦ ATVM-1 (대합실)¦ C-1 ( (대합실)¦ SIG-1 (신호통신기계실)¦ 운전취급실¦ 편의점¦ 대합실¦ ELEC-1 (전기실)¦ ES-8 (대합실)¦ ELE-7 (승강장상선)¦ ELE-8 (승강장하선)¦ P-3 (승강장급행)¦ P-6 (승강장정차)¦ 안전관리실¦ 출입¦ 통제¦ 시스템¦ (ACU)¦ C/R¦ C/R¦ C/R¦ UTP Cat.5E 4Px2조x4¦ 용역원대기실¦ ES-9 (대합실)¦ ES-10 (대합실)¦ P-7 (승강장급행)¦ P-8 (승강장급행)¦ 발매기실¦ C/R¦ AGM-2 (대합실)¦ 905정거장 출입통제설비 CABLE WIRING DIAGRAM¦ NONE¦ 지하철 905정거장¦ 신방화¦ 마곡나루¦ 양천향교¦ 905정거장 출입통제설비 CABLE WIRING DIAGRAM¦ S = NONE¦ T¦ 1¦ 0¦ 0¦ 1¦ 0¦ 2¦ 6¦ 0¦ 1¦ 1¦
| 1단계_정거장 - 복사본 | 1단계_정거장 - 복사본 | 045. T9203038-005 OFD 24C 상세도.dwg | OFD 24C 상세도¦ NONE¦ OFD 24C 상세도¦ S = NONE¦ Unregistered Version - http://www.aidecad.com¦ T¦ 9¦ 2¦ 0¦ 3¦ 0¦ 3¦ 8¦ 0¦ 0¦ 5¦ 공통¦
| 1단계_정거장 - 복사본 | 1단계_정거장 - 복사본 | 020. T7001034-003 906정거장 전화설비 지하2층 신설평면도(1_2).dwg | INT¦ KEY PLAN¦ \A1;7500¦ \A1;7500¦ \A1;7500¦ \A1;7500¦ \A1;7500¦ \A1;7500¦ \A1;7500¦ \A1;7500¦ \A1;7500¦ \A1;7500¦ \A1;7500¦ \A1;9750¦ \A1;9750¦ \A1;19500¦ \A1;2900¦ \A1;6850¦ \A1;2900¦ \A1;6850¦ \A1;82500¦ 1. 일반교환기에 수용된 전화기는 IP전화기로 교체한다.¦ NOTE¦ 2. 콜폰, E/L폰, 승강장 비상통화장치도 교체한다.¦ 3. 전화 및 인터폰 구간의 배선배관은 기존활용한다.¦ 2x¦ x2¦ [TB NO.6]¦ UTP 25P¦ UTP 25P¦ [TB NO.7]¦ (16) UTP Cat.5E 4Px1조 (승강장 INT)¦ (16) UTP Cat.5E 4Px1조 (승강장 INT)¦ (22) UTP Cat.5E 4Px3조 (승강장 공중전화)¦ (22) UTP Cat.5E 4Px3조 (승강장 공중전화)¦ UTP Cat.5E 4Px2조x2 (이동통신기계실)¦ UTP Cat.5E 4Px3조 (승강장 공중전화)¦ (16) UTP Cat.5E 4Px1조 (승강장 INT)¦ UTP Cat.5E 4Px2조 (승강장 INT)¦ UTP Cat.5E 4Px3조 (승강장 공중전화)¦ MATCH LINE DWG No. "S1-TA-S06-DB-012-1.dwg"¦ 1. 음향유도기 전원은 전기콘센트를 이용한다.¦ 3. 통신기계실 및 안전관리실 MAIN 분전반은 전기에서 설치한다.¦ 2. 증폭기전원은 전기콘센트를 이용한다.¦ NOTE¦ Y00¦ Y02¦ Y03¦ Y06¦ Y04¦ X08¦ X09¦ X10¦ X11¦ X02¦ X03¦ X04¦ X05¦ X06¦ X07¦ X01¦ X00¦ UP¦ UP¦ UP¦ UP¦ 승 강 장¦ 승 강 장¦ 창 고¦ 이동통신기계실 ¦ 창 고¦ 창 고¦ (P11:300x300x200)¦ (P12:300x300x200)¦ TRAY (W200x100)¦ (16) UTP Cat.5E 4Px2조 (이동통신기계실)¦ (16) UTP Cat.5E 4Px2조 (이동통신기계실)¦ UTP Cat.5E 4Px2조 (승강장 INT)¦ 인터폰선 0.6x2Px4조 (INT)¦ DOWN TO CP PANEL¦ TRAY (W200x100)¦ UTP Cat.5E 4Px1조 (승강장 INT)¦ TRAY (W200x100)¦ UTP Cat.5E 4Px1조 (승강장 INT)¦ TRAY (W200x100)¦ 인터폰선 0.6x2Px4조 (INT)¦ DOWN TO CP PANEL¦ 3-45~48¦ 3-41~44¦ 4-5~8¦ 4-1~4¦ 1. 일반교환기에 수용된 전화기는 안전관리실만 IP전화기로 교체한다.¦ NOTE¦ 2. 콜폰, E/L폰, 승강장 비상통화장치도 교체한다.¦ 3. 전화 및 인터폰 구간의 배선배관은 기존활용한다.¦ 지하철 906정거장¦ 마곡나루¦ 양천향교¦ 가양¦ 906정거장 전화설비 지하2층 신설평면도(1/2)¦ S = 1/400¦ 1/400¦ 906정거장 전화설비 지하2층 신설평면도(1/2)¦ T¦ 7¦ 0¦ 0¦ 1¦ 0¦ 3¦ 4¦ 0¦ 0¦ 3¦ (기설활용)¦ P¦
| 1단계_정거장 - 복사본 | 1단계_정거장 - 복사본 | 047. T4009934-008 종합관리 및 복지후생동 열차무선설비 지상5층 평면도.dwg | T¦ 광HUB¦ IDF¦ \A1;7,700¦ \A1;67,100¦ \A1;6,600¦ \A1;6,600¦ \A1;6,600¦ \A1;6,600¦ \A1;6,600¦ \A1;6,600¦ \A1;6,600¦ \A1;6,600¦ \A1;6,600¦ \A1;2,100¦ \A1;7,500¦ \A1;7,500¦ \A1;27,900¦ \A1;3,300¦ \A1;7,500¦ \A1;3,750¦ \A1;3,200¦ \A1;3,400¦ \A1;3,200¦ \A1;3,400¦ \A1;3,300¦ \A1;2,300¦ \A1;1,450¦ \A1;1,100¦ \A1;2,200¦ \A1;2,000¦ \A1;4,600¦ -¦ T¦ 0¦ 0¦ 0¦ 0¦ 0¦ 0¦ 0¦ 0¦ 0¦ 0¦ 3D¦ OPEN¦ Board RM.¦ 대표이사실¦ 임원실1¦ 회의실¦ 임원실2¦ 문서고¦ 갱의실¦ 탕비실¦ 대표이사 비서실¦ 부사장실¦ 사장실¦ X01¦ X02¦ X03¦ X04¦ X05¦ X06¦ X07¦ X08¦ X09¦ X10¦ X11¦ Y01¦ Y02¦ Y04¦ Y05¦ Y06¦ Y03¦ NOTE¦ (16) UTP Cat.5E 4Px2조¦ (22) UTP Cat.5E 4Px4조¦ ux2¦ ux4¦ (28) UTP Cat.5E 4Px6조¦ ux6¦ (22)x2 UTP Cat.5E 4Px8조¦ ux8¦ (28)x2 UTP Cat.5E 4Px10조¦ ux10¦ (28)x2 UTP Cat.5E 4Px12조¦ ux12¦ C¦ IDF¦ 광HUB¦ [IDF No.9]¦ 100P¦ [광24Port] ¦ P¦ 접견실¦ x2 ¦ T¦ x3 ¦ P¦ T¦ T¦ P¦ (16) ECX 5C-2Vx1조 (CAMERA)¦ (P28:200x200x100)¦ HALL-6¦ T¦ x4¦ T¦ IDF¦ 광HUB¦ P¦ (16) ECX 5C-2Vx1조 (CAMERA)¦ CCC-1¦ [광24Port] ¦ [IDF No.12]¦ 100P¦ x4 ¦ x2¦ (16) 5C-HFBTx1조 (TV)¦ (22) UTP Cat.5E 4Px4조 (대표이사실)¦ (16) HIV 1.5㎟x2조 (CLOCK)¦ ux8¦ ux12¦ ux4¦ ux16¦ (ux16)x2¦ (ux16)x3¦ (22) 5C-HFBTx2조 (TV)¦ (22)x2 UTP Cat.5E 4Px7조 (임원실1,2, 회의실, 대표이사실,문서고)¦ (16) HIV 1.5㎟x4조 (CLOCK)¦ (22) 5C-HFBTx2조 (TV)¦ (16) UTP Cat.5E 4Px2조 (대회의실)¦ (16) HIV 1.5㎟x2조 (CLOCK)¦ 대회의실¦ A¦ B¦ D¦ E¦ F¦ (22) 5C-HFBTx2조 (TV)¦ ux4¦ ux4¦ ux4¦ (22) 5C-HFBTx2조 (TV)¦ (16) HIV 1.5㎟x4조 (CLOCK)¦ x2¦ A¦ (22)x2 UTP Cat.5E 4Px7조 (임원실1,2, 회의실, 대표이사실,문서고)¦ (16) UTP Cat.5E 4Px2조 (HUB)¦ (16) F-GV 4.0㎟x1조 (GND)¦ (28) OF-MM-8Corex1조 (접견실 광S/W HUB)¦ (54) UTP Cat.5E 25Px4조 (접견실)¦ B¦ 5C-HFBTx1조 (TV)¦ HIV 1.5㎟x2조 (CLOCK)¦ F-GV 4.0㎟x1조 (GND)¦ OF-MM-8Corex1조 (접견실 광S/W HUB)¦ CABLE TRAY (W:600)¦ UTP Cat.5E 25Px4조x2 (접견실, 대표이사 비서실)¦ ECX 5C-2Vx2조 (CAMERA)¦ C¦ CABLE TRAY (W:600)¦ DOWN TO 지상4층 EPS실¦ D¦ CABLE TRAY (W:600)¦ 5C-HFBTx2조 (TV)¦ HIV 1.5㎟x4조 (CLOCK)¦ UTP Cat.5E 25Px4조 (대표이사 비서실)¦ ECX 5C-2Vx2조 (CAMERA)¦ F-GV 4.0㎟x1조 (GND)¦ UTP Cat.5E 4Px2조 (HUB)¦ E¦ (16) UTP Cat.5E 4Px2조 (HUB)¦ (16) F-GV 4.0㎟x1조 (GND)¦ (54) UTP Cat.5E 25Px4조 (대표이사 비서실)¦ (16) HIV 1.5㎟x4조 (CLOCK)¦ G¦ (P27:400x400x200)¦ (P29:400x400x200)¦ T¦ P¦ T¦ P¦ x3¦ (22) 5C-HFBTx2조 (TV)¦ (16) UTP Cat.5E 4Px3조 (임원실1)¦ (16) HIV 1.5㎟x4조 (CLOCK)¦ x4¦ (P24:200x200x100)¦ (P25:200x200x100)¦ x2¦ x2 ¦ x4¦ (16) UTP Cat.5E 4Px2조 (SPC사무실)¦ UP TO 옥탑층¦ (28) FR-CVVSB 4C/1.5㎟x1조 (전기시계 GPS ANT)¦ (54)x7 FR-HFC-22Dx1조 (열차무선 ANT)¦ (28) FR-CVVS 2C/1.5㎟x2조 (옥상 혼형 스피커)¦ (28) 10C-HFBTx1조 (방송설비 위성ANT)¦ (28) 10C-HFBTx1조 (TV공시청 위성ANT)¦ (28) 10C-HFBTx1조 (TV공시청 ANT]¦ (28) 10C-HFBTx1조 (방송설비 FM ANT]¦ (28) FR-CV 3C/4.0㎟x1조 (전기시계 GPS ANT)¦ (28) F-GV 16㎟x2조 (ANT접지)¦ SPC사무실¦ ux8¦ ux12¦ ux4¦ ux8¦ ux12¦ ux4¦ (22) 5C-HFBTx2조 (TV)¦ (28) UTP Cat.5E 4Px7조 (임원실1, 문서고)¦ (16) HIV 1.5㎟x4조 (CLOCK)¦ FR-CVVSB 4C/1.5㎟x1조 (전기시계 GPS ANT)¦ FR-HFC-22Dx7조 (열차무선 ANT)¦ FR-CVVS 2C/1.5㎟x2조 (옥상 혼형 스피커)¦ 10C-HFBTx1조 (방송설비 위성ANT)¦ 10C-HFBTx1조 (TV공시청 위성ANT)¦ 10C-HFBTx1조 (TV공시청 ANT]¦ 10C-HFBTx1조 (방송설비 FM ANT]¦ FR-CV 3C/4.0㎟x1조 (전기시계 GPS ANT)¦ F-GV 16㎟x2조 (ANT접지)¦ 5C-HFBTx1조 (TV)¦ HIV 1.5㎟x2조 (CLOCK)¦ F-GV 4.0㎟x1조 (GND)¦ OF-MM-8Corex1조 (접견실 광S/W HUB)¦ UTP Cat.5E 25Px4조x2 (접견실, 대표이사 비서실)¦ ECX 5C-2Vx2조 (CAMERA)¦ FR-CVVSB 4C/1.5㎟x1조 (전기시계 GPS ANT)¦ FR-HFC-22Dx7조 (열차무선 ANT)¦ FR-CVVS 2C/1.5㎟x2조 (옥상 혼형 스피커)¦ 10C-HFBTx1조 (방송설비 위성ANT)¦ 10C-HFBTx1조 (TV공시청 위성ANT)¦ 10C-HFBTx1조 (TV공시청 ANT]¦ 10C-HFBTx1조 (방송설비 FM ANT]¦ FR-CV 3C/4.0㎟x1조 (전기시계 GPS ANT)¦ F-GV 16㎟x2조 (ANT접지)¦ (22) UTP Cat.5E 4Px4조 (대표이사실)¦ (16) UTP Cat.5E 4Px2조 (문서고)¦ 29.30.29¦ 29.30.29¦ 7.7¦ 8.8¦ 5.5¦ 3.3¦ 1.1¦ 13.13¦ 11.11¦ 10.10¦ 21.21¦ 19.19¦ 17.17¦ 15.15¦ 23.23¦ 6.6¦ 4.4¦ 2.2¦ 14.14¦ 12.12¦ 9.9¦ 22.22¦ 20.20¦ 18.18¦ 16.16¦ 24.24¦ F¦ 5C-HFBTx2조 (TV)¦ HIV 1.5㎟x4조 (CLOCK)¦ CABLE TRAY (W:600)¦ G¦ 27.28¦ 27.28¦ 32.33.31¦ 34.32¦ 35.33¦ 25.25¦ x2¦ 26.26¦ 7.7¦ 5.5¦ 3.3¦ 1.1¦ 6.6¦ 4.4¦ 2.2¦ 3.25.26¦ 3.27.25¦ 2.26¦ 2.27¦ 2D¦ HFC-12D-FR[신설]¦ HFC-12D-FR[DU용GPS]¦ 종합관리 및 복지후생동 열차무선설비 지상5층 평면도¦ S = 1/300¦ 1/300¦ 차량기지¦ T¦ 4¦ 0¦ 0¦ 9¦ 9¦ 3¦ 4¦ 0¦ 0¦ 8¦ 종합관리 및 복지후생동 열차무선설비 지상5층 평면도¦ P¦
| 1단계_정거장 - 복사본 | 1단계_정거장 - 복사본 | 051. T9103066-005 904정거장 AFC설비 장비배치도(1_2) (철거).dwg | \A1;600¦ \A1;3,225¦ \A1;900¦ \A1;200¦ \A1;894¦ \A1;3,003¦ \A1;3,823¦ \A1;200¦ \A1;200¦ \A1;1,800¦ \A1;1,800¦ \A1;200¦ \A1;600¦ \A1;200¦ \A1;600¦ \A1;200¦ \A1;800¦ \A1;1,000¦ \A1;600¦ \A1;800¦ \A1;600¦ \A1;1,000¦ \A1;800¦ \A1;200¦ \A1;600¦ \A1;7500¦ \A1;10681¦ \A1;11638¦ \A1;10681¦ \A1;5680¦ \A1;46180¦ \A1;12600¦ \A1;11400¦ \A1;22800¦ \A1;11400¦ \A1;12600¦ \A1;48000¦ \A1;1061¦ \A1;9620¦ \A1;3400¦ \A1;16000¦ \A1;3400¦ \A1;22800¦ \A1;8000¦ \A1;8000¦ 8형¦ 6형¦ 10형¦ 11형¦ 12형¦ \A1;1,200¦ \A1;2,160¦ \A1;600¦ \A1;1,803¦ \A1;200¦ Detail "A"¦ Detail "A"¦ PAID AREA¦ FREE AREA¦ Detail "B"¦ Detail "B"¦ 발매기실¦ AAM ¦ 904정거장 AFC설비 지하1층 장비배치도 (1/2) (철거)¦ S = 1/600¦ X-03¦ X-02¦ X-01¦ X00¦ X01¦ X02¦ X03¦ X04¦ X05¦ X06¦ X07¦ X08¦ X09¦ X10¦ X11¦ X12¦ X13¦ X14¦ X15¦ X16¦ X17¦ X18¦ X19¦ X20¦ X21¦ X22¦ Y-01¦ Y00¦ UP¦ UP¦ 7,200¦ 7,500¦ 7,500¦ 7,500¦ 7,500¦ 7,500¦ 7,500¦ 7,500¦ 7,500¦ 7,500¦ 7,500¦ 7,500¦ 7,500¦ 7,500¦ 7,500¦ 7,500¦ 7,500¦ 7,500¦ 7,500¦ 7,500¦ 149,700¦ 195,880¦ X08¦ X09¦ Y02¦ Y04¦ Y01¦ Y03¦ Y05¦ Y00¦ Y01¦ Y02¦ Y03¦ Y04¦ UP¦ UP¦ UP¦ UP¦ UP¦ UP¦ UP¦ UP¦ UP¦ UP¦ 외부출입구1¦ 외부출입구8¦ 외부출입구7¦ 외부출입구6¦ 외부출입구2¦ 통신기계실¦ 안전관리실¦ 편 의 점 ¦ 이동통신¦ 기계실¦ 발매기실1¦ 외부출입구5¦ 화 장 실¦ 용역창고¦ 용역원대기실¦ 발매기실2¦ CO2 실¦ 이동 통신실¦ 물탱크실¦ 복 도¦ 전 기 실¦ 비상 전원실¦ 대 합 실¦ 비품창고¦ 공조기계실-1¦ ¦ AAM ¦ AAM ¦ 904정거장 AFC설비 지하1층 장비배치도 (1/2) (철거)¦ 1/600¦ 지하철 904정거장¦ 공항시장¦ 신방화¦ 마곡나루¦ 5¦ 0¦ 0¦ T¦ 9¦ 1¦ 0¦ 3¦ 0¦ 6¦ 6¦
| 1단계_정거장 - 복사본 | 1단계_정거장 - 복사본 | 043. T9103066-002 901정거장 안전관리실 기기배치도 및 바닥 TRAY 설치도.dwg | Equipment Schedule¦ 1¦ 번 호¦ 장 비 명¦ 규 격 (W x D x H)¦ 행선안내¦ 1200x750x1000¦ 설비자동제어반¦ 화재탐지반¦ 조명제어반¦ CCTV 및 통신종합집중관리반¦ PSD 제어반¦ SMS¦ PRINTER¦ 종합집중관리 설비 콘솔1¦ 종합집중관리 설비 콘솔2¦ 1000x600x1600¦ 1800x600x1800¦ 864x600x2304¦ 884x600x1600¦ 800x800x2000¦ 650x800x1000¦ 700x800x750¦ 600x600x1600¦ 600x600x1600¦ 6¦ 5¦ 4¦ 3¦ 2¦ 10¦ 9¦ 8¦ 7¦ 축척 - 2배확대¦ 안전관리실¦ X20¦ Y02¦ Y03¦ PSD 제어반¦ 통신종합집중¦ 종합집중관리¦ 설비 콘솔1¦ 종합집중관리¦ 설비 콘솔2¦ \A1;1,200¦ \A1;2,130¦ TRAY (W300xH100)¦ 관리반¦ CCTV 및¦ \pi49.321;{\C0;접지단자함}¦ \pi163;{\C0;UTP 50P}¦ \pi163;{\C0;UTP 25P}¦ \pi255.87;{\C0;L-AFC}¦ \pi34.647;{\C0;AFC GATE용}¦ (28)x6¦ (28)x3¦ \A1;1,000¦ 화재탐지반¦ 조명제어반¦ \A1;750¦ 설비자동¦ \A1;2,440¦ 행선안내¦ 행선안내¦ SMS¦ 제어반¦ \A1;1,670¦ \A1;8,440¦ \A1;1,770¦ 901정거장 안전관리실 기기배치도 및 바닥 TRAY 설치도¦ 901정거장 안전관리실 기기배치도 및 바닥¦ S = 1/50¦ 1/50¦ 지하철 901정거장¦ 개화¦ 김포공항¦ T¦ 9¦ 1¦ 0¦ 3¦ 0¦ 6¦ 6¦ 0¦ 0¦ 2¦ TRAY 설치도¦ \A1;3,600¦ \A1;3,900¦
| 1단계_정거장 - 복사본 | 1단계_정거장 - 복사본 | 047. T7009934-001 907정거장 출입통제설비 지하1층 평면도 (1_3).dwg | C/R¦ CONSOLE¦ CCTV¦ \A1;7,500¦ \A1;7,500¦ \A1;7,500¦ \A1;5,000¦ \A1;5,000¦ \A1;5,000¦ \A1;85,000¦ \A1;2,500¦ \A1;2,500¦ \A1;5,000¦ \A1;5,000¦ \A1;2,500¦ \A1;5,000¦ \A1;5,000¦ \A1;5,000¦ \A1;5,000¦ \A1;5,000¦ \A1;5,000¦ \A1;27,800¦ \A1;13,900¦ \A1;13,900¦ L¦ MATCH LINE DWG No. "S1-TA-S07-DB-020-0"¦ UTP Cat.5E 4Px8조 (출입통제)¦ DOWN TO 신호통신기계실 ACCESS FLOOR¦ (16) UTP Cat.5E 4Px2조 (출입통제)¦ TRAY (600x150)¦ UTP Cat.5E 4Px2조 (출입통제)¦ KEY PLAN¦ X-8¦ X-7¦ X-6¦ X-5¦ X-4¦ X-3¦ X-2¦ X-1¦ X01¦ X02¦ X03¦ X04¦ X05¦ X06¦ X07¦ X08¦ X00¦ Y00¦ Y01¦ Y02¦ 발매기실¦ 안전관리실¦ 승차권 창고¦ 비상 전원실¦ 신호,통신기계실¦ 전 기 실¦ 복 도¦ 물탱크실¦ 이동통신기계실¦ CO2 실¦ DN¦ DN¦ DN¦ DN¦ DN¦ DN¦ 외부출입구¦ 내부계단¦ 내부계단¦ (P6:100x100x100)¦ UTP Cat.5E 4Px6조 (출입통제)¦ UTP Cat.5E 4Px2조 (출입통제)¦ (16) UTP Cat.5E 4Px2조 (출입통제)¦ (16) UTP Cat.5E 4Px2조 (출입통제)¦ UTP Cat.5E 4Px2조 (출입통제)¦ (16) UTP Cat.5E 4Px2조 (출입통제)¦ 907정거장 출입통제설비 지하1층 평면도 (1/3)¦ 907정거장 출입통제설비 지하1층 평면도 (1/3)¦ S = 1 / 400¦ 1/400¦ 지하철 907정거장¦ 양천향교¦ 가양¦ 증미¦ T¦ 7¦ 0¦ 0¦ 9¦ 9¦ 3¦ 4¦ 0¦ 0¦ 1¦ P¦
| 1단계_정거장 - 복사본 | 1단계_정거장 - 복사본 | 017. T1001026-013 906정거장 통신기계실 & 안전관리실 CABLE WIRING DIAGRAM.dwg | From: 905 ¦ To: 907 ¦ From: 905 ¦ To: 907 ¦ F/S(J.F) 0.65x25P (50%%%차폐) 직통전화¦ F/S(J.F) 0.65x25P (50%%%차폐) 직통전화¦ From: 905 ¦ To: 907 ¦ FR-CVVSB 4P/1.5㎟ 연선전화¦ FR-CVVSB 4P/1.5㎟ 연선전화¦ From: 905 ¦ To: 907 ¦ 906정거장 통신기계실 & 안전관리실 CABLE WIRING DIAGRAM¦ S = NONE¦ OF-SM 46Core (상선)¦ OF-SM 46Core (상선)¦ OF-SM 46Core (하선)¦ OF-SM 46Core (하선)¦ F-GV 6.0㎟x9조¦ OFD¦ 배선반¦ ADM¦ CCTV MATRIX RACK¦ 부모시계¦ 열차무선 장치¦ 종합무선 중계장치¦ UPS¦ 분전반¦ 종합집중관리 콘솔¦ 화재수신반¦ 광점퍼코드 (FC-PC)x4조¦ 광점퍼코드 (FC-PC)x4조¦ UTP Cat.5E 25Px10조¦ UTP Cat.5E 4Px1조 (DATA)¦ UL 2464-AMESB 24AWGx16Cx3조(방송)¦ P.A AMP RACK¦ FR-CV 4C/25㎟x2조¦ FR-CV 3C/4.0㎟¦ FR-CV 3C/4.0㎟¦ FR-CV 3C/6.0㎟¦ FR-CV 3C/4.0㎟¦ FR-CV 3C/6.0㎟¦ 공통접지 단자함¦ F-GV 6.0㎟x1조¦ F-GV 6.0㎟x2조¦ F-GV 6.0㎟x4조¦ F-GV 6.0㎟x5조¦ F-GV 6.0㎟x7조¦ F-GV 6.0㎟x8조¦ 통신기계실¦ UTP Cat.5E 4Px4조 (영상)¦ UTP Cat.5E 25Px2조 (CONSOLE)¦ FR-CV 3C/4.0㎟¦ 접지단자함 (AFC)¦ F-GV 50㎟x1조¦ 접지단자함 (통신)¦ UTP Cat.5E 25Px1조 (CCTV)¦ F-GV 6㎟x1조¦ F-GV 50㎟x1조¦ F-GV 50㎟x1조¦ 분전반¦ 출입통제 (ACU)¦ UTP Cat.5E 4Px1조 (DATA)¦ FR-CV 3C/4.0㎟¦ F-GV 6.0㎟x6조¦ 행선안내게시기 (LSE)¦ 안전관리실¦ UTP Cat.5E 25Px1조 (LSE)¦ FR-CV 3C/6.0㎟¦ UTP Cat.5E 4Px1조 (화재탐지용)¦ UL 2464-AMESB 24AWG 16Cx2조 (방송), CPEV 0.9 5Px1조, UL 2464-AMESB 24AWG 4Cx1조¦ UTP Cat.5E 4Px1조 (자동방송)¦ 사령전화 역장치¦ 종합집중관리 장치¦ CCTV 콘솔¦ 방송원격조정기¦ UTP Cat.5E 4Px1조¦ UTP Cat.5E 4Px1조¦ UTP Cat.5E 4Px1조¦ CPEV 0.9 5Px1조¦ UTP Cat.5E 4Px1조¦ UTP Cat.5E 4Px1조¦ HFC-12Dx1조¦ F-GV 16㎟x1조¦ 광점퍼코드 (FC-PC)x2조¦ F-GV 6.0㎟x2조¦ F-GV 6.0㎟x1조¦ FR-CV 3C/6.0㎟¦ UTP Cat.5E 4Px1조 (UPS NMS)¦ F-GV 6㎟x1조¦ 역단위 전산기 (SMS)¦ L-M 분전반¦ FR-CV 3C/2.5㎟¦ FR-CV 3C/4㎟¦ UTP Cat.5E 25Px1조¦ UTP Cat.5E 25Px1조¦ UTP Cat.5E 4Px1조¦ FR-CV 3C/4.0㎟¦ *전송(IP-MPLS) 및 열차무선(LTE-R)의 전원 및 신호계통은 별도 도면 참조¦ *점선( ) : 철거, 실선( ) : 신설¦ OF-SM 48Core (상선)¦ From: 905정거장 ¦ OF-SM 48Core (하선)¦ OF-SM 48Core (상선)¦ OF-SM 48Core (하선)¦ To: 907정거장 ¦ UTP Cat.5E 25Px2조¦ 단자함, OFD¦ OF-SM-24CORE X1조¦ From: 905정거장 ¦ 906정거장 통신기계실 & 안전관리실 CABLE WIRING DIAGRAM¦ NONE¦ T¦ 1¦ 0¦ 0¦ 1¦ 0¦ 2¦ 6¦ 0¦ 1¦ 3¦ T¦ 0¦ 0¦ 0¦ 0¦ 0¦ 0¦ 0¦ 0¦ 0¦ 0¦ 마곡나루¦ 양천향교¦ 가양¦ OFD¦ 배선반¦ 전송설비¦ CCTV MATRIX RACK¦ 사령전화(역장치)¦ 열차무선 중계장치(SOR)¦ UPS¦ 분전반¦ 종합집중관리 콘솔¦ 화재수신반¦ 광점퍼코드x4¦ 광점퍼코드x2¦ UTP Cat.5E 25Px10¦ UL 2464-AMESB 24AWGx16Cx3(방송) , CPEV 0.65/5Px1 (Rail Condition)¦ CPEV 0.65/5Px1(Rail Condition)¦ P.A AMP RACK¦ F-CV 4C/25㎟¦ F-CV 3C/4.0㎟¦ F-CV 3C/4.0㎟¦ F-CV 3C/4.0㎟¦ F-CV 3C/4.0㎟¦ 전기공통접지 단자함¦ UTP Cat.5E 4Px1 (화재수신)¦ UL 2464-AMESB 24AWG 16Cx1 (방송)¦ F-GV 6.0㎟x1¦ F-GV 6.0㎟x2¦ F-GV 6.0㎟x4¦ F-GV 6.0㎟x5¦ F-GV 6.0㎟x7¦ F-GV 6.0㎟x8¦ 통신기계실¦ UTP Cat.5E 4Px4 (영상), UTP Cat.5E 25Px1 (제어)¦ UTP Cat.5E 25Px1 (CONSOLE)¦ F-CV 3C/4.0㎟¦ 접지단자함 (AFC)¦ F-GV 50㎟x1¦ 접지단자함 (통신)¦ UTP Cat.5E 25Px1 (CCTV)¦ F-GV 50㎟x1¦ 분전반((AFC)¦ OF-SM 72Core (상선)¦ Fom: 930정거장 ¦ OF-SM 72Core (하선)¦ To: 932정거장 ¦ 출입통제 (ACU)¦ UTP Cat.5E 4Px1 (DATA)¦ F-CV 3C/4.0㎟¦ F-GV 6.0㎟x6¦ F-GV 6.0㎟x3¦ 행선안내게시기 (LSE)¦ 역무관리실¦ UTP Cat.5E 25Px1 (LSE)¦ Fom: 930정거장 ¦ To: 932정거장 ¦ F-CV 2C/10㎟¦ UTP Cat.5E 4Px1 (화재수신)¦ UTP Cat.5E 4Px1 (화재수신)¦ 지하재방송(역장치)¦ 광점퍼코드x4(FM, TV, 예비)¦ M I S(역장치)¦ 광점퍼코드x12(상위망, 하위망)¦ F-CV 3C/4.0㎟¦ F-CV 3C/4.0㎟¦ F-GV 6.0㎟x9¦ F-GV 6.0㎟x10¦ F-GV 6.0㎟x11¦ 광점퍼코드x2¦ CPEV-S 0.9x10Px2조 직통전화, 연선전화¦ CPEV-S 0.9x10Px2조 직통전화, 연선전화¦ F-GV 6.0㎟x1¦ F-GV 6.0㎟x2¦ *전송(IP-MPLS) 및 열차무선(LTE-R)의 전원 및 신호계통은 별도 도면 참조¦ *점선( ) : 철거, 실선( ) : 신설¦ OF-SM 48Core (상선)¦ From: 930정거장 ¦ OF-SM 48Core (하선)¦ OF-SM 48Core (상선)¦ OF-SM 48Core (하선)¦ To: 932정거장 ¦
| 1단계_정거장 - 복사본 | 1단계_정거장 - 복사본 | 010. T1001026-006 913정거장 CCTV,TDI,시계설비 CABLE WIRING DIAGRAM (2_2).dwg | FR-CV 3C/4.0㎟, OF-SM-8C(난연)¦ FR-CV 3C/4.0㎟, OF-SM-8C(난연)¦ 신호통신기계실¦ 안전관리실¦ CONSOLE DESK¦ UTP Cat.5E 4Px4조(신설)¦ UTP Cat.5E 25Px1조(신설)¦ AGM-1 (지하1층 대합실)¦ COMM-1 (신호통신기계실)¦ 안전관리실¦ ELEC-1 (전기실)¦ AGM-3 (지하2층 대합실)¦ AGM-5 (지하2층 대합실)¦ ATVM-1 (지하1층 대합실)¦ ATVM-2 (지하2층 대합실)¦ C-1 (지하1층 대합실)¦ OF-SM-4C, F-CV 3C/2.5㎟ (공간화상)(철거)¦ OF-SM-4C, F-CV 3C/2.5㎟ (공간화상)(철거)¦ L¦ S¦ E¦ x2¦ 사무실, 작업장 x 5 , 대기실 (남,여)¦ 승무대기실 (남)¦ 발매기실¦ 승무대기실 (여)¦ 용역원대기실¦ 지구대사무실¦ 지구대장실¦ 대합실 (지하1층)¦ 대합실 (지하2층)¦ x8¦ x2¦ AGM-2 (지하1층 대합실)¦ AGM-4 (지하2층 대합실)¦ C¦ C¦ T¦ M¦ A¦ T¦ R¦ V¦ R¦ A¦ C¦ K¦ I¦ X¦ 공간화상¦ (차량기지방향)¦ 공간화상¦ (강남방향)¦ P-1 (승강장)¦ P-2 (승강장)¦ P-3 (승강장)¦ P-4 (승강장)¦ UTP Cat.5E 4Px1조 (대열차 공간화상)¦ 주전송¦ 포트¦ UL 2919-AMESB 24AWG 4Px1조 (TDI), FR-CV 3C/4.0㎟x1조 (TDI POWER), OF-MM-12Core(난연)x1조 (TDI), UTP Cat.5E 4Px2조 (TDI):기존활용¦ UL 2919-AMESB 24AWG 4Px1조 (TDI), FR-CV 3C/4.0㎟x1조 (TDI POWER), OF-MM-12Core(난연)x1조 (TDI), UTP Cat.5E 4Px2조 (TDI):기존활용¦ UL 2919-AMESB 24AWG 4Px1조 (TDI), FR-CV 3C/4.0㎟x1조 (TDI POWER), OF-MM-12Core(난연)x1조 (TDI), UTP Cat.5E 4Px2조 (TDI):기존활용¦ UL 2919-AMESB 24AWG 4Px1조 (TDI), FR-CV 3C/4.0㎟x1조 (TDI POWER), OF-MM-12Core(난연)x1조 (TDI), UTP Cat.5E 4Px2조 (TDI):기존활용¦ 승강장모니터(상선)¦ 승강장모니터(하선)¦ FR-CV 3C/4.0㎟(신설), OF-SM-8C(난연)(신설)¦ FR-CV 3C/4.0㎟(신설), OF-SM-8C(난연)(신설)¦ 스위치¦ L2¦ HIV 1.5㎟x2조 (CLOCK)(철거), HIV 2.5㎟x2조 (CLOCK POWER)(철거)¦ HIV 1.5㎟x2조 (CLOCK)(철거)¦ HIV 1.5㎟x2조 (CLOCK)(철거), HIV 2.5㎟x2조 (CLOCK POWER)(철거)¦ HIV 1.5㎟x2조 (CLOCK)(철거)¦ HIV 1.5㎟x2조 (CLOCK)(철거)¦ ECX 5C-2V(기존활용)¦ ECX 5C-2V(기존활용)¦ ECX 5C-2V(기존활용)¦ ECX 5C-2V(기존활용)¦ ECX 5C-2V(기존활용)¦ ECX 5C-2V(기존활용)¦ ECX 5C-2V(기존활용)¦ ECX 5C-2V(기존활용)¦ ECX 5C-2V(기존활용)¦ ECX 5C-2V(기존활용)¦ ECX 5C-2V(기존활용)¦ ECX 5C-2V(기존활용)¦ ECX 5C-2V(기존활용)¦ ECX 5C-2V(기존활용)¦ FR-CV 3C/4.0㎟x1조 (대합실 게시기 POWER)(기존활용), OF-SM-8Core(난연)x2조 (대합실게시기)(신설)¦ 지하철 913정거장¦ 선유도¦ 당산¦ 국회의사당¦ NONE¦ 913정거장 CCTV,TDI,시계설비 CABLE WIRING DIAGRAM(2/2)¦ S = NONE¦ 913정거장 CCTV,TDI,시계설비 CABLE WIRING¦ DIAGRAM(2/2)¦ T¦ 1¦ 0¦ 0¦ 1¦ 0¦ 2¦ 6¦ 0¦ 0¦ 6¦
| 1단계_정거장 - 복사본 | 1단계_정거장 - 복사본 | 006. T1001026-002 914정거장 CIRCUIT WIRING SYSTEM DIAGRAM_철거.dwg | KT¦ IP¦ G¦ D¦ C/R¦ T¦ 0¦ 0¦ 0¦ 0¦ 0¦ 0¦ 0¦ 0¦ 0¦ 0¦ 통신기계실¦ 통신기계실¦ 안전관리실¦ 소방외부 무선통신 보조설비¦ 경찰통신설비¦ O/F(SM) FM RADIO¦ POWER DISTRIBUTION¦ O/F(SM)¦ O/F(SM)¦ FM 광전송장치¦ UPS¦ EQUIP¦ MULTI¦ COMM¦ CCTV¦ 광화상전송장치¦ MATRIX¦ RACK¦ TV 광전송장치¦ 부모시계¦ To: NEXT STATION¦ O/F(SM)¦ O/F(SM)¦ To: KT¦ DATA¦ M/D¦ E¦ Ports¦ T¦ SUB ADM¦ TEL¦ SPCM¦ KT¦ 전력사령¦ 방재사령¦ 통신사령¦ FAX¦ Data Line¦ Data Line¦ Data Line¦ Data Line (AFC)¦ Data Line (통신)¦ Data Line (방재)¦ Data Line (운전)¦ SMS¦ AGM¦ AAM¦ ATVM¦ IP¦ P.A AMP¦ x2¦ x2¦ x2¦ 지하2층 (대합실) x 80¦ 지하3층 (승강장상선) x 21¦ 지하3층 (승강장하선) x 21¦ G¦ G¦ G¦ G¦ G¦ 지하3층 (승강장상선) x 2¦ 지하3층 (승강장하선) x 2¦ PAN/TILT x 2¦ 지하1층 (대합실) x 26 , G.L ELEV x 3¦ 지하3층 (승강장 상,하선) x 6¦ CCTV¦ CONSOLE¦ 지하2층¦ (복합통신ANT)¦ 무선통신 보조설비¦ HFC-22D-FR¦ HFC-12D-FR¦ 본선터널 (승강장) RFCL-42D-광대역¦ 본선터널 (승강장) RFCL-42D-광대역¦ D¦ POWER LINE¦ INT¦ T¦ x2¦ x4¦ x14¦ x2¦ L¦ O¦ x10¦ x2¦ x4¦ x14 ¦ 인터폰¦ 모장치¦ 배 선 반¦ T¦ x3¦ x2¦ 출입통제¦ C/R¦ C/R¦ C/R¦ 운전사령¦ Data Line (전력)¦ Data Line¦ 열차무선¦ C¦ O/F(SM) 열차무선¦ Data Line¦ 소방외부¦ E¦ T¦ L¦ O¦ 공조기계실-1¦ 공조기계실-2¦ 전기실¦ 이동통신기계실¦ 비상전원실¦ 임대상가¦ 승차권창고¦ 기능실복도¦ 발매기실¦ 장애자화장실¦ 용역창고, 비품창고¦ 편의점¦ PSD실 (하선)¦ Callphone¦ 지하2층 (대합실)¦ 용역원대기실¦ ELEV, 화장실¦ 화장실 (남,여)¦ 국회민원출장소¦ 승강장 INT¦ T¦ T¦ T¦ C/R¦ x2¦ x2¦ x5¦ x4¦ x4¦ 지하2층 (기능실) x 2¦ x2 ¦ INT¦ x3¦ &¦ (VOICE)¦ FXO/FXS¦ Ethernet Port¦ 본선터널 (승강장) RFCL-42D-광대역¦ 본선터널 (승강장) RFCL-42D-광대역¦ D¦ IP¦ 공간화상 [승강장 차량기지방향] x 1¦ 공간화상 [승강장 강남방향] x 1¦ 지하1층¦ (복합통신ANT)¦ x2¦ 환급기¦ x2 ¦ CCTV¦ 광화상전송장치¦ MATRIX¦ RACK¦ TV 광수신기¦ DATA¦ M/D¦ E¦ Ports¦ T¦ &¦ (VOICE)¦ SUB ADM¦ TEL¦ SPCM¦ 전력사령¦ 통신사령¦ Data Line (전력)¦ Data Line¦ Data Line¦ Data Line¦ Data Line (AFC)¦ Data Line (통신)¦ Data Line (방재)¦ Data Line (운전)¦ P.A AMP¦ L¦ O¦ 배 선 반¦ 출입통제¦ 운전사령¦ E¦ T¦ L¦ O¦ Data Line (신호)¦ FXO/FXS¦ Ethernet Port¦ MULTI¦ COMM¦ EQUIP¦ FM광전송장치¦ 열차무선¦ O/F(SM) FM RADIO, 지상파DMB¦ 소방외부 무선통신 보조설비¦ 소방 무선통신 보조설비¦ 철거¦ 철거¦ 철거¦ 철거¦ 914정거장 CIRCUIT WIRING SYSTEM DIAGRAM / 철거¦ 914정거장 CIRCUIT WIRING SYSTEM DIAGRAM / 철거¦ S = NONE¦ NONE¦ 당산¦ 국회의사당¦ 여의도¦ T¦ 1¦ 0¦ 0¦ 1¦ 0¦ 2¦ 6¦ 0¦ 0¦ 2¦
| 1단계_정거장 - 복사본 | 1단계_정거장 - 복사본 | 036. T7005034-004 916정거장 CCTV,TDI,시계설비 지하3층 신설평면도 (1_2).dwg | P¦ \A1;10,300¦ \A1;4,375¦ \A1;7,500¦ \A1;5,000¦ \A1;5,000¦ \A1;5,000¦ \A1;10,000¦ \A1;7,500¦ \A1;7,500¦ \A1;5,000¦ \A1;10,000¦ \A1;10,000¦ \A1;10,000¦ \A1;5,000¦ \A1;65,000¦ \A1;26,875¦ \A1;7,080¦ \A1;4,950¦ \A1;32,860¦ \A1;7,080¦ \A1;4,950¦ \A1;4,400¦ \A1;4,400¦ TRAY (300x100)¦ UTP CAT.5E 25Px1조 (CONSOLE)¦ UTP CAT.5E 4Px4조 (CONSOLE)¦ FR-CV 3C/6.0㎟x1조 (LSE POWER)¦ UTP Cat.5E 4Px2조 (CL POWER)(신설)¦ F-CV 3C/2.5㎟x1조 (공간화상)(기존활용)¦ OF- SM-4Cx1조 (공간화상)(기존활용)¦ UTP Cat.5E4Px15조 (CAMERA)(신설)¦ OF-SM-8C(난연)x10조(신설) ¦ FR-CV 3C/4.0㎟x10조(신설) ¦ OF-SM-8C(난연)x2조(승강장모니터)(신설) ¦ FR-CV 3C/4.0㎟x2조(승강장모니터)(신설) ¦ MATCH LINE DWG No. "S1-TA-S16-DB-023-0"¦ UP TO 지하2층¦ KEY PLAN¦ X05¦ X03¦ X01¦ X00¦ X-01¦ X-02¦ X-03¦ X-04¦ X-05¦ X-06¦ X-07¦ X-08¦ Y00¦ Y01¦ Y03¦ Y05¦ Y06¦ UP¦ UP¦ PSD기계실 2¦ PSD기계실 1¦ 내부계단 3¦ 배수펌프실¦ 내부엘리베이터 1¦ 내부계단 6¦ 내부엘리베이터 2¦ UP¦ UP¦ ELE-8¦ ELE-7¦ TRAY (600x150)¦ TRAY (600x150)¦ UP TO 지하2층¦ NOTE¦ 1. 광케이블, 전원/접지케이블 (OF-SM-4Core, CV 3C/2.5㎟)¦ 3. 승강장 ANT설치위치: 열차 진행방향 정거장 시종점부에 설치¦ 2. 광케이블, 전원/접지케이블 (OF-SM-8Core, CV 3C/2.5㎟)¦ vmh¦ vmh¦ (16) OF-SM-8C(난연)x1조(CAMERA) ¦ (16) FR-CV 3C/4.0㎟x1조(CAMERA) ¦ (16) OF-SM-8C(난연)x1조(CAMERA) ¦ (16) FR-CV 3C/4.0㎟x1조(CAMERA) ¦ OF-SM-8C(난연)x1조(CAMERA) ¦ FR-CV 3C/4.0㎟x1조(CAMERA) ¦ (16) OF-SM-8C(난연)x1조(CAMERA) ¦ (16) FR-CV 3C/4.0㎟x1조(CAMERA) ¦ 모니터¦ 상행 승강장¦ OF-SM-8Core(난연)x1조 (모니터)(신설)¦ FR-CV 3C/4.0㎟x1조 (모니터POWER)(신설) ¦ 지하철 916정거장¦ 여의도¦ 샛강¦ 노량진¦ 1/400¦ S = 1 / 400¦ 916정거장 CCTV,TDI,시계설비 지하3층 신설평면도(1/2)¦ 916정거장 CCTV,TDI,시계설비 지하3층¦ 신설평면도(1/2)¦ T¦ 7¦ 0¦ 0¦ 5¦ 0¦ 3¦ 4¦ 0¦ 0¦ 4¦ CCTV(기존동축활용)¦
| 1단계_정거장 - 복사본 | 1단계_정거장 - 복사본 | 038. T4009934-001 911정거장 종합무선중계설비 지하1,2층 평면도.dwg | 3D¦ 2D¦ C¦ DN¦ OPEN¦ OPEN¦ 상부OPEN¦ H¦ -¦ T¦ 0¦ 0¦ 0¦ 0¦ 0¦ 0¦ 0¦ 0¦ 0¦ 0¦ 철거 후 직결¦ \A1;6,500¦ \A1;7,500¦ \A1;8,370¦ \A1;28,000¦ \A1;5,630¦ \A1;8,370¦ \A1;5,630¦ \A1;14,000¦ \A1;28,000¦ \A1;7,500¦ \A1;6,500¦ \A1;14,000¦ \A1;500¦ \A1;23,420¦ \A1;7,830¦ \A1;3,880¦ \A1;7,830¦ \A1;3,880¦ \A1;500¦ \A1;7,330¦ \A1;7,330¦ \A1;5,000¦ \A1;5,000¦ \A1;5,000¦ \A1;5,000¦ \A1;5,000¦ \A1;5,000¦ \A1;5,000¦ \A1;5,000¦ \A1;5,000¦ \A1;20,000¦ \A1;30,000¦ \A1;30,000¦ \A1;7,500¦ \A1;7,500¦ \A1;5,000¦ \A1;5,000¦ \A1;5,000¦ \A1;5,000¦ \A1;5,000¦ \A1;5,000¦ \A1;5,000¦ \A1;5,000¦ \A1;5,000¦ \A1;7,500¦ \A1;7,500¦ \A1;7,500¦ \A1;7,500¦ \A1;7,500¦ \A1;7,500¦ \A1;7,777¦ HFC-12D-FR (신설)¦ HFC-12D-FR (신설)¦ HFC-12D-FR (신설)¦ HFC-12D-FR (신설)¦ HFC-12D-FR (신설)¦ HFC-12D-FR (신설)¦ HFC-12D-FR (신설)¦ 2D¦ 2D¦ 2D¦ 2D¦ 2D¦ 3D¦ H¦ 임대상가3¦ 임대상가1¦ 임대상가2¦ 임대상가4¦ (700x400x100)¦ 수공¦ 무선통신단자함¦ TO: 환기구 #3¦ (16) UTP 4Px1조 (라디오송수신제어)¦ UTP 4Px1조 (라디오송수신제어)¦ DOWN TO 지하3층¦ TRAY (900x150)¦ UTP 4Px1조 (라디오송수신제어)¦ UTP 4Px2조 (라디오송수신제어)¦ (16) UTP 4Px1조 (라디오송수신제어)¦ (16) UTP 4Px1조 (라디오송수신제어)¦ (16) UTP Cat.5E 4Px1조 (라디오송수신제어)¦ (16) UTP Cat.5E 4Px1조 (라디오송수신제어)¦ C¦ 2D¦ 3D¦ (54) SPARE (경찰통신)¦ (54)x2 SPARE (이동통신기계실)¦ HI-PVC 54㎜x3조 ¦ D¦ (P8:300x300x200)¦ P¦ (54) SPARE (경찰통신)¦ (54)x2 SPARE (이동통신기계실)¦ C¦ B¦ (P5:400x400x200)¦ P¦ A¦ (P3:400x400x200)¦ P¦ (300x400x150)¦ HFC-12D-FR (무선통신)¦ (P6:200x200x100)¦ 2D¦ (54)x2 SPARE (이동통신기계실)¦ (54)x2 SPARE (이동통신기계실)¦ TRAY (600x150)¦ (28) HFC-12D-FR (대합실 복합통신)¦ (54) SPARE (경찰통신)¦ (28) HFC-12D-FR (대합실 복합통신)¦ (28) HFC-12D-FR (무선통신)¦ DOWN TO 통신기계실 ACCESS FLOOR¦ HFC-12D-FR (무선통신)¦ HFC-12D-FR (대합실 복합통신)¦ (28) HFC-12D-FR (복합통신)¦ (28) HFC-12D-FR (대합실 복합통신)¦ HFC-12D-FR (콘솔내접속단자)¦ TO: 콘솔내접속단자 ¦ (P1:500x500x300)¦ (28) HFC-12D-FR (무선통신)¦ (28) HFC-12D-FR (무선통신)¦ (54)x2 SPARE (이동통신기계실)¦ DOWN TO 기계실 바닥¦ (42) HFC-12D-FRx2조 (대합실 복합통신)¦ (54) SPARE (경찰통신)¦ (28) HFC-12D-FR (대합실 복합통신)¦ (28) HFC-12D-FR (무선통신)¦ DOWN TO 지하3층¦ TRAY (900x150)¦ HFC-22D-FR (승강장 복합통신)¦ (P2:500x500x300)¦ 종합무선중계장치¦ (P4:400x400x200)¦ P¦ P¦ P¦ P¦ P¦ (P7:400x400x200)¦ P¦ UP TO 지하1층¦ (28) HFC-12D-FR (복합통신)¦ P¦ (P9:200x200x100)¦ (28) HFC-12D-FR (복합통신)¦ (28) HFC-12D-FR (복합통신)¦ DOWN TO 지하2층¦ (P10:100x100x100)¦ STA.12km615.167¦ 911 정거장¦ 외부엘리베이터1¦ 홀¦ 외부엘리베이터2¦ 외부엘리베이터1¦ 방범셔터¦ 방범셔터¦ 방범셔터¦ 내부계단¦ UP¦ 외부출입구2¦ 외부출입구3¦ 발매기실¦ 외부출입구1¦ 화장실¦ 용역원대기실¦ 이동통신기계실¦ 대 합 실¦ 편의점¦ 복 도¦ 안전관리실¦ 통신기계실¦ 창 고¦ 전기실¦ CO2실¦ 비상전원실¦ 공조기계실1¦ 공조기계실2¦ 물탱크실¦ DN¦ DN¦ DN¦ DN¦ DN¦ UP¦ OPEN¦ Y-03¦ Y-04¦ Y-05¦ Y-06¦ Y-07¦ Y-08¦ X16¦ X15¦ X14¦ X13¦ X12¦ Y06¦ Y05¦ Y03¦ Y01¦ Y00¦ X03¦ X00¦ X02¦ X01¦ X04¦ X05¦ X06¦ X07¦ X08¦ X09¦ X28¦ X27¦ X26¦ X25¦ X24¦ X23¦ X22¦ X21¦ X20¦ X19¦ X18¦ X17¦ X16¦ X15¦ X14¦ X13¦ X12¦ X11¦ X10¦ 165,277¦ 7,500¦ 62,500¦ 22,777¦ (28) HFC-12D-FR (무선통신)¦ A¦ (28) HFC-12D-FR (대합실 복합통신)¦ (54) SPARE (경찰통신)¦ (54)x2 SPARE (이동통신기계실)¦ B¦ (42) HFC-12D-FRx2조 (대합실 복합통신)¦ C¦ (54)x2 SPARE (이동통신기계실)¦ (54) SPARE (경찰통신)¦ D¦ (54)x2 SPARE (이동통신기계실)¦ 지하2층 평면도¦ 지하1층 평면도¦ ELP 30mm¦ 2D¦ 2D¦ 3D¦ 911정거장 열차무선설비 지하1,2층 평면도¦ 911정거장 열차무선설비 지하1,2층 평면도¦ S = 1 / 600¦ 1/600¦ 염창¦ 신목동¦ 선유도¦ T¦ 4¦ 0¦ 0¦ 9¦ 9¦ 3¦ 4¦ 0¦ 0¦ 1¦ P¦
| 1단계_정거장 - 복사본 | 1단계_정거장 - 복사본 | 041. T7009934-002 910정거장 출입통제설비 지하1층 평면도 (2_2).dwg | C/R¦ ACU¦ CCTV¦ \A1;520¦ \A1;7,711¦ \A1;7,709¦ \A1;520¦ \A1;3,730¦ \A1;3,729¦ \A1;8,231¦ \A1;8,229¦ \A1;3,730¦ \A1;11,960¦ \A1;11,959¦ \A1;23,919¦ \A1;5,000¦ \A1;5,000¦ \A1;5,000¦ \A1;5,000¦ \A1;5,000¦ \A1;5,000¦ \A1;5,000¦ \A1;5,000¦ \A1;5,000¦ \A1;7,500¦ \A1;7,500¦ \A1;20,000¦ \A1;32,500¦ L¦ Y-00¦ Y-01¦ Y-05¦ Y-06¦ Y-03¦ X21¦ X22¦ X23¦ X24¦ X25¦ X26¦ X27¦ X20¦ X19¦ X18¦ X17¦ X16¦ X15¦ X13¦ X14¦ 7,500¦ 7,500¦ 7,500¦ 3,750¦ 60,000¦ DN¦ 올라옴¦ 통신기계실¦ 비상전원실¦ 전기실¦ CO2실¦ 용역대기실¦ 이동통신기계실¦ 공조기계실-2¦ 복 도¦ 외부출입구2¦ 내부엘리베이터2¦ 내부계단3¦ 910 정거장¦ STA.11km750.167¦ UTP Cat.5E 4Px8조 (출입통제)¦ DOWN TO 통신기계실 ACCESS FLOOR¦ TRAY (600x150)¦ MATCH LINE DWG No. "S1-TA-S10-DB-017-0"¦ (16) UTP Cat.5E 4Px2조 (출입통제)¦ KEY PLAN¦ UTP Cat.5E 4Px4조 (출입통제)¦ (16) UTP Cat.5E 4Px2조 (출입통제)¦ UTP Cat.5E 4Px4조 (출입통제)¦ UTP Cat.5E 4Px6조 (출입통제)¦ 910정거장 출입통제설비 지하1층 평면도 (2/2)¦ 910정거장 출입통제설비 지하1층 평면도 (2/2)¦ S = 1 / 400¦ 1/400¦ 지하철 910정거장¦ 등촌¦ 염창¦ 신목동¦ T¦ 7¦ 0¦ 0¦ 9¦ 9¦ 3¦ 4¦ 0¦ 0¦ 2¦ P¦
| 1단계_정거장 - 복사본 | 1단계_정거장 - 복사본 | 079. T9103066-005 902정거장 AFC설비 지하3층 장비배치도.dwg | 900¦ 600¦ 600¦ 1,100¦ 600¦ 600¦ 600¦ 150¦ 600¦ 600¦ 900¦ 200¦ 200¦ 200¦ 200¦ 3,750¦ 3,750¦ 850¦ 150¦ 150¦ 150¦ 150¦ 150¦ 150¦ 150¦ 150¦ 150¦ 150¦ ES.DN¦ ES.UP¦ ES.UP¦ ES.DN¦ ES.DN¦ ES.UP¦ ES.UP¦ ES.DN¦ ES.DN¦ ES.UP¦ ES.UP¦ ES.DN¦ ES.DN¦ ES.UP¦ ES.UP¦ ES.DN¦ DN¦ DN¦ UP¦ UP¦ UP¦ 5호선환승통로¦ UP¦ 공항철도 (상행선-도심방향)¦ UP¦ UP¦ DN¦ DN¦ 기 지 방 향¦ 9호선 (하행선-도심방향)¦ UP¦ ES.UP¦ ES.DN¦ 9호선 (하행선-도심방향)¦ 5호선환승통로¦ A¦ A'¦ 00¦ Y¦ 01¦ Y¦ 02¦ Y¦ 03¦ Y¦ Y¦ 04¦ -11¦ X¦ -10¦ X¦ -9¦ X¦ -8¦ X¦ -7¦ X¦ -6¦ X¦ -5¦ X¦ X¦ -4¦ -3¦ X¦ -2¦ X¦ -1¦ X¦ 00¦ X¦ X¦ 01¦ X¦ 02¦ X¦ 03¦ X¦ 04¦ 05¦ X¦ 06¦ X¦ 07¦ X¦ 08¦ X¦ 09¦ X¦ 10¦ X¦ 11¦ X¦ 12¦ X¦ 13¦ X¦ 14¦ X¦ X¦ 15¦ X¦ 14¦ 8150¦ 3550¦ 8240¦ 9020¦ 8840¦ 26100¦ 11700¦ X¦ -12¦ 7500¦ 7500¦ 7000¦ 7000¦ 7500¦ 7500¦ 7000¦ 7000¦ 7500¦ 7500¦ 7500¦ 7500¦ 7500¦ 7500¦ 7500¦ 7500¦ 7500¦ 7500¦ 7500¦ 7500¦ 7500¦ 7500¦ 7500¦ 7500¦ 7500¦ 7500¦ 7500¦ 환승게이트¦ 5호선¦ 9호선 도심방향(측선)¦ 9호선 도심방향(측선)¦ 9호선 도심방향¦ 9호선 도심방향(측선)¦ 9호선 도심방향¦ 공항철도도심방향¦ AAM¦ AAM¦ AAM¦ AAM¦ Group2¦ Group3¦ 환승게이트¦ 5호선¦ AAM¦ AAM¦ AAM¦ AAM¦ 6형¦ 8형¦ 10-1형¦ 12형¦ 8형¦ 8형¦ 12형¦ 6형¦ 8형¦ 8형¦ 10형¦ 10-1형¦ 건축분야 휀스¦ ¦ ¦ 장애인 유도블럭¦ 장애인 유도블럭¦ 902정거장 AFC설비 지하3층 장비배치도¦ 902정거장 AFC설비 지하3층 장비배치도¦ S = NONE¦ NONE¦ 지하철 902정거장¦ 개화¦ 김포공항¦ 공항시장¦ T¦ 9¦ 1¦ 0¦ 3¦ 0¦ 6¦ 6¦ 0¦ 0¦ 5¦
| 1단계_정거장 - 복사본 | 1단계_정거장 - 복사본 | 081. T9103066-007 902정거장 AFC설비 지하2층 장비배치도 (철거).dwg | 200¦ 600¦ 200¦ 600¦ 200¦ 600¦ 200¦ 600¦ 200¦ 600¦ 200¦ 600¦ 200¦ 200¦ 900¦ 200¦ 200¦ 1,000¦ 2,000¦ 1,250¦ ES.DN¦ ES.UP¦ ES.DN¦ ES.UP¦ DN¦ DS¦ UP¦ UP¦ DN¦ DN¦ DN¦ UP¦ UP¦ UP¦ UP¦ DN¦ DN¦ ES.UP¦ ES.DN¦ ES.UP¦ ES.DN¦ ES.UP¦ ES.DN¦ ES.UP¦ ES.DN¦ DN¦ ES.UP¦ ES.DN¦ 9호선방향 및¦ 공항철도방향¦ 도심방향¦ 차량기지방향¦ 5호선 환승통로¦ ES.DN¦ DN¦ DN¦ ES.DN¦ UP¦ 5호선환승통로¦ 장애인용 ¦ ELEV.¦ ES.DN¦ ES.UP¦ ES.DN¦ ES.UP¦ DN¦ DN¦ AUTO FILLTER실¦ A¦ A'¦ -11¦ X¦ -10¦ X¦ -9¦ X¦ -8¦ X¦ -7¦ X¦ -6¦ X¦ -5¦ X¦ 04¦ Y¦ Y¦ 03¦ Y¦ 02¦ Y¦ 01¦ Y¦ 00¦ -4¦ -3¦ X¦ -2¦ X¦ -1¦ X¦ 00¦ X¦ X¦ 01¦ X¦ 02¦ X¦ 03¦ X¦ 04¦ 05¦ X¦ 06¦ X¦ 07¦ X¦ 08¦ X¦ 09¦ X¦ 10¦ X¦ 11¦ X¦ 12¦ X¦ 13¦ X¦ 14¦ X¦ 15¦ X¦ X¦ 15¦ X¦ -12¦ 5590¦ 37800¦ 11790¦ 9020¦ 3600¦ 8840¦ 5800¦ 3430¦ 8150¦ X¦ 7000¦ 7500¦ 7500¦ 7500¦ 7500¦ 7500¦ 7000¦ 7000¦ 7000¦ 7500¦ 7500¦ 7500¦ 7500¦ 7500¦ 7500¦ 7500¦ 7500¦ 7500¦ 7500¦ 7500¦ 7500¦ 7500¦ 7500¦ 7500¦ 7500¦ 7500¦ 7500¦ 환승게이트¦ 공항철도¦ 환승게이트¦ 6형¦ 8형¦ 8형¦ 10형¦ 9호선직행¦ 5호선방화¦ 방화방향¦ 5호선¦ 12-1형¦ 11형¦ 10형¦ 8형¦ AAM¦ AAM¦ Group1¦ UP¦ 5호선환승통로¦ 장애인용 ¦ ELEV.¦ 환승게이트¦ 공항철도¦ 환승게이트¦ 5호선¦ AAM¦ AAM¦ {\fHYHeadLine-Medium¦b0¦i0¦c129¦p18;장애인 유도블럭}¦ 902정거장 AFC설비 지하2층 장비배치도 (철거)¦ 902정거장 AFC설비 지하2층 장비배치도 (철거)¦ S = NONE¦ NONE¦ 지하철 902정거장¦ 개화¦ 김포공항¦ 공항시장¦ T¦ 9¦ 1¦ 0¦ 3¦ 0¦ 6¦ 6¦ 7¦ 0¦ 0¦ 7,500¦
| 1단계_정거장 - 복사본 | 1단계_정거장 - 복사본 | 042. T7009934-003 906정거장 출입통제설비 지하1층 철거 평면도(1_2).dwg | P¦ ACU¦ C/R¦ KEY PLAN¦ \A1;9750¦ \A1;9750¦ \A1;19500¦ \A1;6850¦ \A1;2900¦ \A1;6850¦ \A1;2900¦ \A1;7500¦ \A1;7500¦ \A1;7500¦ \A1;7500¦ \A1;7500¦ \A1;7500¦ \A1;7500¦ \A1;7500¦ \A1;7500¦ \A1;7500¦ \A1;7500¦ \A1;82500¦ DN¦ DN¦ DN¦ DN¦ DN¦ DN¦ UP¦ UP¦ UP¦ UP¦ UP¦ UP¦ UP¦ UP¦ UP¦ 화 장 실¦ 편 의 점¦ 공조기계실1¦ 통신기계실¦ 안전관리실¦ 발매기실¦ 대 합 실¦ TRAY (600x150)¦ DOWN TO 통신기계실 ACCESS FLOOR¦ MATCH LINE DWG No. "S1-TA-S06-DB-018-1.dwg"¦ (16) UTP Cat.5E 4Px2조 (출입통제)¦ 906정거장 출입통제설비 지하1층 철거 평면도 (1/2)¦ S = 1 / 400¦ Y00¦ Y02¦ Y03¦ Y06¦ Y04¦ X08¦ X09¦ X10¦ X11¦ X02¦ X03¦ X04¦ X05¦ X06¦ X07¦ X01¦ X00¦ UTP Cat.5E 4Px4조 (출입통제)¦ UTP Cat.5E 4Px10조 (출입통제)¦ UTP Cat.5E 4Px10조 (출입통제)¦ (16) UTP Cat.5E 4Px2조 (출입통제)¦ 906정거장 출입통제설비 지하1층 철거 평면도 (1/2)¦ 1/400¦ 지하철 906정거장¦ 마곡나루¦ 양천향교¦ 가양¦ T¦ 7¦ 0¦ 0¦ 9¦ 9¦ 3¦ 4¦ 3¦ 0¦ 0¦
| 1단계_정거장 - 복사본 | 1단계_정거장 - 복사본 | 035. T7003034-004 902정거장 방송설비 지하2층신설평면도(1-3).dwg | 7000¦ 7000¦ 7000¦ 3600¦ 5800¦ 8840¦ 9020¦ 11790¦ 37800¦ 8150¦ 7000¦ 7500¦ 7500¦ 7500¦ 7500¦ 7500¦ 7500¦ 7500¦ 7500¦ 3430¦ 5590¦ 경사로¦ 환승통로¦ 공 조 실¦ DN¦ DS¦ DS¦ DS¦ UP¦ UP¦ DN¦ 9호선방향 및¦ 공항철도방향¦ 도심방향¦ 차량기지방향¦ 5호선 기존벽체¦ 5호선 환승통로¦ ES.DN¦ DN¦ DN¦ ES.DN¦ (급기구)¦ AUTO FILLTER실¦ 9호선방향 및¦ 공항철도방향¦ 도심방향¦ 차량기지방향¦ 5호선 기존벽체¦ -11¦ X¦ -10¦ X¦ -9¦ X¦ -8¦ X¦ -7¦ X¦ -6¦ X¦ -5¦ X¦ 04¦ Y¦ Y¦ 03¦ Y¦ 02¦ Y¦ 01¦ Y¦ 00¦ X¦ -4¦ -3¦ X¦ -2¦ X¦ -1¦ X¦ 00¦ X¦ (급기구)¦ X¦ -12¦ C¦ P¦ DOWN TO B3¦ P¦ C¦ PB(100X100X100)¦ P¦ C¦ PB(150X150X100)¦ PB(100X100X100)¦ (16)HIV1.2X2¦ (16)HIV1.2X3¦ DOWN TO B3¦ C¦ 100x100x100¦ P¦ E/S-1¦ E/V-1¦ E/V-2¦ 환승2¦ 환승1¦ 지하철 902정거장¦ 김포공항¦ 공항시장¦ 1/400¦ 902정거장 방송설비 지하2층 신설평면도(1/3)¦ S = 1/400¦ 902정거장 방송설비 지하2층 신설평면도(1/3)¦ 개화¦ T¦ 7¦ 0¦ 0¦ 3¦ 0¦ 3¦ 4¦ 0¦ 0¦ 4¦ (기설활용)¦
| 1단계_정거장 - 복사본 | 1단계_정거장 - 복사본 | 030. T7001034-011 902정거장 전화설비 지하4층신설평면도(2-3).dwg | ~¦ ES.DN¦ ES.DN¦ ES.UP¦ ES.UP¦ ES.DN¦ ES.UP¦ ES.UP¦ ES.DN¦ 창고-2¦ 00¦ Y¦ 01¦ Y¦ 02¦ Y¦ 03¦ Y¦ X¦ 15¦ X¦ 14¦ X¦ 13¦ X¦ 12¦ X¦ 11¦ X¦ 10¦ X¦ 09¦ X¦ 08¦ X¦ 07¦ 17¦ X¦ 16¦ X¦ 7500¦ 7500¦ 7500¦ 7500¦ 7500¦ 7500¦ 7500¦ 7500¦ 7500¦ 7500¦ 3550¦ 8240¦ 9020¦ 8840¦ 26100¦ P¦ A¦ P¦ PB(300X300X200)¦ P¦ PB(400X400X300)¦ C¦ C¦ E¦ KP 단자함¦ KP 단자함¦ P¦ G¦ B¦ PB(400X400X300)¦ P¦ P¦ PB(300X300X200)¦ F¦ D¦ PB(400X400X300)¦ PB(300X300X200)¦ D¦ G¦ G¦ G¦ (28)UTP CAT.5 25P(B4 공중전화)¦ (16)HIV1.2X2¦ (16)HIV1.2X3¦ (16)HIV1.2X4¦ (16)HIV1.2X6¦ 광복합케이블2조(통신TRAY):해외지급분¦ 여장:30M¦ UTP CAT.5 4P(16C)¦ UTP CAT.5 4P(16C)¦ CV 3.5 /2C (16C)¦ UTP CAT.5 4P(16C)¦ CV 3.5 /2C (16C)¦ (28)UTP CAT.5 25P(9호선 매표소 -1)¦ (16)UTP CAT.5 4PX2(INT)¦ A¦ (28)UTP CAT.5 25P(9호선 매표소 -1)¦ (16)UTP CAT.5 4PX2(INT)¦ B¦ (28)UTP CAT.5 25P(9호선 매표소 -1)¦ (16)UTP CAT.5 4PX2(INT)¦ C¦ (28)UTP CAT.5 25P(9호선 매표소 B4-1)¦ (16)UTP CAT.5 4PX2(INT)¦ D¦ (28)UTP CAT.5 25P(9호선 매표소 -1)¦ (16)UTP CAT.5 4PX2(INT)¦ (28)UTP CAT.5 25P(B4 공중전화)¦ E¦ (28)UTP CAT.5 25P(9호선 매표소 B4-1)¦ (16)UTP CAT.5 4PX2(INT)¦ F¦ 1. 음향유도기 전원은 전기콘센트를 이용한다.¦ NOTE¦ 2. 증폭기전원은 전기콘센트를 이용한다.¦ 3. 통신기계실 및 안전관리실 MAIN 분전반은 전기에서 설치한다.¦ 1. 일반교환기에 수용된 전화기는 안전관리실만 IP전화기로 교체한다.¦ NOTE¦ 2. 콜폰, E/L폰, 승강장 비상통화장치도 교체한다.¦ 3. 전화 및 인터폰 구간의 배선배관은 기존활용한다.¦ 지하철 902정거장¦ 김포공항¦ 공항시장¦ 1/400¦ 902정거장 전화설비 지하4층 신설평면도(2/3)¦ S = 1/400¦ 902정거장 전화설비 지하4층 신설평면도(2/3)¦ 개화¦ (기설활용)¦ T¦ 7¦ 0¦ 0¦ 1¦ 0¦ 3¦ 4¦ 0¦ 1¦ 1¦
| 1단계_정거장 - 복사본 | 1단계_정거장 - 복사본 | 013. T1001026-009 910정거장 AFC CABLE WIRING DIAGRAM.dwg | D/I MUX (ROUTER)¦ (통신기계실)¦ 분전반 (전기시설분)¦ (안전관리실)¦ AFC 접지단자함¦ (안전관리실)¦ DPC BOX¦ SMS (S/W HUB)¦ EM GATE¦ CONTROL BOX¦ AGM 11형 (No.1)¦ AGM 12형 (No.2)¦ AGM 6형 (No.3)¦ AGM 8형 (No.5)¦ AGM 8형 (No.7)¦ AGM 10형 (No.8) ¦ ATVM (No.1~2)¦ 환급기 (No.1)¦ FTP Cat.5E 4Px1조¦ UTP Cat.5E 4Px1조¦ F-GV 4.0㎟x2조¦ F-GV 4.0㎟x1조¦ F-GV 4.0㎟x1조¦ HFCO 2C/4.0㎟x1조¦ FTP Cat.5E 4Px1조¦ FR-CVVS 4C/2.5㎟x1조 (DPC)¦ HFCO 3C/4.0㎟x2조¦ HFCO 3C/4.0㎟x1조¦ HFCO 3C/4.0㎟x1조¦ HFCO 3C/4.0㎟x1조¦ HFCO 3C/4.0㎟x1조¦ HFCO 3C/4.0㎟x1조¦ AAM (No.1)¦ FTP Cat.5E 4Px2조¦ F-GV 4.0㎟x1조¦ (안전관리실)¦ (안전관리실)¦ FTP Cat.5E 4Px1조¦ UTP Cat.5E 4Px2조(INT)¦ FTP Cat.5E 4Px1조¦ 화재수신반¦ F-GV 4.0㎟x1조¦ HFCO 3C/4.0㎟x1조¦ FTP Cat.5E 4Px1조¦ 통신UPS¦ (통신기계실)¦ 통합교환설비¦ (통신기계실)¦ FTP Cat.5E 4Px1조¦ FTP Cat.5E 4Px1조¦ FTP Cat.5E 4Px1조¦ FTP Cat.5E 4Px1조¦ FTP Cat.5E 4Px1조¦ FTP Cat.5E 4Px1조¦ UTP Cat.5E 4Px2조(INT)¦ UTP Cat.5E 4Px1조(INT)¦ UTP Cat.5E 4Px1조(INT)¦ AGM 8형 (No.4)¦ AGM 8형 (No.6)¦ FTP Cat.5E 4Px1조¦ HFCO 3C/4.0㎟x1조¦ 910정거장 AFC CABLE WIRING DIAGRAM¦ 910정거장 AFC CABLE WIRING DIAGRAM¦ S = NONE¦ NONE¦ 지하철 910정거장¦ 등촌¦ 염창¦ 신목동¦ T¦ 1¦ 0¦ 0¦ 1¦ 0¦ 2¦ 6¦ 0¦ 0¦ 9¦
| 1단계_정거장 - 복사본 | 1단계_정거장 - 복사본 | 029. T7001034-011 종합관리 및 복지후생동 구내통신설비 지상2층 철거평면도.dwg | T¦ IDF¦ HUB¦ C/R¦ \A1;7,700¦ \A1;67,100¦ \A1;6,600¦ \A1;6,600¦ \A1;6,600¦ \A1;6,600¦ \A1;6,600¦ \A1;6,600¦ \A1;6,600¦ \A1;6,600¦ \A1;6,600¦ \A1;2,100¦ \A1;10,800¦ \A1;2,500¦ \A1;5,000¦ \A1;7,500¦ \A1;27,900¦ \A1;3,200¦ \A1;3,400¦ \A1;3,200¦ \A1;3,400¦ \A1;1,800¦ \A1;3,000¦ \A1;3,600¦ \A1;3,000¦ \A1;3,600¦ \A1;600¦ \A1;600¦ OPEN¦ DN¦ UP¦ DN¦ UP¦ RA/SA¦ 연결통로¦ P¦ D¦ P¦ D¦ A¦ D¦ C¦ H¦ 17인승¦ 17인승¦ 장애우¦ 겸 용¦ 화장실(남)¦ 화장실(여)¦ 계단실-2¦ 계단실-1¦ HALL/복도¦ 문서실1¦ 문서실2¦ 인사팀¦ 보건/안전/보안¦ 현금취급실¦ 예비실1¦ 예비실2¦ 공조실¦ 갱의실(남)¦ 갱의실(여)¦ 발코니¦ SLOPE¦ 장애우¦ 장애우¦ 901정거장방향¦ -100¦ SLOPE¦ SLOPE¦ SLOPE¦ F.D 0 75(2개소)¦ /¦ SLOPE¦ EPS¦ ux8¦ ux8¦ ux16¦ ux12¦ ux4¦ ux16¦ ux28¦ [24Port]¦ [IDF No.2]¦ x2¦ ux12¦ ux4¦ ux16¦ ux8¦ ux24¦ ux20¦ [24Port]¦ 100P¦ A¦ (16) UTP Cat.5E 4Px2조 (공조실)¦ B¦ C¦ E¦ F¦ G¦ H¦ J¦ 2D¦ (28) FR-CV 2C/4.0㎟x1조 (TV AMP POWER)¦ (22) 7C-HFBTx1조 (TV AMP)¦ M¦ x2¦ N¦ (16) ECX 5C-2Vx1조 (CAMERA)(철거)¦ (22) UTP Cat.5E 4Px4조 (현금취급실,재경본부장)¦ L¦ UTP Cat.5E 4Px8조 (문서실1,2,예비실1,2)¦ M¦ CABLE TRAY (W:600)¦ ECX 5C-2Vx1조 (CAMERA)(철거)¦ K¦ UP TO 지상3층 EPS실¦ CABLE TRAY (W:600)¦ J¦ CABLE TRAY (W:600)¦ ECX 5C-2Vx1조 (CAMERA)(철거)¦ 5C-HFBTx1조 (TV)¦ HIV 1.5㎟x2조 (CLOCK)¦ F-GV 4.0㎟x1조 (GND)¦ I¦ H¦ CABLE TRAY (W:600)¦ UTP Cat.5E 25Px4조x2 (회의실,재무회계팀)¦ G¦ (54) UTP Cat.5E 25Px4조 (재무회계팀)¦ (16) F-GV 4.0㎟x1조 (GND)¦ F¦ E¦ (22) 5C-HFBTx2조 (TV)¦ (16) HIV 1.5㎟x4조 (CLOCK)¦ D¦ C¦ CABLE TRAY (W:600)¦ UTP Cat.5E 25Px4조 (회의실)¦ F-GV 4.0㎟x1조 (GND)¦ A¦ CABLE TRAY (W:600)¦ B¦ (54) UTP Cat.5E 25Px4조 (회의실)¦ UTP Cat.5E 4Px3조 (총무팀)¦ (22) UTP Cat.5E 4Px6조 (강의실1,2,3)¦ (16) F-GV 4.0㎟x1조 (GND)¦ UTP Cat.5E 4Px8조 (문서실1,2,예비실1,2)¦ N¦ CABLE TRAY (W:600)¦ NOTE¦ (28) UTP Cat.5E 4Px2조¦ (28) UTP Cat.5E 4Px4조¦ ux2¦ ux4¦ (28) UTP Cat.5E 4Px6조¦ ux6¦ (28) UTP Cat.5E 4Px8조¦ ux8¦ (28) UTP Cat.5E 4Px10조¦ ux10¦ (28) x2 UTP Cat.5E 4Px12조¦ ux12¦ 100P¦ [IDF No.4]¦ HALL-3¦ (P13:100x100x100)¦ (16) UTP Cat.5E 4Px2조 (출입통제)¦ UTP Cat.5E 4Px2조 (출입통제)¦ (P10:300x300x200)¦ (P12:400x400x200)¦ 인사임원실¦ 총무팀¦ 회의실¦ 재무ㆍ회계팀¦ 재경본부장¦ 강의실1¦ 강의실2¦ 강의실3¦ D¦ ux8¦ ux4¦ ux4¦ ux8¦ I¦ (22) 5C-HFBTx2조 (TV)¦ (16) HIV 1.5㎟x2조 (CLOCK)¦ (22) 5C-HFBTx2조 (TV)¦ (16) HIV 1.5㎟x2조 (CLOCK)¦ (16) UTP Cat.5E 4Px2조 (예비실2)¦ (22) UTP Cat.5E 4Px4조 (문서실1,2)¦ x2¦ x2¦ (16) UTP Cat.5E 4Px2조¦ (22) 5C-HFBTx2조 (TV)¦ (16) UTP Cat.5E 4Px2조¦ (22) 5C-HFBTx2조 (TV)¦ X01¦ X02¦ X03¦ X04¦ X05¦ X06¦ X07¦ X08¦ X09¦ X10¦ X11¦ Y01¦ Y02¦ Y04¦ Y05¦ Y06¦ Y03¦ x2¦ x3¦ x3¦ x3¦ ux4¦ ux4¦ ux4¦ ux8¦ ux4¦ (28) x2 UTP Cat.5E 4Px14조¦ ux14¦ ux16¦ ux18¦ ux20¦ ux22¦ (28) x2 UTP Cat.5E 4Px16조¦ (28) x2 UTP Cat.5E 4Px18조¦ (28) x2 UTP Cat.5E 4Px20조¦ (28) x2 UTP Cat.5E 4Px22조¦ K¦ L¦ (22) UTP Cat.5E 4Px2조 (인사임원실)¦ (16) 5C-HFBTx1조 (TV)¦ (16) HIV 1.5㎟x2조 (CLOCK)¦ x2¦ x2¦ x2¦ (22) UTP Cat.5E 4Px4조 (예비실1,2)¦ x2¦ (16) UTP Cat.5E 4Px2조 (문서실1)¦ (16) UTP Cat.5E 4Px2조 (재경본부장)¦ (22) 5C-HFBTx2조 (TV)¦ (16) HIV 1.5㎟x2조 (CLOCK)¦ (16) UTP Cat.5E 4Px2조 (재무회계팀)¦ (16) UTP Cat.5E 4Px2조 (출입통제)¦ (22) 5C-HFBTx2조 (TV)¦ (16) HIV 1.5㎟x2조 (CLOCK)¦ (16) UTP Cat.5E 4Px2조 (재무회계팀)¦ (22) UTP Cat.5E 4Px3조 (인사팀)¦ (16) 5C-HFBTx1조 (TV)¦ (16) HIV 1.5㎟x2조 (CLOCK)¦ UTP Cat.5E 4Px5조 (인사팀,인사임원실)¦ 5C-HFBTx1조 (TV)¦ HIV 1.5㎟x2조 (CLOCK)¦ UTP Cat.5E 4Px4조 (강의실2,3)¦ 5C-HFBTx1조 (TV)¦ HIV 1.5㎟x2조 (CLOCK)¦ (22) UTP Cat.5E 4Px5조 (공조실,총무팀)¦ (22) UTP Cat.5E 4Px6조 (총무팀,보건/안전/보안)¦ CABLE TRAY (W:600)¦ UTP Cat.5E 25Px4조 (회의실)¦ F-GV 4.0㎟x1조 (GND)¦ UTP Cat.5E 4Px3조 (보건/안전/보안)¦ UTP Cat.5E 4Px4조 (강의실2,3)¦ 5C-HFBTx1조 (TV)¦ HIV 1.5㎟x2조 (CLOCK)¦ (16) UTP Cat.5E 4Px2조 (재무회계팀)¦ (22) UTP Cat.5E 4Px4조 (현금취급실,재경본부장)¦ (28) UTP Cat.5E 4Px8조 (문서실1,2,예비실1,2)¦ (28) OF-MM-8Corex1조 (회의실 HUB)¦ (28) OF-MM-8Corex1조 (재무회계팀 HUB)¦ OF-MM-8Corex1조 (회의실 HUB)¦ OF-MM-8Corex1조 (회의실 HUB)¦ F-GV 4.0㎟x1조 (GND)¦ UTP Cat.5E 4Px8조 (문서실1,2,예비실1,2)¦ UTP Cat.5E 4Px4조 (강의실3,재무회계팀)¦ 5C-HFBTx1조 (TV)¦ HIV 1.5㎟x2조 (CLOCK)¦ OF-MM-8Corex2조 (회의실,재무회계팀 HUB)¦ UTP Cat.5E 4Px4조 (현금취급실,재경본부장)¦ UTP Cat.5E 25Px4조x2 (회의실,재무회계팀)¦ OF-MM-8Corex2조 (회의실,재무회계팀 HUB)¦ UP TO 지상2층 EPS실¦ CABLE TRAY (W:600)¦ SPIRAL SLEEVE(난연) 28mmx6조¦ OF-SM-46Corex2조 (본선)¦ OF-SM-8Corex3조 (검사고, 주공장, 중정비쎈타 광S/W HUB)¦ OF-SM-4Corex1조 (열차무선)¦ ECX 5C-2Vx2조 (CAMERA)(철거)¦ UTP Cat.5E 25Px2조x2 (전기실, 식당)¦ F/S(J.F) 0.65x25P(50%차폐)x1조 (본선)¦ F/S(J.F) 0.65x100P(50%차폐)x4조 (검사고, 주공장, 중정비쎈타, 901국선)¦ F/S(J.F) 0.65x50P(50%차폐)x1조 (모타카고)¦ F/S(J.F) 0.65x25P(50%차폐)x3조 (변전소, 경비실(정문), 경비실(후문))¦ FR-CVVSB 20C/1.5㎟x2조 (검사고, 주공장 방송)¦ MIC-SH 2C/0.75㎟x2조x2 (검사고, 주공장 방송)¦ 10C-HFBTx5조 (검사고, 주공장, 부속동, 901정거장 TV)¦ 7C-HFBTx1조 (TV AMP)¦ UTP Cat.5E 4Px2조 (출입통제)¦ UTP Cat.5E 4Px3조 (공중전화)¦ F-GV 4.0㎟x1조 (GND)¦ HIV 1.5㎟x6조 (CLOCK)¦ FR-CV 2C/4.0㎟x1조 (TV AMP POWER)¦ FR-CVVSB 2C/2.5㎟x2조 (검사고, 주공장 CLOCK)¦ FR-CVVSB 3C/2.5㎟x15조 (부속동 SP)¦ UTP Cat.5E 25Px6조 (당직실)¦ UTP Cat.5E 25Px1조 (감시실)¦ FR-CVVSB 6C/1.5㎟x2조 (변전소 출입통제)¦ OF-MM-8Corex1조 (당직실 광S/W HUB)¦ FR-CV 2C/4.0㎟x3조 (TV AMP POWER)¦ 인터폰선 0.6x2Px1조 (인터폰)¦ SPIRAL SLEEVE(난연) 28mmx6조¦ OF-SM-46Corex2조 (본선)¦ OF-SM-8Corex3조 (검사고, 주공장, 중정비쎈타 광S/W HUB)¦ OF-SM-4Corex1조 (열차무선)¦ ECX 5C-2Vx3조 (CAMERA)(철거)¦ UTP Cat.5E 25Px2조x2 (전기실, 식당)¦ F/S(J.F) 0.65x25P(50%차폐)x1조 (본선)¦ F/S(J.F) 0.65x100P(50%차폐)x4조 (검사고, 주공장, 중정비쎈타, 901국선)¦ F/S(J.F) 0.65x50P(50%차폐)x1조 (모타카고)¦ F/S(J.F) 0.65x25P(50%차폐)x3조 (변전소, 경비실(정문), 경비실(후문))¦ FR-CVVSB 20C/1.5㎟x2조 (검사고, 주공장 방송)¦ MIC-SH 2C/0.75㎟x2조x2 (검사고, 주공장 방송)¦ 10C-HFBTx5조 (검사고, 주공장, 부속동, 901정거장 TV)¦ 7C-HFBTx1조 (TV AMP)¦ UTP Cat.5E 4Px4조 (출입통제)¦ UTP Cat.5E 4Px3조 (공중전화)¦ F-GV 4.0㎟x1조 (GND)¦ HIV 1.5㎟x8조 (CLOCK)¦ FR-CV 2C/4.0㎟x1조 (TV AMP POWER)¦ FR-CVVSB 2C/2.5㎟x2조 (검사고, 주공장 CLOCK)¦ FR-CVVSB 3C/2.5㎟x15조 (부속동 SP)¦ UTP Cat.5E 25Px6조 (당직실)¦ UTP Cat.5E 25Px1조 (감시실)¦ FR-CVVSB 6C/1.5㎟x2조 (변전소 출입통제)¦ OF-MM-8Corex2조 (당직실, 회의실 광S/W HUB)¦ FR-CV 2C/4.0㎟x3조 (TV AMP POWER)¦ 인터폰선 0.6x2Px1조 (인터폰)¦ 5C-HFBTx3조 (TV)¦ 5C-HFBTx4조 (TV)¦ UTP Cat.5E 25Px4조x2 (회의실,재무회계팀)¦ OF-MM-8Corex2조 (회의실,재무회계팀 HUB)¦ 31.31¦ 29.27¦ 30.30¦ 27.28.26¦ 26.25¦ x2¦ (22) UTP Cat.5E 4Px2조 (인사임원실)¦ (22) UTP Cat.5E 4Px3조 (인사팀)¦ (22) UTP Cat.5E 4Px2조 (인사임원실)¦ 34.33¦ 29.29¦ 28.28¦ 27.27¦ 26.26¦ 24.24¦ 25.25¦ x2¦ x2¦ 23.23¦ 23¦ 24¦ 23¦ 32¦ 33¦ 32¦ 1.1¦ 2.2¦ 3.3¦ 4.4¦ 5.5¦ 6.6¦ 7.7¦ 8.8¦ 13.13¦ 14.14¦ 11.11¦ 12.12¦ 9.9¦ 10.10¦ x2¦ 25.24¦ 17.17¦ 18.18¦ 15.15¦ 16.16¦ 19.19¦ 20.20¦ 21.21¦ 22.22¦ 1.1¦ 2.2¦ 7.7¦ 8.8¦ 5.5¦ 6.6¦ 3.3¦ 4.4¦ 9.9¦ 10.10¦ 11.11¦ 12.12¦ 17.17¦ 18.18¦ 19.19¦ 20.20¦ 15.15¦ 16.16¦ 13.13¦ 14.14¦ 21.21¦ 22.22¦ 3.9.01¦ 3.10.50¦ 3.7.01¦ 3.8.50¦ 종합관리 및 복지후생동 구내통신설비 지상2층¦ 종합관리 및 복지후생동 구내통신설비 지상2층 철거평면도¦ S = 1/300¦ 1/300¦ 차량기지¦ 차량기지¦ 철거평면도¦ T¦ 7¦ 0¦ 0¦ 1¦ 0¦ 3¦ 4¦ 0¦ 1¦ 1¦ P¦
| 1단계_정거장 - 복사본 | 1단계_정거장 - 복사본 | 025. T7001034-008 914정거장 전화설비 지하1층 철거평면도 (2_2).dwg | \A1;27,000¦ \A1;7,500¦ \A1;7,500¦ \A1;7,500¦ \A1;7,500¦ \A1;7,500¦ \A1;7,500¦ \A1;8,130¦ \A1;7,500¦ \A1;7,500¦ \A1;7,500¦ \A1;7,500¦ \A1;7,500¦ \A1;7,500¦ \A1;10,000¦ \A1;20,980¦ \A1;5490¦ \A1;5490¦ MATCH LINE DWG No. "S1-TA-S14-DB-009-0"¦ 1. 음향유도기 전원은 전기콘센트를 이용한다.¦ NOTE¦ 2. 증폭기전원은 전기콘센트를 이용한다.¦ 3. 통신기계실 및 안전관리실 MAIN 분전반은 전기에서 설치한다.¦ KEY PLAN¦ 98,130¦ X09¦ X10¦ X11¦ X12¦ X13¦ X14¦ X15¦ X16¦ X17¦ X18¦ X19¦ X20¦ X21¦ X22¦ Y00¦ Y01¦ Y02¦ Y03¦ DN¦ 본선환기실¦ 공조기계실 2¦ 내부계단 2¦ 914 정거장¦ STA.16km294.519¦ x2¦ (P2:200x200x100)¦ (16) UTP Cat.5E 4Px2조 (공조기계실-2)¦ DOWN TO 지하 2층¦ (16) UTP Cat.5E 4Px2조 (공조기계실-2)¦ 3-11~14¦ 3-15~18¦ (철거)¦ 지하철 914정거장¦ 당산¦ 국회의사당¦ 여의도¦ 1/400¦ 914정거장 전화설비 지하1층 철거평면도(2/2)¦ S = 1/400¦ 914정거장 전화설비 지하1층 철거평면도(2/2)¦ T¦ 7¦ 0¦ 0¦ 1¦ 0¦ 3¦ 4¦ 0¦ 0¦ 8¦ (기설활용)¦ P¦
| 1단계_정거장 - 복사본 | 1단계_정거장 - 복사본 | 015. T1001026-011 903정거장 출입통제설비 CABLE WIRING DIAGRAM.dwg | 통신기계실¦ ELE-4 (대합실)¦ ELE-3 (대합실)¦ ELE-2 (지상층)¦ ELE-1 (대합실)¦ ELE-5 (승강장)¦ ELE-6 (승강장)¦ ES-1 (외부계단출입구)¦ ES-2 (외부계단출입구)¦ ES-3 (외부계단출입구)¦ ES-4 (외부계단출입구)¦ ES-5 (지하1층)¦ ES-6 (지하1층)¦ ES-7 (지하3층)¦ T-1 (화장실.여)¦ P-1 (승강장)¦ P-2 (승강장)¦ P-4 (승강장)¦ P-5 (승강장)¦ AGM-1 (대합실)¦ C-1 ( (대합실)¦ COMM-1 (통신기계실)¦ 안전관리실¦ 편의점¦ 대합실¦ ELEC-2 (전기실)¦ ES-8 (지하3층)¦ P-3 (승강장)¦ P-6 (승강장)¦ 용역원대기실¦ 출입¦ 통제¦ 시스템¦ (ACU)¦ C/R¦ C/R¦ C/R¦ UTP Cat.5E 4Px10조¦ ES-9 (대합실 지하3층)¦ ES-10 (대합실 지하3층)¦ ES-11 (대합실 지하3층)¦ ES-12 (대합실 지하3층)¦ ELEC-1(변전실)¦ 운영원대기실¦ 발매기실¦ C/R¦ C/R¦ ATVM-1 (대합실)¦ AGM-2 (대합실)¦ 903정거장 출입통제설비 CABLE WIRING DIAGRAM¦ NONE¦ 지하철 903정거장¦ 김포공항¦ 공항시장¦ 신방화¦ 903정거장 출입통제설비 CABLE WIRING DIAGRAM¦ S = NONE¦ T¦ 1¦ 0¦ 0¦ 1¦ 0¦ 2¦ 6¦ 0¦ 1¦ 1¦
| 1단계_정거장 - 복사본 | 1단계_정거장 - 복사본 | 011. T1001026-007 902정거장 AFC SYSTEM DIAGRAM (1_2).dwg | ATVM¦ ATVM¦ 02¦ 01¦ L-AFC-1-분전반¦ 통신기계실¦ MAIN POWER¦ 접지단자함¦ CONTROL¦ EM.GATE¦ BOX¦ 안전관리실¦ BOX¦ DPC¦ COM¦ INTER¦ COMMS¦ S/W HUB¦ 화재¦ 수신반¦ 통로안내표시기¦ AAM¦ 01¦ 주제어장치¦ D/I MUX¦ I/F¦ S/W HUB¦ AIS¦ SMS¦ [ 비상게이트 ]¦ AGM8¦ AGM8¦ AGM8¦ 01¦ 02¦ 04¦ 03¦ Cross Cable¦ Cross Cable¦ Cross Cable¦ NO.01 (AGM12)¦ H U B¦ AGM10/11¦ 05¦ AGM12¦ 06¦ 환급기¦ 01¦ 분전반~AAM, AGM, SMS, ATVM, AIM¦ : IN USE¦ 접지반~AAM, AGM, SMS, ATVM¦ EM. GATE¦ MAIN GROUND¦ INTERCOM~ATVM, AAM¦ SMS(S/W HUB)~TOM, AGM, ATVM¦ D/I MUX(ROUTER)~SMS(S/W HUB)¦ NOTE¦ 화재수신반~DPC BOX¦ I/F¦ DPC¦ DPC SW~AGM(DPC)¦ : FR-CV 3C/4.0㎟¦ : F-GV 4.0㎟¦ : FR-CV 2C/4.0㎟¦ : F-GV 50㎟¦ : CPEV 0.65/5P, STP Cat.5E 4P¦ : STP Cat.5E 4Px1조¦ : STP Cat.5E 4Px1조¦ : CPEV 0.9x5P¦ : Interface Unit¦ : Direct Power Control¦ : FR-CVVS 4C/2.5㎟¦ INTERCOM~EM.GATE¦ : UTP Cat.5E 4P¦ AIS~AIM¦ : OF-SM-2Core¦ : UTP Cat.5E 4P¦ AIS~AIM¦ Cross Cable¦ Cross Cable¦ AGM8¦ 07¦ AGM8¦ 08¦ AGM8¦ 09¦ AGM6¦ Cross Cable¦ Cross Cable¦ Cross Cable¦ 902정거장 AFC SYSTEM DIAGRAM (1/2)¦ 902정거장 AFC SYSTEM DIAGRAM (1/2)¦ S = NONE¦ NONE¦ 지하철 902정거장¦ 개화¦ 김포공항¦ 공항시장¦ T¦ 1¦ 0¦ 0¦ 1¦ 0¦ 2¦ 6¦ 0¦ 0¦ 7¦
| 1단계_정거장 - 복사본 | 1단계_정거장 - 복사본 | 027. T7003034-002 905정거장 방송설비 지하1층 신설평면도(2_2).dwg | P¦ KEY PLAN¦ \A1;7500¦ \A1;7500¦ \A1;7500¦ \A1;7500¦ \A1;7500¦ \A1;7500¦ \A1;7500¦ \A1;7500¦ \A1;7500¦ \A1;6850¦ \A1;6850¦ \A1;81200¦ \A1;7880¦ \A1;8000¦ \A1;8000¦ \A1;7880¦ \A1;31760¦ \A1;5930¦ \A1;3900¦ \A1;12100¦ \A1;3900¦ \A1;5930¦ S = 1 / 400¦ 903정거장 방송설비 지하1층 신설평면도(2/2)¦ 1/400¦ 904정거장 방송설비 지하1층 신설평면도 (1/2)¦ 0¦ 0¦ 0¦ -¦ 0¦ 0¦ 0¦ 0¦ (기설활용)¦ -¦ T¦ 7¦ 0¦ 0¦ 3¦ 0¦ 3¦ 4¦ 0¦ 1¦ 6¦ TRAY (600X150)¦ HIV 1.5㎟x4조 (승강장 SP)¦ DOWN TO 지하2층¦ (22) HIV 1.5㎟x4조 (승강장 SP)¦ (36) HIV 1.5㎟x4조x2 (승강장 SP)¦ TRAY (600X150)¦ DOWN TO 지하2층¦ HIV 1.5㎟x4조 (승강장 SP)¦ MATCH LINE DWG No. "S1-TA-S05-DB-013-1.dwg"¦ (22) HIV 1.5㎟x4조 (승강장 SP)¦ : (16) HIV 1.5㎟x6조¦ : (22) HIV 1.5㎟x10조¦ : (22) HIV 1.5㎟x8조¦ : (22) HIV 1.5㎟x7조¦ : (16) HIV 1.5㎟x5조¦ : (16) HIV 1.5㎟x4조¦ : (16) HIV 1.5㎟x3조¦ : (16) HIV 1.5㎟x2조¦ NOTE¦ X16¦ X17¦ X18¦ X19¦ X20¦ X21¦ X22¦ X23¦ X12¦ X13¦ X14¦ X15¦ DN¦ DN¦ DN¦ DN¦ 공조기계실2¦ 물탱크실¦ 전 기 실¦ Y00¦ Y01¦ Y02¦ Y03¦ Y04¦ DN¦ DN¦ DN¦ DN¦ 용역¦ 이동통신기계실¦ 예 비 실¦ 기능실통로¦ 전 기 실¦ 창고¦ 벽부형 스피커 이동¦ 벽부형 3W : 4 EA¦ 천정형 3W : 14 EA¦ 지하철 905정거장¦ 신방화¦ 마곡나루¦ 양천향교¦ S = 1 / 400¦ 905정거장 방송설비 지하1층 신설평면도(2/2)¦ 1/400¦ 905정거장 방송설비 지하1층 신설평면도 (2/2)¦ (기설활용)¦ T¦ 7¦ 0¦ 0¦ 3¦ 0¦ 3¦ 4¦ 0¦ 0¦ 2¦
| 1단계_정거장 - 복사본 | 1단계_정거장 - 복사본 | 015. T1001026-011 913정거장 AFC SYSTEM DIAGRAM (2_2) (환승구간) (철거).dwg | L-AFC-1-분전반¦ 환승용¦ 접지단자함¦ CONTROL¦ EM.GATE¦ BOX¦ 안전관리실¦ BOX¦ DPC¦ COM¦ INTER¦ COMMS¦ S/W HUB¦ 화재¦ 수신반¦ 통로안내표시기¦ 주제어장치¦ AIS¦ SMS¦ 광S/W HUB¦ 05¦ AGM10/11¦ AGM6¦ [ 비상게이트 ]¦ AGM8¦ AGM8¦ 01¦ 02¦ 03¦ Cross Cable¦ Cross Cable¦ Cross Cable¦ Cross Cable¦ AGM8¦ 04¦ Cross Cable¦ NO.06 (AGM12)¦ H U B¦ 06¦ AGM12¦ AAM¦ 02¦ AAM¦ 01¦ AGM6¦ [ 비상게이트x2 ]¦ AGM8¦ AGM8¦ 08¦ 09¦ 11¦ 12¦ AGM8¦ AGM8¦ 10¦ Cross Cable¦ Cross Cable¦ Cross Cable¦ Cross Cable¦ NO.13 (AGM12)¦ H U B¦ 13¦ AGM12¦ AAM¦ 04¦ AAM¦ 03¦ 분전반~AAM, AGM, SMS, ATVM¦ : IN USE¦ 접지반~AAM, AGM, SMS, ATVM¦ EM. GATE¦ MAIN GROUND¦ INTERCOM~ATVM, AAM¦ SMS(S/W HUB)~광S/W HUB¦ D/I MUX(ROUTER)~SMS(S/W HUB)¦ NOTE¦ 화재수신반~DPC BOX¦ I/F¦ DPC¦ DPC SW~AGM(DPC)¦ : FR-CV 3C/6.0㎟¦ : F-GV 4.0㎟¦ : FR-CV 2C/4.0㎟¦ : F-GV 50㎟¦ : CPEV 0.65/5P, STP Cat.5E 4P¦ : OF-MM-8C¦ : STP Cat.5E 4Px1조¦ : CPEV 0.9x5P¦ : Interface Unit¦ : Direct Power Control¦ : FR-CVVS 4C/2.5㎟¦ INTERCOM~EM.GATE¦ : UTP Cat.5E 4P¦ 광S/W HUB~AGM, AAM¦ : STP Cat.5E 4Px1조¦ AGM6¦ AGM8¦ AGM6¦ 14¦ 15¦ 17¦ 18¦ AGM8¦ AGM10¦ 16¦ Cross Cable¦ Cross Cable¦ Cross Cable¦ Cross Cable¦ NO.16 (AGM10)¦ H U B¦ 19¦ AGM8¦ 20¦ AGM8¦ 07¦ AGM10/11¦ 21¦ 22¦ AGM12¦ AGM10/11¦ Cross Cable¦ Cross Cable¦ Cross Cable¦ Cross Cable¦ Cross Cable¦ Cross Cable¦ 913정거장 AFC SYSTEM DIAGRAM (2/2) (환승구간) (철거)¦ 913정거장 AFC SYSTEM DIAGRAM (2/2) (환승구간) (철거)¦ S = NONE¦ NONE¦ 지하철 913정거장¦ 선유도¦ 당산¦ 국회의사당¦ T¦ 1¦ 0¦ 0¦ 1¦ 0¦ 2¦ 6¦ 1¦ 0¦ 1¦
| 1단계_정거장 - 복사본 | 1단계_정거장 - 복사본 | 035. T7005034-006 918정거장 CCTV,TDI,시계설비 지하1층 철거평면도 (2_2).dwg | {\C0;vmh}¦ P¦ \A1;56,300¦ \A1;3,800¦ \A1;7,500¦ \A1;7,500¦ \A1;5,000¦ \A1;5,000¦ \A1;5,000¦ \A1;5,000¦ \A1;5,000¦ \A1;5,000¦ \A1;5,000¦ \A1;5,000¦ \A1;5,000¦ \A1;5,000¦ \A1;5,000¦ \A1;5,000¦ \A1;5,000¦ \A1;5,000¦ \A1;5,000¦ \A1;5,000¦ \A1;30,150¦ \A1;11,300¦ \A1;7,550¦ \A1;11,300¦ \A1;9,600¦ \A1;3,550¦ \A1;4,000¦ \A1;42,500¦ \A1;200¦ L¦ C/R¦ E/V¦ (36) ECX 5C-2Vx5조 (CAMERA)(기존활용)¦ (16) ECX 5C-2Vx1조 (CAMERA)(기존활용)¦ A¦ (22) ECX 5C-2Vx2조 (CAMERA)(기존활용)¦ B¦ KEY PLAN¦ X15¦ X16¦ X17¦ X18¦ X19¦ X20¦ X21¦ X22¦ X23¦ X24¦ X25¦ X26¦ X27¦ X28¦ X29¦ X30¦ X31¦ X32¦ X33¦ Y00¦ Y01¦ Y02¦ Y-01¦ Y03¦ Y03-1¦ UP¦ 공조기계실-2¦ 전 기 실¦ 비상전원실¦ CO2실-1¦ 변 전 실¦ 운영원대기실¦ 복도 -2¦ 연결통로¦ 외부출입구2¦ 방범셔터¦ UP¦ 외부엘리베이터 2¦ UP¦ 내부엘리베이터 3¦ 본동 지하도(기존)¦ (기존)¦ (기존)¦ CO2실-2¦ MATCH LINE DWG No. "S1-TA-S18-DB-017-0"¦ MATCH LINE¦ UP TO E/L¦ ES-3¦ ELEC-2¦ ELEC-1¦ (P18:200x200x100)¦ ELE-5¦ ELE-6¦ (16) ECX 5C-2Vx1조 (CAMERA)(기존활용)¦ (36) ECX 5C-2Vx5조 (CAMERA)(기존활용)¦ (16) ECX 5C-2Vx1조 (CAMERA)(기존활용)¦ (16) ECX 5C-2Vx1조 (CAMERA)(기존활용)¦ (16) ECX 5C-2Vx1조 (CAMERA)(기존활용)¦ DOWN TO 지하1층¦ (P19:200x200x100)¦ (P21:200x200x100)¦ (P20:200x200x100)¦ (16) ECX 5C-2Vx1조 (CAMERA)(기존활용)¦ ECX 5C-2Vx10조 (CAMERA)(기존활용)¦ TRAY (300x100)¦ (16) ECX 5C-2Vx1조 (CAMERA)(기존활용)¦ (16) ECX 5C-2Vx1조 (CAMERA)(기존활용)¦ B¦ A¦ (16) ECX 5C-2Vx1조 (CAMERA)(기존활용)¦ MATCH LINE¦ P¦ P¦ (22] ECX 5C-2Vx2조 (CAMERA)(기존활용)¦ 지하도1¦ (16) ECX 5C-2Vx1조 (CAMERA)(기존활용)¦ 지하도2¦ ES-1[3]¦ NOTE¦ 1. 광케이블, 전원/접지케이블 (OF-SM-4Core, CV 3C/2.5㎟)¦ 2. 승강장 ANT설치위치: 열차 진행방향 정거장 시종점부에 설치¦ 2. 광케이블, 전원/접지케이블 (OF-SM-8Core, CV 3C/2.5㎟)¦ ECX 5C-2Vx2조 (CAMERA)(기존활용)¦ TRAY (300x100)¦ (28) FR-CV 3C/4.0㎟x1조 (출입구게시기)(철거)¦ (16) UTP Cat 5E 4Px1조 (출입구게시기)(철거)¦ (P:200x200x100)¦ (P:200x200x100)¦ (P:200x200x100)¦ (16) ECX 5C-2Vx1조 (CAMERA)(기존활용)¦ (28) ECX 5C-2Vx6조 (CAMERA)(기존활용)¦ (28)x2 FR-CV 3C/4.0㎟x1조x2 (출입구게시기)(철거)¦ (16)x3 UTP Cat 5E 4Px1조x3 (출입구게시기)(철거)¦ FR-CV 3C/4.0㎟x2조 (출입구게시기)(철거)¦ UTP Cat 5E 4Px3조 (출입구게시기)(철거)¦ E/V¦ 지상E/L¦ ELE-11¦ (16) ECX 5C-2Vx1조 (CAMERA)(기존활용)¦ (16) ECX 5C-2Vx1조 (CAMERA)(기존활용)¦ DOWN TO 지하1층¦ ELE-12¦ (16) ECX 5C-2Vx1조 (CAMERA)(기존활용)¦ UP TO 지상 E/L¦ (16) ECX 5C-2Vx1조 (CAMERA)(기존활용)¦ (22) ECX 5C-2Vx2조 (CAMERA)(기존활용)¦ (22) ECX 5C-2Vx2조 (CAMERA)(기존활용)¦ (22) ECX 5C-2Vx2조 (CAMERA)(기존활용)¦ (22) ECX 5C-2Vx2조 (CAMERA)(기존활용)¦ (22) ECX 5C-2Vx2조 (CAMERA)(기존활용)¦ (16) ECX 5C-2Vx1조 (CAMERA)(기존활용)¦ C¦ (28) FR-CV 3C/4.0㎟x1조 (출입구게시기)(철거)¦ (16) UTP Cat 5E 4Px1조 (출입구게시기)(철거)¦ C¦ C¦ (28) FR-CV 3C/4.0㎟x1조 (출입구게시기)(철거)¦ (16) UTP Cat 5E 4Px1조 (출입구게시기)(철거)¦ (28) FR-CV 3C/4.0㎟x1조 (출입구게시기)(철거)¦ (16)x2 UTP Cat 5E 4Px2조 (출입구게시기)(철거)¦ D¦ D¦ (28) FR-CV 3C/4.0㎟x1조 (출입구게시기)(철거)¦ (16)x2 UTP Cat 5E 4Px2조 (출입구게시기)(철거)¦ (28) FR-CV 3C/4.0㎟x1조 (출입구게시기)(철거)¦ (16)x2 UTP Cat 5E 4Px2조 (출입구게시기)(철거)¦ E¦ E¦ 임대상가¦ (철거)¦ (철거)¦ (철거)¦ (16) HIV 1.5㎟x2조 (CLOCK)(철거)¦ (16) HIV 1.5㎟x2조 (CLOCK)(철거)¦ HIV 1.5㎟x2조 (CLOCK)(철거)¦ (16) HIV 1.5㎟x2조 (CLOCK)(철거)¦ HIV 1.5㎟x2조 (CLOCK)(철거)¦ (철거)¦ (철거)¦ 지하철 918정거장¦ 노량진¦ 노들¦ 중앙대입구¦ 1/400¦ S = 1 / 400¦ 918정거장 CCTV,TDI,시계설비 지하1층 철거평면도(2/2)¦ 918정거장 CCTV,TDI,시계설비 지하1층¦ 철거평면도(2/2)¦ T¦ 7¦ 0¦ 0¦ 5¦ 0¦ 3¦ 4¦ 0¦ 0¦ 6¦ CCTV(기존동축활용)¦ P¦
| 1단계_정거장 - 복사본 | 1단계_정거장 - 복사본 | 028. T7003034-004 909정거장 방송설비 지하2층 신설평면도 (2_2).dwg | \A1;7,900¦ \A1;7,900¦ \A1;28,000¦ \A1;6,100¦ \A1;6,100¦ \A1;47,560¦ \A1;30,000¦ \A1;77,560¦ \A1;2,560¦ \A1;5,000¦ \A1;5,000¦ \A1;5,000¦ \A1;5,000¦ \A1;5,000¦ \A1;5,000¦ \A1;5,000¦ \A1;5,000¦ \A1;5,000¦ \A1;7,500¦ \A1;7,500¦ \A1;7,500¦ \A1;7,500¦ S = 1 / 400¦ 903정거장 방송설비 지하1층 신설평면도(2/2)¦ 1/400¦ 904정거장 방송설비 지하1층 신설평면도 (1/2)¦ 0¦ 0¦ 0¦ -¦ 0¦ 0¦ 0¦ 0¦ (기설활용)¦ -¦ T¦ 7¦ 0¦ 0¦ 3¦ 0¦ 3¦ 4¦ 0¦ 1¦ 6¦ MATCH LINE DWG No. "S1-TA-S09-DB-015-0"¦ : (16) HIV 1.5㎟x2조¦ NOTE¦ : (16) HIV 1.5㎟x5조¦ : (16) HIV 1.5㎟x6조¦ : (22) HIV 1.5㎟x7조¦ : (22) HIV 1.5㎟x8조¦ : (22) HIV 1.5㎟x10조¦ : (16) HIV 1.5㎟x4조¦ : (16) HIV 1.5㎟x3조¦ KEY PLAN¦ Y04¦ Y03¦ Y02¦ Y01¦ Y00¦ X16¦ X18¦ X20¦ X22¦ X24¦ X26¦ X27¦ X28¦ X29¦ UP¦ UP¦ 창 고 1¦ 창 고 2¦ 천정형 5W : 20 EA¦ 지하철 909정거장¦ 가양¦ 등촌¦ 염창¦ S = 1 / 400¦ 909정거장 방송설비 지하2층 신설평면도(2/2)¦ 1/400¦ 909정거장 방송설비 지하2층 신설평면도 (2/2)¦ (기설활용)¦ T¦ 7¦ 0¦ 0¦ 3¦ 0¦ 3¦ 4¦ 0¦ 0¦ 4¦
| 1단계_정거장 - 복사본 | 1단계_정거장 - 복사본 | 035. T7005034-006 911정거장 CCTV,TDI,시계설비 지하1,2층 철거평면도 (2_2).dwg | P¦ \A1;7,330¦ \A1;7,330¦ \A1;500¦ \A1;3,880¦ \A1;7,830¦ \A1;3,880¦ \A1;7,830¦ \A1;23,420¦ \A1;500¦ \A1;3,750¦ \A1;7,500¦ \A1;7,500¦ \A1;5,000¦ \A1;5,000¦ \A1;5,000¦ \A1;5,000¦ \A1;5,000¦ \A1;5,000¦ \A1;5,000¦ \A1;5,000¦ \A1;5,000¦ \A1;7,500¦ \A1;7,500¦ \A1;30,000¦ \A1;20,000¦ L¦ L1¦ C/R¦ (P12:300x300x200)¦ A¦ (16) ECX 5C-2Vx1조 (CAMERA)(기존활용)¦ (36) FR-CVVSB 10C/1.5㎟x1조 (PAN/TILT)(철거)¦ (28) FR-CV 3C/4.0㎟x1조 (CA POWER)(철거)¦ A¦ TRAY (300x100)¦ ECX 5C-2Vx6조 (CAMERA)(기존활용)¦ C¦ HIV 2.5㎟x2조 (CL POWER)(철거)¦ B¦ (22) HIV 2.5㎟x4조 (CL POWER)(철거)¦ (16) ECX 5C-2Vx1조 (CAMERA)(기존활용)¦ E¦ (16) ECX 5C-2Vx1조 (CAMERA)(기존활용)¦ F¦ G¦ (16) HIV 2.5㎟x2조 (CL POWER)(철거)¦ TRAY (300x100)¦ ECX 5C-2Vx2조 (CAMERA)(기존활용)¦ H¦ HIV 2.5㎟x2조 (CL POWER)(철거)¦ KEY PLAN¦ D¦ (22) ECX 5C-2Vx1조 (CAMERA)(기존활용)¦ B¦ Y00¦ Y01¦ Y03¦ Y05¦ Y06¦ 28,750¦ 78,750¦ X15¦ X16¦ X17¦ X18¦ X19¦ X20¦ X21¦ X22¦ X23¦ X24¦ X25¦ X26¦ X27¦ X28¦ UP¦ DN¦ DN¦ 물탱크실¦ 공조기계실2¦ 편의점¦ 대 합 실¦ 이동통신기계실¦ 용역원대기실¦ 발매기실¦ 외부출입구3¦ 외부출입구2¦ UP¦ 방범셔터¦ 외부엘리베이터2¦ MATCH LINE DWG No. "S1-TA-S11-DB-017-0"¦ (16) ECX 5C-2Vx1조 (CAMERA)(기존활용)¦ UP TO 지상 E/L¦ (16) ECX 5C-2Vx1조 (CAMERA)(기존활용)¦ ES-6¦ (P14:200x200x100)¦ ATVM-1¦ E¦ (P17:200x200x100)¦ F¦ G¦ (P16:200x200x100)¦ ES-5¦ (P18:200x200x100)¦ ES-7(1)¦ (22) ECX 5C-2Vx3조 (CAMERA)(기존활용)¦ ELE-7¦ (16) ECX 5C-2Vx1조 (CAMERA)(기존활용)¦ 지상E/L¦ (16) ECX 5C-2Vx1조 (CAMERA)(기존활용)¦ DOWN TO 지하1층¦ (16) ECX 5C-2Vx1조 (CAMERA)(기존활용)¦ ELE-8¦ AGM-4¦ C¦ ECX 5C-2Vx1조 (CAMERA)(기존활용)¦ TRAY (300x100)¦ C-1¦ ECX 5C-2Vx1조 (CAMERA)(기존활용)¦ TRAY (300x100)¦ AGM-2¦ AGM-3¦ D¦ H¦ (P13:200x200x100)¦ ES-7(2)¦ ES-3(2)¦ NOTE¦ 1. 광케이블, 전원/접지케이블 (OF-SM-4Core, CV 3C/2.5㎟)¦ 3. 승강장 ANT설치위치: 열차 진행방향 정거장 시종점부에 설치¦ 2. 광케이블, 전원/접지케이블 (OF-SM-8Core, CV 3C/2.5㎟)¦ ECX 5C-2Vx10조 (CAMERA)(기존활용)¦ FR-CVVSB 10C/1.5㎟x1조 (PAN/TILT)(철거)¦ FR-CV 3C/4.0㎟x1조 (CA POWER)(철거)¦ I¦ HIV 2.5㎟x2조 (CL POWER)(철거)¦ TRAY (300x100)¦ I¦ (28) ECX 5C-2Vx4조 (CAMERA)(기존활용)¦ (16) HIV 2.5㎟x2조 (CL POWER)(철거)¦ J¦ vmh¦ vmh¦ vmh¦ vmh¦ vmh¦ vmh¦ vmh¦ vmh¦ vmh¦ vmh¦ vmh¦ (28) FR-CV 3C/4.0㎟x1조 (출입구게시기)(철거)¦ (16) UTP Cat 5E 4Px1조 (출입구게시기)(철거)¦ (16) ECX 5C-2Vx1조 (CAMERA)(기존활용)¦ (P:200x200x100)¦ (P:200x200x100)¦ (P:200x200x100)¦ (28) FR-CV 3C/4.0㎟x1조 (출입구게시기)(철거)¦ (16) UTP Cat 5E 4Px1조 (출입구게시기)(철거)¦ (28) FR-CV 3C/4.0㎟x1조 (출입구게시기)(철거)¦ (16) UTP Cat 5E 4Px1조 (출입구게시기)(철거)¦ (28) FR-CV 3C/4.0㎟x1조 (출입구게시기)(철거)¦ (16) UTP Cat 5E 4Px1조 (출입구게시기)(철거)¦ FR-CV 3C/4.0㎟x1조 (출입구게시기)(철거)¦ UTP Cat 5E 4Px2조 (출입구게시기)(철거)¦ (16) ECX 5C-2Vx1조 (CAMERA)(기존활용)¦ (36) FR-CVVSB 10C/1.5㎟x1조 (PAN/TILT)(철거)¦ (28) FR-CV 3C/4.0㎟x1조 (CA POWER)(철거)¦ J¦ (16) ECX 5C-2Vx1조 (CAMERA)(기존활용)¦ (22) ECX 5C-2Vx2조 (CAMERA)(기존활용)¦ K¦ K¦ L¦ (28) FR-CV 3C/4.0㎟x1조 (출입구게시기)(철거)¦ (16) UTP Cat 5E 4Px1조 (출입구게시기)(철거)¦ (16) ECX 5C-2Vx1조 (CAMERA)(기존활용)¦ L¦ E¦ 임대상가3¦ (철거)¦ (철거)¦ N¦ N¦ (16) UTP Cat.5E 4Px2조 (대합실게시기)¦ (28) FR-CV 3C/4.0㎟x1조 (대합실게시기 POWER)¦ (16) UTP Cat.5E 4Px4조 (대합실게시기)¦ (28) FR-CV 3C/4.0㎟x1조 (대합실게시기 POWER)¦ (철거)¦ (철거)¦ HIV 1.5㎟x2조 (CLOCK)(철거)¦ (16) HIV 1.5㎟x4조 (CLOCK)(철거)¦ (16) HIV 1.5㎟x2조 (CLOCK)(철거)¦ HIV 1.5㎟x2조 (CLOCK)(철거)¦ (16) HIV 1.5㎟x2조 (CLOCK)(철거)¦ (16) HIV 1.5㎟x2조 (CLOCK)(철거)¦ HIV 1.5㎟x4조 (CLOCK)(철거)¦ (16) HIV 1.5㎟x2조 (CLOCK)(철거)¦ 지하철 911정거장¦ 염창¦ 신목동¦ 선유도¦ 1/400¦ S = 1 / 400¦ 911정거장 CCTV,TDI,시계설비 지하1,2층 철거평면도(1/2)¦ 911정거장 CCTV,TDI,시계설비 지하1,2층¦ 철거평면도(2/2)¦ T¦ 7¦ 0¦ 0¦ 5¦ 0¦ 3¦ 4¦ 0¦ 0¦ 6¦ CCTV(기존동축활용)¦ P¦
| 1단계_정거장 - 복사본 | 1단계_정거장 - 복사본 | 041. T7003034-008 903정거장 방송설비 지하4층 신설평면도-2.dwg | KEY PLAN¦ \A1;4350¦ \A1;7450¦ \A1;23600¦ \A1;7,500¦ \A1;7,500¦ \A1;7,500¦ \A1;7,500¦ \A1;10,5000¦ \A1;7,500¦ \A1;7,500¦ \A1;5,000 ¦ \A1;5,000 ¦ \A1;7,500¦ \A1;{\fHYHeadLine-Medium¦b0¦i0¦c129¦p50;30,000}¦ \A1;5,000 ¦ \A1;5,000 ¦ \A1;5,000 ¦ \A1;5,000 ¦ \A1;7450¦ \A1;4350¦ S = 1 / 400¦ 903정거장 방송설비 지하1층 신설평면도(2/2)¦ 1/400¦ 903정거장 방송설비 지하2층 신설평면도 (2/2)¦ 0¦ 0¦ 0¦ -¦ 0¦ 0¦ 0¦ 0¦ (기설활용)¦ -¦ T¦ 7¦ 0¦ 0¦ 3¦ 0¦ 3¦ 4¦ 0¦ 1¦ 6¦ TRAY (600x150)¦ UP TO 지하1층¦ HIV 1.5㎟x4조 (승강장 SP)¦ HIV 1.5㎟x4조 (승강장 SP)¦ TRAY (600x150)¦ UP TO 지하3층¦ MATCH LINE DWG No. "S1-TA-S03-DB-023-1.dwg"¦ (16) HIV 1.5㎟x4조 (승강장 SP)¦ (16) HIV 1.5㎟x4조 (승강장 SP)¦ : (16) HIV 1.5㎟x6조¦ : (22) HIV 1.5㎟x10조¦ : (22) HIV 1.5㎟x8조¦ : (22) HIV 1.5㎟x7조¦ : (16) HIV 1.5㎟x5조¦ : (16) HIV 1.5㎟x4조¦ : (16) HIV 1.5㎟x3조¦ : (16) HIV 1.5㎟x2조¦ NOTE¦ Y00¦ Y01¦ 창고¦ 승 강 장¦ PSD¦ E/S 올라감¦ UP¦ Y02¦ Y03¦ Y04¦ 창고¦ 승 강 장¦ PSD¦ X13¦ X14¦ X15¦ X16¦ X17¦ X18¦ X19¦ X20¦ X23¦ X21¦ X22¦ X24¦ X25¦ X26¦ 천정형 5W : 20 EA¦ 벽부형 3W : 2 EA¦ 지하철 903정거장¦ 김포공항¦ 공항시장¦ 신방화¦ S = 1 / 400¦ 903정거장 방송설비 지하4층 신설평면도(2/2)¦ 1/400¦ 903정거장 방송설비 지하4층 신설평면도 (2/2)¦ (기설활용)¦ T¦ 7¦ 0¦ 0¦ 3¦ 0¦ 3¦ 4¦ 0¦ 0¦ 8¦ P¦
| 1단계_정거장 - 복사본 | 1단계_정거장 - 복사본 | 025. T7001034-003 913정거장 전화설비 지하2층 신설평면도 (1_3).dwg | \A1;21,370¦ \A1;6,750¦ \A1;7,800¦ \A1;6,820¦ \A1;11,000¦ \A1;5,500¦ \A1;5,500¦ \A1;7,500¦ \A1;7,500¦ \A1;7,500¦ \A1;7,500¦ \A1;7,500¦ \A1;7,500¦ \A1;7,500¦ \A1;7,500¦ \A1;3,481¦ \A1;85,481¦ 1. 일반교환기에 수용된 전화기는 IP전화기로 교체한다.¦ NOTE¦ 2. 콜폰, E/L폰, 승강장 비상통화장치도 교체한다.¦ 3. 전화 및 인터폰 구간의 배선배관은 기존활용한다.¦ MATCH LINE DWG No. "S1-TA-S13-DB-012-0"¦ TRAY (300x100)¦ B¦ 1. 음향유도기 전원은 전기콘센트를 이용한다.¦ NOTE¦ 2. 증폭기전원은 전기콘센트를 이용한다.¦ 3. 통신기계실 및 안전관리실 MAIN 분전반은 전기에서 설치한다.¦ 인터폰선 0.6x2Px4조 (INT)¦ OF-MM-4Core(난연)x1조 (안전관리실)¦ UTP Cat.5E 25Px2조 (안전관리실)¦ UTP Cat.5E 25Px1조 (지구대사무실)¦ 인터폰선 0.6x2Px4조 (INT)¦ OF-MM-4Core(난연)x1조 (안전관리실)¦ UTP Cat.5E 25Px2조 (안전관리실)¦ UTP Cat.5E 25Px1조 (지구대사무실)¦ UTP Cat.5E 25Px1조 (전기실)¦ UTP Cat.5E 4Px2조 (공조기계실-2)¦ UTP Cat.5E 4Px3조 (승강장 공중전화)¦ UTP Cat.5E 25Px2조 (CONSOLE CONTROL, LSE)¦ UTP Cat.5E 4Px3조 (승강장 INT)¦ UTP Cat.5E 4Px2조 (공조기계실-2)¦ UTP Cat.5E 4Px3조 (승강장 공중전화)¦ UTP Cat.5E 25Px2조 (CONSOLE CONTROL, LSE)¦ UTP Cat.5E 4Px3조 (승강장 INT)¦ KEY PLAN¦ X01¦ X02¦ X03¦ X04¦ X05¦ X06¦ X07¦ X08¦ X09¦ X10¦ X11¦ X12¦ Y00¦ Y02¦ Y05¦ Y07¦ Y01¦ Y03¦ Y06¦ Y04¦ 2호선 교각¦ 2호선 교각¦ 물탱크실¦ CO2실¦ 전기실¦ 공조기계실¦ TRAY (300x100)¦ UTP 25P¦ [TB No.3]¦ x2 ¦ (P9:200x200x100)¦ (16) 인터폰선 0.6x2Px3조 (INT)¦ DOWN TO CP PANEL¦ (16) 인터폰선 0.6x2Px3조 (INT)¦ DOWN TO CP PANEL¦ 지상E/L¦ (16) 인터폰선 0.6x2Px4조 (INT)¦ OF-MM-4Core(난연)x1조 (안전관리실)¦ UTP Cat.5E 25Px2조 (안전관리실)¦ TRAY (300x100)¦ UTP Cat.5E 25Px1조 (지구대사무실)¦ UTP Cat.5E 25Px1조 (전기실)¦ x2 ¦ A¦ (16) UTP Cat.5E 4Px2조 (공조기계실-1)¦ (28) UTP Cat.5E 25Px1조 (전기실)¦ (36) SPARE (전기실)¦ UTP Cat.5E 4Px2조 (당산역 역무실)¦ UTP Cat.5E 4Px2조 (공조기계실-2)¦ UTP Cat.5E 4Px3조 (승강장 공중전화)¦ UTP Cat.5E 25Px2조 (CONSOLE CONTROL, LSE)¦ UTP Cat.5E 4Px3조 (승강장 INT)¦ UTP Cat.5E 4Px2조 (당산역 역무실)¦ 6-11~14¦ 6-15~18¦ V1.2¦ OF-MM-4Core(난연)x1조 (안전관리실)¦ UTP Cat.5E 25Px2조 (안전관리실)¦ TRAY (900x150)¦ UTP Cat.5E 25Px1조 (지구대사무실)¦ UTP Cat.5E 25Px1조 (전기실)¦ UP TO 지하1층¦ UTP Cat.5E 4Px4조 (공조기계실-1,-2)¦ A¦ UTP Cat.5E 4Px3조 (승강장 공중전화)¦ UTP Cat.5E 25Px2조 (CONSOLE CONTROL, LSE)¦ UTP Cat.5E 4Px3조 (승강장 INT)¦ UTP Cat.5E 4Px2조 (당산역 역무실)¦ B¦ C¦ D¦ C¦ D¦ UTP Cat.5E 25Px2조 (안전관리실)(신설)¦ UTP Cat.5E 25Px2조 (안전관리실)(신설)¦ UTP Cat.5E 25Px2조 (안전관리실)(신설)¦ UTP Cat.5E 25Px2조 (안전관리실)(신설)¦ 1. 일반교환기에 수용된 전화기는 안전관리실만 IP전화기로 교체한다.¦ NOTE¦ 2. 콜폰, E/L폰, 승강장 비상통화장치도 교체한다.¦ 3. 전화 및 인터폰 구간의 배선배관은 기존활용한다.¦ OF-SM-24Core(난연)x1조 (안전관리실)(신설)¦ OF-SM-24Core(난연)x1조 (안전관리실)(신설)¦ OF-SM-24Core(난연)x1조 (안전관리실)(신설)¦ OF-SM-24Core(난연)x1조 (안전관리실)(신설)¦ 지하철 913정거장¦ 선유도¦ 당산¦ 국회의사당¦ 1/400¦ 913정거장 전화설비 지하2층 신설평면도(1/3)¦ S = 1/400¦ 913정거장 전화설비 지하2층 신설평면도(1/3)¦ T¦ 7¦ 0¦ 0¦ 1¦ 0¦ 3¦ 4¦ 0¦ 0¦ 3¦ (기설활용)¦ INT¦ P¦
| 1단계_정거장 - 복사본 | 1단계_정거장 - 복사본 | 011. T1001026-007 916정거장 AFC SYSTEM DIAGRAM.dwg | ATVM¦ ATVM¦ 02¦ 01¦ L-AFC-1-분전반¦ 통신기계실¦ MAIN POWER¦ 접지단자함¦ CONTROL¦ EM.GATE¦ BOX¦ 안전관리실¦ BOX¦ DPC¦ COM¦ INTER¦ COMMS¦ S/W HUB¦ 화재¦ 수신반¦ 통신기계실¦ AAM¦ 01¦ D/I MUX¦ I/F¦ S/W HUB¦ SMS¦ GROUND¦ 접지단자함¦ MAIN¦ (공통)¦ 승강장¦ 환급기¦ 01¦ 06¦ AGM8¦ AGM6¦ AGM8¦ AGM8¦ AGM8¦ 01¦ 02¦ 05¦ 03¦ AGM8¦ 04¦ 07¦ AGM11¦ 08¦ AGM12¦ 분전반~AAM, AGM, SMS, ATVM, AIM¦ : IN USE¦ 접지반~AAM, AGM, SMS, ATVM¦ EM. GATE¦ MAIN GROUND¦ INTERCOM~ATVM, AAM¦ SMS(S/W HUB)~TOM, AGM, ATVM¦ D/I MUX(ROUTER)~SMS(S/W HUB)¦ NOTE¦ 화재수신반~DPC BOX¦ I/F¦ DPC¦ DPC SW~AGM(DPC)¦ : HFCO 3C/4.0㎟¦ : F-GV 4.0㎟¦ : FR-CV 2C/4.0㎟¦ : F-GV 50㎟¦ : UTP Cat.5E 4P¦ : FTP Cat.5E 4Px1조¦ : FTP Cat.5E 4Px1조¦ : UTP Cat.5E 4P¦ : Interface Unit¦ : Direct Power Control¦ : FR-CVVS 4C/2.5㎟¦ INTERCOM~EM.GATE¦ : UTP Cat.5E 4P¦ AGM10¦ 09¦ 916정거장 AFC SYSTEM DIAGRAM¦ 916정거장 AFC SYSTEM DIAGRAM¦ S = NONE¦ NONE¦ 지하철 916정거장¦ 여의도¦ 샛강¦ 노량진¦ T¦ 1¦ 0¦ 0¦ 1¦ 0¦ 2¦ 6¦ 0¦ 0¦ 7¦
| 1단계_정거장 - 복사본 | 1단계_정거장 - 복사본 | 043. T4009934-004 종합관리 및 복지후생동 열차무선설비 지상1층 평면도.dwg | T¦ 광HUB¦ IDF¦ CCTV¦ 모니터¦ CCTV¦ \A1;7,700¦ \A1;67,100¦ \A1;6,600¦ \A1;6,600¦ \A1;6,600¦ \A1;6,600¦ \A1;6,600¦ \A1;6,600¦ \A1;6,600¦ \A1;6,600¦ \A1;6,600¦ \A1;2,100¦ \A1;10,800¦ \A1;7,500¦ \A1;27,900¦ \A1;3,200¦ \A1;3,400¦ \A1;3,200¦ \A1;3,400¦ \A1;2,100¦ \A1;7,500¦ \A1;2,000¦ \A1;3,400¦ \A1;3,500¦ \A1;1,800¦ \A1;5,700¦ \A1;3,300¦ \A1;3,300¦ \A1;3,600¦ \A1;3,000¦ \A1;3,400¦ \A1;1,200¦ \A1;2,700¦ 4D¦ KT¦ KP¦ 5D¦ 6D¦ -¦ T¦ 0¦ 0¦ 0¦ 0¦ 0¦ 0¦ 0¦ 0¦ 0¦ 0¦ 주출입구¦ DN¦ DN¦ UP¦ 안내¦ 무대¦ DECK¦ SUN KEN¦ DN¦ UP¦ CL.¦ DECK¦ 상부OPEN¦ 하부 장비반입구¦ 하부 D.A¦ 하부 D.A¦ 장애우¦ 장애우¦ AD¦ 탕비실¦ 하부 D.A¦ 하부 D.A¦ P¦ D¦ P¦ D¦ A¦ D¦ C¦ H¦ 17인승¦ 17인승¦ 장애우겸용¦ 화장실(남)¦ 화장실(여)¦ 계단실-2¦ 계단실-1¦ 강당¦ HALL¦ 휴게공간¦ 강사¦ 노조사무실¦ 예비군대대¦ 용역사무실¦ 양호실¦ 무기고¦ 홍보전시실¦ 공조실¦ 휴게실¦ 방풍실¦ 준비실¦ 당직실¦ 영사실¦ BANK¦ 팬코일커버¦ 창고¦ DN¦ 하부 D.A¦ 하부 D.A¦ DECK¦ DN¦ SLOPE¦ 하부¦ 17인승¦ NOTE¦ (16) UTP Cat.5E 4Px2조¦ (22) UTP Cat.5E 4Px4조¦ ux2¦ ux4¦ (28) UTP Cat.5E 4Px6조¦ ux6¦ (22)x2 UTP Cat.5E 4Px8조¦ ux8¦ (28)x2 UTP Cat.5E 4Px10조¦ ux10¦ (28)x2 UTP Cat.5E 4Px12조¦ ux12¦ Y01¦ Y02¦ Y04¦ Y05¦ Y06¦ Y03¦ X01¦ X02¦ X03¦ X04¦ X05¦ X06¦ X07¦ X08¦ X09¦ X10¦ X11¦ T¦ (22) 5C-HFBTx2조 (TV)¦ (16) UTP Cat.5E 4Px2조 (휴게실)¦ (16) 5C-HFBTx1조 (TV)¦ x2 ¦ T¦ R¦ 창고¦ (16) 5C-HFBTx1조 (TV)¦ (16) UTP Cat.5E 4Px2조 (준비실)¦ x6 ¦ x3 ¦ x8 ¦ x6 ¦ T¦ T¦ x2 ¦ x2 ¦ T¦ T¦ P¦ (P8:200x200x100)¦ x2 ¦ T¦ 공중전화¦ UTP 25P¦ T¦ R¦ (16) 5C-HFBTx1조 (TV)¦ (16) UTP Cat.5E 4Px1조 (휴게공간)¦ (16) F-GV 4.0㎟x1조 (GND)¦ (22) UTP Cat.5E 4Px3조 (공중전화)¦ IDF¦ CCTV¦ x2¦ T¦ x4¦ 150P¦ ux2¦ 모니터¦ CCTV¦ (22) UTP Cat.5E 4Px4조 (안내실)¦ 광HUB¦ L¦ K¦ (16) HIV 1.5㎟x4조 (CLOCK)¦ (22) 5C-HFBTx2조 (TV)¦ [IDF No.1]¦ M¦ N¦ P¦ J¦ [광24Port]¦ O¦ D¦ A¦ B¦ C¦ E¦ I¦ (16) HIV 1.5㎟x2조 (CLOCK)¦ (16) UTP Cat.5E 4Px2조 (홍보전시실)¦ (22) 5C-HFBTx2조 (TV)¦ CABLE TRAY (W:600)¦ ECX 5C-2Vx1조 (CAMERA)¦ HALL-2¦ Q¦ (16) ECX 5C-2Vx1조 (CAMERA)¦ [TB No.4]¦ HALL-1¦ (22) UTP Cat.5E 4Px4조 (무대)¦ 대기실¦ (16) UTP Cat.5E 4Px1조 (강사대기실)¦ (22) UTP Cat.5E 4Px4조 (무대)¦ F¦ 복도¦ (16) UTP Cat.5E 4Px2조 (준비실)¦ (16) UTP Cat.5E 4Px2조 (영사실)¦ (22) UTP Cat.5E 4Px3조 (공조실)¦ A¦ (28) UTP Cat.5E 4Px6조 (노조사무실)¦ UTP Cat.5E 4Px8조 (노조사무실, 공조실)¦ B¦ CABLE TRAY (W:600)¦ UTP Cat.5E 4Px4조 (영사실, 준비실, 휴게실)¦ 5C-HFBTx1조 (TV)¦ (28) UTP Cat.5E 4Px6조 (노조사무실)¦ C¦ (36) UTP Cat.5E 4Px8조 (예비군대대)¦ (22) 5C-HFBTx2조 (TV)¦ (16) HIV 1.5㎟x4조 (CLOCK)¦ UTP Cat.5E 4Px12조 (노조사무실)¦ D¦ CABLE TRAY (W:600)¦ UTP Cat.5E 4Px8조 (예비군대대)¦ 5C-HFBTx1조 (TV)¦ UTP Cat.5E 4Px6조 (영사실, 공조실, 준비실, 휴게실)¦ HIV 1.5㎟x4조 (CLOCK)¦ (16) UTP Cat.5E 4Px2조 (용역사무실)¦ E¦ (16) UTP Cat.5E 4Px2조 (양호실)¦ (22) 5C-HFBTx2조 (TV)¦ (16) HIV 1.5㎟x4조 (CLOCK)¦ UTP Cat.5E 4Px12조 (노조사무실)¦ F¦ CABLE TRAY (W:600)¦ UTP Cat.5E 4Px8조 (예비군대대)¦ 5C-HFBTx2조 (TV)¦ UTP Cat.5E 4Px4조 (양호실, 용역사무실)¦ HIV 1.5㎟x4조 (CLOCK)¦ UTP Cat.5E 4Px6조 (영사실, 공조실, 준비실, 휴게실)¦ G¦ UP TO 지상2층 EPS실¦ CABLE TRAY (W:600)¦ SPIRAL SLEEVE(난연) 28mmx6조¦ OF-SM-46Corex2조 (본선)¦ OF-SM-8Corex3조 (검사고, 주공장, 중정비쎈타 광S/W HUB)¦ OF-SM-4Corex1조 (열차무선)¦ ECX 5C-2Vx2조 (CAMERA)¦ UTP Cat.5E 25Px2조x2 (전기실, 식당)¦ F/S(J.F) 0.65x25P(50%차폐)x1조 (본선)¦ F/S(J.F) 0.65x100P(50%차폐)x4조 (검사고, 주공장, 중정비쎈타, 901국선)¦ F/S(J.F) 0.65x50P(50%차폐)x1조 (모타카고)¦ F/S(J.F) 0.65x25P(50%차폐)x3조 (변전소, 경비실(정문), 경비실(후문))¦ FR-CVVSB 20C/1.5㎟x2조 (검사고, 주공장 방송)¦ MIC-SH 2C/0.75㎟x2조x2 (검사고, 주공장 방송)¦ 10C-HFBTx5조 (검사고, 주공장, 부속동, 901정거장 TV)¦ 7C-HFBTx1조 (TV AMP)¦ UTP Cat.5E 4Px2조 (출입통제)¦ UTP Cat.5E 4Px3조 (공중전화)¦ F-GV 4.0㎟x1조 (GND)¦ HIV 1.5㎟x6조 (CLOCK)¦ FR-CV 2C/4.0㎟x1조 (TV AMP POWER)¦ FR-CVVSB 2C/2.5㎟x2조 (검사고, 주공장 CLOCK)¦ FR-CVVSB 3C/2.5㎟x15조 (부속동 SP)¦ UTP Cat.5E 25Px6조 (당직실)¦ H¦ DOWN TO 지하1층 전기실¦ UTP Cat.5E 25Px1조 (감시실)¦ CABLE TRAY (W:600)¦ UTP Cat.5E 4Px2조 (출입통제)¦ UTP Cat.5E 25Px2조x2 (전기실, 식당)¦ SPIRAL SLEEVE(난연) 28mmx6조¦ ECX 5C-2Vx2조 (CAMERA)¦ 5C-HFBTx2조 (TV)¦ HIV 1.5㎟x4조 (CLOCK)¦ F-GV 4.0㎟x1조 (GND)¦ OF-SM-8Corex3조 (검사고, 주공장, 중정비쎈타 광S/W HUB)¦ FR-CVVSB 20C/1.5㎟x2조 (검사고, 주공장 방송)¦ MIC-SH 2C/0.75㎟x2조x2 (검사고, 주공장 방송)¦ 10C-HFBTx5조 (검사고, 주공장, 부속동, 901정거장 TV)¦ FR-CVVSB 2C/2.5㎟x2조 (검사고, 주공장 CLOCK)¦ OF-SM-4Corex1조 (열차무선)¦ F/S(J.F) 0.65x100P(50%차폐)x4조 (검사고, 주공장, 중정비쎈타, 901국선)¦ OF-SM-46Corex2조 (본선)¦ F/S(J.F) 0.65x25P(50%차폐)x1조 (본선)¦ F/S(J.F) 0.65x50P(50%차폐)x1조 (모타카고)¦ F/S(J.F) 0.65x25P(50%차폐)x3조 (변전소, 경비실(정문), 경비실(후문))¦ FR-CVVSB 3C/2.5㎟x15조 (부속동 SP)¦ I¦ UTP Cat.5E 4Px3조 (공중전화)¦ CABLE TRAY (W:600)¦ UTP Cat.5E 25Px6조 (당직실)¦ ECX 5C-2Vx2조 (CAMERA)¦ 5C-HFBTx1조 (TV)¦ HIV 1.5㎟x2조 (CLOCK)¦ F-GV 4.0㎟x1조 (GND)¦ OF-MM-8Corex1조 (당직실 광S/W HUB)¦ J¦ CABLE TRAY (W:600)¦ UTP Cat.5E 4Px8조 (예비군대대)¦ 5C-HFBTx2조 (TV)¦ UTP Cat.5E 4Px4조 (양호실, 용역사무실)¦ F-GV 4.0㎟x1조 (GND)¦ UTP Cat.5E 4Px6조 (영사실, 공조실, 준비실, 휴게실)¦ OF-MM-8Corex1조 (당직실 광S/W HUB)¦ UTP Cat.5E 25Px6조 (당직실)¦ UTP Cat.5E 4Px12조 (노조사무실)¦ UTP Cat.5E 4Px3조 (공중전화)¦ ECX 5C-2Vx2조 (CAMERA)¦ HIV 1.5㎟x2조 (CLOCK)¦ (16) HIV 1.5㎟x4조 (CLOCK)¦ K¦ (22) 5C-HFBTx2조 (TV)¦ L¦ CABLE TRAY (W:300)¦ UTP Cat.5E 4Px8조 (예비군대대)¦ UTP Cat.5E 4Px8조 (양호실, 용역사무실, 무대)¦ UTP Cat.5E 4Px6조 (영사실, 공조실, 준비실, 휴게실)¦ OF-MM-8Corex1조 (당직실 광S/W HUB)¦ UTP Cat.5E 25Px6조 (당직실)¦ UTP Cat.5E 4Px12조 (노조사무실)¦ UTP Cat.5E 4Px4조 (홍보전시실, 휴게공간, 강사대기실)¦ ECX 5C-2Vx2조 (CAMERA)¦ (22) FR-CVVSB 2C/1.5㎟x1조 (REMOTE CONTROL)¦ M¦ (36) ECX 5C-2Vx6조 (MONITOR)¦ N¦ CABLE TRAY (W:300)¦ UTP Cat.5E 4Px8조 (예비군대대)¦ UTP Cat.5E 4Px8조 (양호실, 용역사무실, 무대)¦ UTP Cat.5E 4Px6조 (영사실, 공조실, 준비실, 휴게실)¦ OF-MM-8Corex1조 (당직실 광S/W HUB)¦ UTP Cat.5E 25Px6조 (당직실)¦ UTP Cat.5E 4Px12조 (노조사무실)¦ UTP Cat.5E 4Px3조 (홍보전시실, 휴게공간)¦ ECX 5C-2Vx2조 (CAMERA)¦ UTP Cat.5E 4Px5조 (안내실, 강사대기실)¦ FR-CVVSB 2C/1.5㎟x1조 (REMOTE CONTROL)¦ O¦ DOWN TO 당직실¦ CABLE TRAY (W:300)¦ UTP Cat.5E 4Px8조 (예비군대대)¦ UTP Cat.5E 4Px8조 (양호실, 용역사무실, 무대)¦ UTP Cat.5E 4Px6조 (영사실, 공조실, 준비실, 휴게실)¦ OF-MM-8Corex1조 (당직실 광S/W HUB)¦ UTP Cat.5E 25Px6조 (당직실)¦ UTP Cat.5E 4Px12조 (노조사무실)¦ UTP Cat.5E 4Px3조 (홍보전시실, 휴게공간)¦ ECX 5C-2Vx2조 (CAMERA)¦ UTP Cat.5E 4Px5조 (안내실, 강사대기실)¦ FR-CVVSB 2C/1.5㎟x1조 (REMOTE CONTROL)¦ P¦ CABLE TRAY (W:600)¦ UTP Cat.5E 4Px3조 (공중전화)¦ F-GV 4.0㎟x1조 (GND)¦ UTP Cat.5E 4Px3조 (홍보전시실, 휴게공간)¦ ECX 5C-2Vx2조 (CAMERA)¦ 5C-HFBTx1조 (TV)¦ HIV 1.5㎟x2조 (CLOCK)¦ Q¦ CABLE TRAY (W:600)¦ UTP Cat.5E 4Px3조 (공중전화)¦ F-GV 4.0㎟x1조 (GND)¦ UTP Cat.5E 4Px3조 (홍보전시실, 휴게공간)¦ ECX 5C-2Vx1조 (CAMERA)¦ 5C-HFBTx1조 (TV)¦ HIV 1.5㎟x2조 (CLOCK)¦ (16) ECX 5C-2Vx1조 (CAMERA)¦ UTP Cat.5E 25Px1조 (감시실)¦ ECX 5C-2Vx6조 (MONITOR)¦ ECX 5C-2Vx6조 (MONITOR)¦ FR-CVVSB 6C/1.5㎟x2조 (변전소 출입통제)¦ FR-CVVSB 6C/1.5㎟x2조 (변전소 출입통제)¦ x3 ¦ x3 ¦ KP¦ x4 ¦ KT¦ KP¦ KT¦ x2¦ KT¦ T¦ (22) 5C-HFBTx2조 (TV)¦ T¦ T¦ T¦ x2 ¦ (16) 5C-HFBTx1조 (TV)¦ OF-MM-8Corex1조 (당직실 광S/W HUB)¦ 6D¦ P¦ (P9:300x300x200)¦ P¦ (P7:300x300x200)¦ P¦ (P6:300x300x200)¦ FR-CV 2C/4.0㎟x3조 (TV AMP POWER)¦ FR-CV 2C/4.0㎟x3조 (TV AMP POWER)¦ 인터폰선 0.6x2Px1조 (인터폰)¦ 인터폰선 0.6x2Px1조 (인터폰)¦ 인터폰선 0.6x2Px2조 (인터폰)¦ 인터폰선 0.6x2Px2조 (인터폰)¦ 인터폰선 0.6x2Px2조 (인터폰)¦ 인터폰선 0.6x2Px2조 (인터폰)¦ [OUTLET] ¦ [OUTLET]¦ (16) 인터폰선 0.6x2Px2조 (인터폰)¦ [OUTLET]¦ (16) 인터폰선 0.6x2Px2조 (인터폰)¦ (28) FR-CV 2C/4.0㎟x1조 (TV AMP POWER)¦ (22) 7C-HFBTx1조 (TV AMP)¦ G¦ H¦ x2 ¦ x2¦ (16) 5C-HFBTx1조 (TV)¦ (22) 5C-HFBTx2조 (TV)¦ 5C-HFBTx3조 (TV)¦ 24.25.24¦ x2 ¦ x2 ¦ x2 ¦ (16) UTP Cat.5E 4Px2조 (무대)¦ 11.11¦ 10.10¦ 9.9¦ 6.6¦ 7.7¦ 3.3¦ 8.8¦ 13.13¦ 12.12¦ 2.2¦ 1.1¦ 4.5¦ 21.21¦ 22.22¦ 23.23¦ 18.18¦ 19.19¦ 20.20¦ 15.15¦ 16.16¦ 17.17¦ 14.14¦ 4.5¦ 3.3¦ 3.6.25¦ 종합관리 및 복지후생동 열차무선설비 지상1층 평면도¦ 종합관리 및 복지후생동 열차무선설비 지상1층 평면도¦ S = 1/300¦ 1/300¦ 차량기지¦ T¦ 4¦ 0¦ 0¦ 9¦ 9¦ 3¦ 4¦ 0¦ 0¦ 4¦ P¦
| 1단계_정거장 - 복사본 | 1단계_정거장 - 복사본 | 041. T5001034-002 908정거장 AFC설비 지하2층 평면도__완료(완전).dwg | GND¦ SMS¦ \A1;1,100¦ \A1;1,100¦ \A1;7,150¦ \A1;7,150¦ \A1;22,700¦ \A1;22,500¦ \A1;22,500¦ \A1;37,500¦ \A1;22,500¦ \A1;7,500¦ \A1;7,500¦ \A1;7,500¦ \A1;7,500¦ \A1;7,500¦ \A1;7,500¦ \A1;7,500¦ \A1;7,500¦ \A1;7,500¦ \A1;7,500¦ \A1;7,500¦ \A1;7,500¦ \A1;7,500¦ \A1;7,500¦ \A1;120,000¦ \A1;15,000¦ \A1;3,100¦ \A1;3,100¦ DN¦ UP¦ DN¦ DN¦ DN¦ 독서실¦ 대합실¦ 안전관리실¦ 발매기실¦ 공조기계실¦ 화장실¦ DN¦ 편의점¦ 오수펌프실¦ 내부계단4¦ 내부계단1¦ 내부계단2¦ 내부계단5¦ 내부엘리베이터2¦ DN¦ DN¦ DN¦ DN¦ UP¦ UP¦ 내부엘리베이터1¦ 내부계단3¦ 908 정거장¦ STA.9km840.167¦ 예비실¦ 임대상가2¦ 임대상가1¦ G¦ UP TO TRAY (통신)¦ I¦ DOWN TO AFC 접지단자함¦ F-GV 4.0㎟x6조 (발매기,정산기,환급기,게이트,SMS,S/W HUB GND)¦ J¦ DOWN TO 분전반¦ HFCO 3C/4.0㎟x8조 (발매기, 정산기, 환급기, 게이트 POWER) ¦ H¦ TRAY (통신)¦ X09¦ X12¦ X13¦ X14¦ X15¦ X16¦ X17¦ X18¦ X19¦ X20¦ X21¦ X22¦ X23¦ X24¦ X25¦ X26¦ X10¦ X11¦ Y00¦ Y04¦ Y08¦ Y03¦ Y05¦ S/W HUB ¦ TRAY (통신)¦ UP TO 지하1층¦ FTP Cat.5E 4Px1조 (통신기계실~S/W HUB)¦ O¦ J¦ I¦ G¦ B¦ F-GV 4.0㎟x1조 (발매기 GND)¦ HFCO 3C/4.0㎟x1조 (발매기 POWER)¦ UTP Cat.5E 4Px2조 (발매기 INT)¦ FTP Cat.5E 4Px2조 (발매기 COMMS)¦ 정산기 ¦ F7 DUCT¦ E¦ F¦ E¦ F-GV 4.0㎟x2조 (발매기,게이트 GND)¦ HFCO 3C/4.0㎟x2조 (발매기, 게이트 POWER)¦ UTP Cat.5E 4Px2조 (발매기 INT)¦ FTP Cat.5E 4Px3조 (발매기, 게이트 COMMS)¦ FR-CVVS 4C/2.5㎟x1조 (DPC)¦ F7 DUCT¦ F¦ B¦ F-GV 4.0㎟x2조 (발매기,게이트 GND)¦ HFCO 3C/4.0㎟x5조 (발매기, 게이트 POWER)¦ UTP Cat.5E 4Px2조 (발매기 INT)¦ FTP Cat.5E 4Px9조 (발매기, 게이트 COMMS)¦ FR-CVVS 4C/2.5㎟x1조 (DPC)¦ F7 DUCT¦ F-GV 4.0㎟x1조 (정산기 GND)¦ HFCO 3C/4.0㎟x1조 (정산기 POWER)¦ UTP Cat.5E 4Px1조 (정산기 INT)¦ FTP Cat.5E 4Px1조 (정산기 COMMS)¦ (28)¦ (28)¦ (28) HFCO 2C/4.0㎟x1조 (EM GATE)¦ (22) UTP Cat.5E 4Px1조 (EM GATE INT)¦ HFCO 3C/4.0㎟x2조 (SMS, S/W HUB POWER)¦ F¦ H¦ A¦ A¦ A¦ 환급기¦ C¦ F-GV 4.0㎟x1조 (환급기 GND)¦ HFCO 3C/4.0㎟x1조 (환급기 POWER)¦ UTP Cat.5E 4Px1조 (환급기 INT)¦ FTP Cat.5E 4Px1조 (환급기 COMMS)¦ (28)¦ (28)¦ C¦ O¦ HFCO 3C/4.0㎟x2조 (SMS,S/W HUB POWER)¦ TRAY (통신)¦ FTP Cat.5E 4Px1조 (통신기계실~S/W HUB)¦ HFCO 3C/4.0㎟x2조 (SMS,S/W HUB POWER)¦ HFCO 3C/4.0㎟x1조 (환급기 POWER)¦ UTP Cat.5E 4Px1조 (EM GATE INT)¦ UTP Cat.5E 4Px4조 (발매기,정산기,환급기 INT)¦ UTP Cat.5E 4Px1조 (EM GATE INT)¦ UTP Cat.5E 4Px4조 (발매기,정산기,환급기 INT)¦ F-GV 4.0㎟x1조 (환급기 GND)¦ UTP Cat.5E 4Px1조 (EM GATE INT)¦ UTP Cat.5E 4Px3조 (발매기,정산기 INT)¦ FTP Cat.5E 4Px1조 (환급기COMMS)¦ FTP Cat.5E 4Px1조 (통신기계실~S/W HUB)¦ HFCO 3C/4.0㎟x2조 (SMS, S/W HUB POWER)¦ HFCO 3C/4.0㎟x1조 (환급기 POWER)¦ F-GV 4.0㎟x1조 (환급기 GND)¦ FTP Cat.5E 4Px1조 (환급기COMMS)¦ FTP Cat.5E 4Px1조 (통신기계실~S/W HUB)¦ UTP Cat.5E 4Px3조 (발매기,정산기 INT)¦ UTP Cat.5E 4Px1조 (EM GATE INT)¦ D¦ D¦ 908정거장 AFC설비 지하2층 평면도¦ 908정거장 AFC설비 지하2층 평면도¦ S = 1 / 400¦ 1/400¦ 지하철 908정거장¦ 가양¦ 증미¦ 등촌¦ T¦ 5¦ 0¦ 0¦ 1¦ 0¦ 3¦ 4¦ 0¦ 0¦ 2¦
| 1단계_정거장 - 복사본 | 1단계_정거장 - 복사본 | 019. T7001034-002 908정거장 전화설비 지하2층 신설평면도.dwg | IP¦ KT¦ INT¦ CONSOLE¦ \A1;1,100¦ \A1;1,100¦ \A1;3,100¦ \A1;3,100¦ \A1;7,150¦ \A1;7,150¦ \A1;22,700¦ \A1;22,500¦ \A1;22,500¦ \A1;37,500¦ \A1;22,500¦ \A1;7,500¦ \A1;7,500¦ \A1;7,500¦ \A1;7,500¦ \A1;7,500¦ \A1;7,500¦ \A1;7,500¦ \A1;7,500¦ \A1;7,500¦ \A1;7,500¦ \A1;7,500¦ \A1;7,500¦ \A1;7,500¦ \A1;7,500¦ \A1;120,000¦ \A1;15,000¦ 1. 일반교환기에 수용된 전화기는 IP전화기로 교체한다.¦ NOTE¦ 2. 콜폰, E/L폰, 승강장 비상통화장치도 교체한다.¦ 3. 전화 및 인터폰 구간의 배선배관은 기존활용한다.¦ TRAY (300x100)¦ UTP Cat.5E 25Px3조 (안전관리실)¦ C¦ UTP Cat.5E 25Px2조 (CONSOLE CONTROL, LSE)¦ 1. 음향유도기 전원은 전기콘센트를 이용한다.¦ NOTE¦ 2. 증폭기전원은 전기콘센트를 이용한다.¦ 3. 통신기계실 및 안전관리실 MAIN 분전반은 전기에서 설치한다.¦ TRAY (300x100)¦ D¦ (16) UTP Cat.5E 4Px2조 (임대상가1)¦ H¦ UP TO 지하 1층¦ I¦ TRAY (900x150)¦ DOWN TO 지하 3층¦ G¦ UTP Cat.5E 4Px3조 (승강장 INT)¦ TRAY (900x150)¦ UTP Cat.5E 4Px3조 (승강장공중전화)¦ K¦ UTP Cat.5E 4Px3조 (승강장 INT)¦ TRAY (900x150)¦ UTP Cat.5E 4Px3조 (승강장공중전화)¦ UP TO 지하 1층¦ J¦ UTP Cat.5E 4Px3조 (승강장공중전화)¦ TRAY (900x150)¦ DOWN TO 안전관리실 ACCESS FLOOR¦ UTP Cat.5E 25Px3조 (안전관리실)¦ A¦ UTP Cat.5E 25Px1조 (콜폰)¦ UTP Cat.5E 25Px2조 (CONSOLE CONTROL, LSE)¦ TRAY (600x150)¦ UTP Cat.5E 25Px3조 (안전관리실)¦ B¦ UTP Cat.5E 25Px2조 (CONSOLE CONTROL, LSE)¦ TRAY (300x100)¦ F¦ DOWN TO 지하 3층¦ X09¦ X12¦ X13¦ X14¦ X15¦ X16¦ X17¦ X18¦ X19¦ X20¦ X21¦ X22¦ X23¦ X24¦ X25¦ X26¦ X10¦ X11¦ Y00¦ Y04¦ Y08¦ Y03¦ Y05¦ DN¦ UP¦ DN¦ DN¦ 예비실¦ 대합실¦ 안전¦ 발매기실¦ 공조기계실2¦ 화장실¦ 편의점¦ 오수펌프실¦ 내부계단4¦ 내부계단1¦ 내부계단2¦ 내부계단5¦ 내부엘리베이터2¦ DN¦ DN¦ DN¦ DN¦ UP¦ UP¦ 내부엘리베이터1¦ 내부계단3¦ 908 정거장¦ STA.9km840.167¦ (16) 인터폰선 0.6x2Px4조 (INT)¦ 인터폰선 0.6x2Px4조 (INT)¦ TRAY (300x100)¦ 인터폰선 0.6x2Px4조 (INT)¦ TRAY (300x100)¦ 인터폰선 0.6x2Px8조 (INT)¦ UTP Cat.5E 4Px4조 (예비실,독서실)¦ (22) UTP Cat.5E 4Px5조 (편의점,임대상가2)¦ (16) 인터폰선 0.6x2Px5조 (INT)¦ DOWN TO CP PANEL¦ (16) 인터폰선 0.6x2Px5조 (INT)¦ (16) 인터폰선 0.6x2Px각1조 (콜폰)¦ (P6:100x100x100)¦ (16) UTP Cat.5E 4Px2조 (공조기계실2)¦ C¦ D¦ H¦ I¦ G¦ K¦ E¦ (16) 인터폰선 0.6x2Px4조 (INT)¦ DOWN TO CP PANEL¦ (16) 인터폰선 0.6x2Px4조 (INT)¦ DOWN TO CP PANEL¦ x2¦ x2¦ F¦ x2¦ UTP 50P¦ [TB No.3]¦ UTP 25P¦ [TB No.4]¦ x4¦ A¦ B¦ x2¦ (16) UTP Cat.5E 4Px4조(예비실, 독서실)¦ TRAY (300x100)¦ UTP Cat.5E 4Px2조¦ (16) UTP Cat.5E 4Px2조 (임대상가2)¦ (16) 인터폰선 0.6x2Px4조 (INT)¦ x2¦ x2¦ 관리실¦ (P7:100x100x100)¦ (16) 인터폰선 0.6x2Px3조 (INT)¦ (기계설비 인터폰모장치 연결)¦ UTP 25P¦ (28) UTP Cat.5E 25Px1조¦ 독서실¦ x2¦ (16) UTP Cat.5E 4Px2조 (예비실)¦ (16) UTP Cat.5E 4Px2조 (예비실)¦ 공중전화¦ UTP Cat.5E 4Px1조 (편의점)¦ UTP Cat.5E 4Px1조 (편의점)¦ UTP Cat.5E 4Px1조 (편의점)¦ 인터폰선 0.6x2Px10조 (INT)¦ UTP Cat.5E 25Px1조 (콜폰)¦ 인터폰선 0.6x2Px7조 (INT)¦ UTP Cat.5E 25Px1조 (콜폰)¦ 인터폰선 0.6x2Px7조 (INT)¦ UTP Cat.5E 25Px3조 (안전관리실)¦ UTP Cat.5E 25Px2조 (CONSOLE CONTROL, LSE)¦ UTP Cat.5E 4Px4조 (편의점, 임대상가2)¦ UTP Cat.5E 25Px1조 (콜폰)¦ UTP Cat.5E 4Px4조 (예비실,독서실)¦ UTP Cat.5E 4Px3조 (승강장 INT)¦ J¦ UTP Cat.5E 4Px3조 (대합실공중전화)¦ E¦ UTP Cat.5E 4Px3조 (대합실공중전화)¦ TRAY (300x100)¦ UTP Cat.5E 25Px3조 (안전관리실)¦ UTP Cat.5E 25Px2조 (CONSOLE CONTROL, LSE)¦ UTP Cat.5E 4Px4조 (편의점, 임대상가2)¦ UTP Cat.5E 25Px1조 (콜폰)¦ UTP Cat.5E 4Px4조 (예비실,독서실)¦ UTP Cat.5E 4Px2조 (공조기계실2)¦ UTP Cat.5E 25Px3조 (안전관리실)¦ UTP Cat.5E 25Px2조 (CONSOLE CONTROL, LSE)¦ UTP Cat.5E 4Px4조 (편의점, 임대상가1,2)¦ UTP Cat.5E 4Px4조 (예비실,독서실)¦ UTP Cat.5E 4Px2조 (공조기계실2)¦ UTP Cat.5E 4Px3조 (승강장 INT)¦ UTP Cat.5E 4Px3조 (승강장공중전화)¦ (16) 인터폰선 0.6x2Px3조 (INT)¦ [TB No.7]¦ 3-11~14¦ 3-15~18¦ 3-41~44¦ 3-45~48¦ 3-21~24¦ 3-25~28¦ 4-1~4¦ 4-5~8¦ 3-31~34¦ 3-35~38¦ 4-41~44¦ 4-45~48¦ 천정형UTP25P¦ 3¦ 4¦ 5¦ 6¦ 7¦ 8¦ 9¦ 10¦ 11¦ 1¦ 2¦ 12¦ 13¦ 임대상가2¦ 임대상가1¦ UTP Cat.5E 25Px2조 (안전관리실)(신설)¦ UTP Cat.5E 25Px2조 (안전관리실)(신설)¦ UTP Cat.5E 25Px2조 (안전관리실)(신설)¦ UTP Cat.5E 25Px2조 (안전관리실)(신설)¦ UTP Cat.5E 25Px2조 (안전관리실)(신설)¦ UTP Cat.5E 25Px2조 (안전관리실)(신설)¦ OF-SM-24Core(난연)x1조 (안전관리실)(신설)¦ OF-SM-24Core(난연)x1조 (안전관리실)(신설)¦ OF-SM-24Core(난연)x1조 (안전관리실)(신설)¦ OF-SM-24Core(난연)x1조 (안전관리실)(신설)¦ OF-SM-24Core(난연)x1조 (안전관리실)(신설)¦ OF-SM-24Core(난연)x1조 (안전관리실)(신설)¦ 1. 일반교환기에 수용된 전화기는 안전관리실만 IP전화기로 교체한다.¦ NOTE¦ 2. 콜폰, E/L폰, 승강장 비상통화장치도 교체한다.¦ 3. 전화 및 인터폰 구간의 배선배관은 기존활용한다.¦ 지하철 908정거장¦ 가양¦ 증미¦ 등촌¦ 1/400¦ 908정거장 전화설비 지하2층 신설평면도¦ S = 1/400¦ 908정거장 전화설비 지하2층 신설평면도¦ T¦ 7¦ 0¦ 0¦ 1¦ 0¦ 3¦ 4¦ 0¦ 0¦ 2¦ (기설활용)¦ P¦
| 1단계_정거장 - 복사본 | 1단계_정거장 - 복사본 | 054. T9103075-001 907정거장 역사 L3스위치 인터페이스 구성도.dwg | NONE¦ 907(가양)정거장 역사 L3 스위치 인터페이스 구성도¦ S = NONE¦ NMS¦ 시리얼 통신장치¦ 역사 L3 스위치-A¦ 역사 L3 스위치-B¦ B¦ A¦ B¦ PDP분배반¦ 전원 A¦ 전원 B¦ 10G 라인카드¦ 10G 라인카드¦ 10/ 100/ 1000Base-T¦ PDP분배반¦ 전원 A¦ 전원 B¦ 10G 라인카드¦ 10G 라인카드¦ 10/ 100/ 1000Base-T¦ 기계설비¦ CTC-1¦ VTS(대열차)¦ UPS¦ 사령전화¦ 방송설비¦ 중앙집중¦ CCTV¦ NTP¦ 교환기¦ 종합무선¦ AFC#1¦ PSD용 신호회선¦ SCADA MMI¦ 열차무선¦ 출입통제¦ PSD¦ 행선안내¦ AFC#3¦ CTC-2¦ AFC#2¦ A¦ 역사백본¦ 전송설비 과업¦ 타시스템 과업¦ 역사백본¦ -철 거-¦ 907정거장 역사 L3스위치 인터페이스 구성도¦ NONE¦ T¦ 9¦ 1¦ 0¦ 3¦ 0¦ 7¦ 5¦ 0¦ 0¦ 1¦ 907¦ 908¦ 906¦ 903¦ 902¦ 904¦
| 1단계_정거장 - 복사본 | 1단계_정거장 - 복사본 | 044. T4009934-005 종합관리 및 복지후생동 열차무선설비 지상2층 평면도.dwg | T¦ 광HUB¦ IDF¦ HUB¦ KT¦ KP¦ C/R¦ (16) UTP Cat.5E 4Px2조 (기술담당이사실)¦ \A1;7,700¦ \A1;67,100¦ \A1;6,600¦ \A1;6,600¦ \A1;6,600¦ \A1;6,600¦ \A1;6,600¦ \A1;6,600¦ \A1;6,600¦ \A1;6,600¦ \A1;6,600¦ \A1;2,100¦ \A1;10,800¦ \A1;2,500¦ \A1;5,000¦ \A1;7,500¦ \A1;27,900¦ \A1;3,200¦ \A1;3,400¦ \A1;3,200¦ \A1;3,400¦ \A1;1,800¦ \A1;3,000¦ \A1;3,600¦ \A1;3,000¦ \A1;3,600¦ \A1;600¦ \A1;600¦ x1¦ -¦ T¦ 0¦ 0¦ 0¦ 0¦ 0¦ 0¦ 0¦ 0¦ 0¦ 0¦ OPEN¦ DN¦ UP¦ DN¦ UP¦ RA/SA¦ 연결통로¦ P¦ D¦ P¦ D¦ A¦ D¦ C¦ H¦ 17인승¦ 17인승¦ 장애우¦ 겸 용¦ 화장실(남)¦ 화장실(여)¦ 계단실-2¦ 계단실-1¦ HALL/복도¦ 문서실1¦ 문서실2¦ 인사팀¦ 보건/안전/보안¦ 현금취급실¦ 예비실1¦ 예비실2¦ 공조실¦ 갱의실(남)¦ 갱의실(여)¦ 발코니¦ SLOPE¦ 장애우¦ 장애우¦ 901정거장방향¦ -100¦ SLOPE¦ SLOPE¦ SLOPE¦ F.D 0 75(2개소)¦ /¦ SLOPE¦ EPS¦ ux8¦ ux8¦ ux16¦ ux12¦ ux4¦ ux16¦ ux28¦ IDF¦ HUB¦ [24Port]¦ [IDF No.2]¦ T¦ T¦ x2¦ ux12¦ ux4¦ ux16¦ ux8¦ ux24¦ ux20¦ IDF¦ HUB¦ [24Port]¦ 100P¦ A¦ (16) UTP Cat.5E 4Px2조 (공조실)¦ B¦ C¦ E¦ F¦ G¦ H¦ J¦ 2D¦ (28) FR-CV 2C/4.0㎟x1조 (TV AMP POWER)¦ (22) 7C-HFBTx1조 (TV AMP)¦ M¦ x2¦ N¦ (16) ECX 5C-2Vx1조 (CAMERA)¦ (22) UTP Cat.5E 4Px4조 (현금취급실,재경본부장)¦ L¦ UTP Cat.5E 4Px8조 (문서실1,2,예비실1,2)¦ M¦ CABLE TRAY (W:600)¦ ECX 5C-2Vx1조 (CAMERA)¦ K¦ UP TO 지상3층 EPS실¦ CABLE TRAY (W:600)¦ J¦ CABLE TRAY (W:600)¦ ECX 5C-2Vx1조 (CAMERA)¦ 5C-HFBTx1조 (TV)¦ HIV 1.5㎟x2조 (CLOCK)¦ F-GV 4.0㎟x1조 (GND)¦ I¦ H¦ CABLE TRAY (W:600)¦ UTP Cat.5E 25Px4조x2 (회의실,재무회계팀)¦ G¦ (54) UTP Cat.5E 25Px4조 (재무회계팀)¦ (16) F-GV 4.0㎟x1조 (GND)¦ F¦ E¦ (22) 5C-HFBTx2조 (TV)¦ (16) HIV 1.5㎟x4조 (CLOCK)¦ D¦ C¦ CABLE TRAY (W:600)¦ UTP Cat.5E 25Px4조 (회의실)¦ F-GV 4.0㎟x1조 (GND)¦ A¦ CABLE TRAY (W:600)¦ B¦ (54) UTP Cat.5E 25Px4조 (회의실)¦ UTP Cat.5E 4Px3조 (총무팀)¦ (22) UTP Cat.5E 4Px6조 (강의실1,2,3)¦ (16) F-GV 4.0㎟x1조 (GND)¦ UTP Cat.5E 4Px8조 (문서실1,2,예비실1,2)¦ N¦ CABLE TRAY (W:600)¦ NOTE¦ (28) UTP Cat.5E 4Px2조¦ (28) UTP Cat.5E 4Px4조¦ ux2¦ ux4¦ (28) UTP Cat.5E 4Px6조¦ ux6¦ (28) UTP Cat.5E 4Px8조¦ ux8¦ (28) UTP Cat.5E 4Px10조¦ ux10¦ (28) x2 UTP Cat.5E 4Px12조¦ ux12¦ 100P¦ [IDF No.4]¦ HALL-3¦ C/R¦ (P13:100x100x100)¦ (16) UTP Cat.5E 4Px2조 (출입통제)¦ UTP Cat.5E 4Px2조 (출입통제)¦ P¦ (P10:300x300x200)¦ P¦ (P12:400x400x200)¦ 인사임원실¦ 총무팀¦ 회의실¦ 재무ㆍ회계팀¦ 재경본부장¦ 강의실1¦ 강의실2¦ 강의실3¦ T¦ D¦ ux8¦ ux4¦ ux4¦ ux8¦ T¦ T¦ P¦ I¦ (22) 5C-HFBTx2조 (TV)¦ (16) HIV 1.5㎟x2조 (CLOCK)¦ (22) 5C-HFBTx2조 (TV)¦ (16) HIV 1.5㎟x2조 (CLOCK)¦ (16) UTP Cat.5E 4Px2조 (예비실2)¦ (22) UTP Cat.5E 4Px4조 (문서실1,2)¦ x2¦ T¦ x2¦ T¦ (16) UTP Cat.5E 4Px2조¦ (22) 5C-HFBTx2조 (TV)¦ (16) UTP Cat.5E 4Px2조¦ (22) 5C-HFBTx2조 (TV)¦ X01¦ X02¦ X03¦ X04¦ X05¦ X06¦ X07¦ X08¦ X09¦ X10¦ X11¦ Y01¦ Y02¦ Y04¦ Y05¦ Y06¦ Y03¦ x2¦ x3¦ x3¦ x3¦ ux4¦ ux4¦ ux4¦ ux8¦ ux4¦ (28) x2 UTP Cat.5E 4Px14조¦ ux14¦ ux16¦ ux18¦ ux20¦ ux22¦ (28) x2 UTP Cat.5E 4Px16조¦ (28) x2 UTP Cat.5E 4Px18조¦ (28) x2 UTP Cat.5E 4Px20조¦ (28) x2 UTP Cat.5E 4Px22조¦ K¦ L¦ T¦ (22) UTP Cat.5E 4Px2조 (인사임원실)¦ (16) 5C-HFBTx1조 (TV)¦ (16) HIV 1.5㎟x2조 (CLOCK)¦ T¦ x2¦ x2¦ x2¦ (22) UTP Cat.5E 4Px4조 (예비실1,2)¦ x2¦ (16) UTP Cat.5E 4Px2조 (문서실1)¦ (16) UTP Cat.5E 4Px2조 (재경본부장)¦ (22) 5C-HFBTx2조 (TV)¦ (16) HIV 1.5㎟x2조 (CLOCK)¦ (16) UTP Cat.5E 4Px2조 (재무회계팀)¦ (16) UTP Cat.5E 4Px2조 (출입통제)¦ (22) 5C-HFBTx2조 (TV)¦ (16) HIV 1.5㎟x2조 (CLOCK)¦ (16) UTP Cat.5E 4Px2조 (재무회계팀)¦ (22) UTP Cat.5E 4Px3조 (인사팀)¦ (16) 5C-HFBTx1조 (TV)¦ (16) HIV 1.5㎟x2조 (CLOCK)¦ UTP Cat.5E 4Px5조 (인사팀,인사임원실)¦ 5C-HFBTx1조 (TV)¦ HIV 1.5㎟x2조 (CLOCK)¦ UTP Cat.5E 4Px4조 (강의실2,3)¦ 5C-HFBTx1조 (TV)¦ HIV 1.5㎟x2조 (CLOCK)¦ (22) UTP Cat.5E 4Px5조 (공조실,총무팀)¦ (22) UTP Cat.5E 4Px6조 (총무팀,보건/안전/보안)¦ CABLE TRAY (W:600)¦ UTP Cat.5E 25Px4조 (회의실)¦ F-GV 4.0㎟x1조 (GND)¦ UTP Cat.5E 4Px3조 (보건/안전/보안)¦ UTP Cat.5E 4Px4조 (강의실2,3)¦ 5C-HFBTx1조 (TV)¦ HIV 1.5㎟x2조 (CLOCK)¦ (16) UTP Cat.5E 4Px2조 (재무회계팀)¦ (22) UTP Cat.5E 4Px4조 (현금취급실,재경본부장)¦ (28) UTP Cat.5E 4Px8조 (문서실1,2,예비실1,2)¦ (28) OF-MM-8Corex1조 (회의실 HUB)¦ (28) OF-MM-8Corex1조 (재무회계팀 HUB)¦ OF-MM-8Corex1조 (회의실 HUB)¦ OF-MM-8Corex1조 (회의실 HUB)¦ F-GV 4.0㎟x1조 (GND)¦ UTP Cat.5E 4Px8조 (문서실1,2,예비실1,2)¦ UTP Cat.5E 4Px4조 (강의실3,재무회계팀)¦ 5C-HFBTx1조 (TV)¦ HIV 1.5㎟x2조 (CLOCK)¦ OF-MM-8Corex2조 (회의실,재무회계팀 HUB)¦ UTP Cat.5E 4Px4조 (현금취급실,재경본부장)¦ UTP Cat.5E 25Px4조x2 (회의실,재무회계팀)¦ OF-MM-8Corex2조 (회의실,재무회계팀 HUB)¦ UP TO 지상2층 EPS실¦ CABLE TRAY (W:600)¦ SPIRAL SLEEVE(난연) 28mmx6조¦ OF-SM-46Corex2조 (본선)¦ OF-SM-8Corex3조 (검사고, 주공장, 중정비쎈타 광S/W HUB)¦ OF-SM-4Corex1조 (열차무선)¦ ECX 5C-2Vx2조 (CAMERA)¦ UTP Cat.5E 25Px2조x2 (전기실, 식당)¦ F/S(J.F) 0.65x25P(50%차폐)x1조 (본선)¦ F/S(J.F) 0.65x100P(50%차폐)x4조 (검사고, 주공장, 중정비쎈타, 901국선)¦ F/S(J.F) 0.65x50P(50%차폐)x1조 (모타카고)¦ F/S(J.F) 0.65x25P(50%차폐)x3조 (변전소, 경비실(정문), 경비실(후문))¦ FR-CVVSB 20C/1.5㎟x2조 (검사고, 주공장 방송)¦ MIC-SH 2C/0.75㎟x2조x2 (검사고, 주공장 방송)¦ 10C-HFBTx5조 (검사고, 주공장, 부속동, 901정거장 TV)¦ 7C-HFBTx1조 (TV AMP)¦ UTP Cat.5E 4Px2조 (출입통제)¦ UTP Cat.5E 4Px3조 (공중전화)¦ F-GV 4.0㎟x1조 (GND)¦ HIV 1.5㎟x6조 (CLOCK)¦ FR-CV 2C/4.0㎟x1조 (TV AMP POWER)¦ FR-CVVSB 2C/2.5㎟x2조 (검사고, 주공장 CLOCK)¦ FR-CVVSB 3C/2.5㎟x15조 (부속동 SP)¦ UTP Cat.5E 25Px6조 (당직실)¦ UTP Cat.5E 25Px1조 (감시실)¦ FR-CVVSB 6C/1.5㎟x2조 (변전소 출입통제)¦ OF-MM-8Corex1조 (당직실 광S/W HUB)¦ FR-CV 2C/4.0㎟x3조 (TV AMP POWER)¦ 인터폰선 0.6x2Px1조 (인터폰)¦ SPIRAL SLEEVE(난연) 28mmx6조¦ OF-SM-46Corex2조 (본선)¦ OF-SM-8Corex3조 (검사고, 주공장, 중정비쎈타 광S/W HUB)¦ OF-SM-4Corex1조 (열차무선)¦ ECX 5C-2Vx3조 (CAMERA)¦ UTP Cat.5E 25Px2조x2 (전기실, 식당)¦ F/S(J.F) 0.65x25P(50%차폐)x1조 (본선)¦ F/S(J.F) 0.65x100P(50%차폐)x4조 (검사고, 주공장, 중정비쎈타, 901국선)¦ F/S(J.F) 0.65x50P(50%차폐)x1조 (모타카고)¦ F/S(J.F) 0.65x25P(50%차폐)x3조 (변전소, 경비실(정문), 경비실(후문))¦ FR-CVVSB 20C/1.5㎟x2조 (검사고, 주공장 방송)¦ MIC-SH 2C/0.75㎟x2조x2 (검사고, 주공장 방송)¦ 10C-HFBTx5조 (검사고, 주공장, 부속동, 901정거장 TV)¦ 7C-HFBTx1조 (TV AMP)¦ UTP Cat.5E 4Px4조 (출입통제)¦ UTP Cat.5E 4Px3조 (공중전화)¦ F-GV 4.0㎟x1조 (GND)¦ HIV 1.5㎟x8조 (CLOCK)¦ FR-CV 2C/4.0㎟x1조 (TV AMP POWER)¦ FR-CVVSB 2C/2.5㎟x2조 (검사고, 주공장 CLOCK)¦ FR-CVVSB 3C/2.5㎟x15조 (부속동 SP)¦ UTP Cat.5E 25Px6조 (당직실)¦ UTP Cat.5E 25Px1조 (감시실)¦ FR-CVVSB 6C/1.5㎟x2조 (변전소 출입통제)¦ OF-MM-8Corex2조 (당직실, 회의실 광S/W HUB)¦ FR-CV 2C/4.0㎟x3조 (TV AMP POWER)¦ 인터폰선 0.6x2Px1조 (인터폰)¦ 5C-HFBTx3조 (TV)¦ 5C-HFBTx4조 (TV)¦ UTP Cat.5E 25Px4조x2 (회의실,재무회계팀)¦ OF-MM-8Corex2조 (회의실,재무회계팀 HUB)¦ 31.31¦ 29.27¦ 30.30¦ 27.28.26¦ 26.25¦ x2¦ (22) UTP Cat.5E 4Px2조 (인사임원실)¦ (22) UTP Cat.5E 4Px3조 (인사팀)¦ (22) UTP Cat.5E 4Px2조 (인사임원실)¦ 34.33¦ 29.29¦ 28.28¦ 27.27¦ 26.26¦ 24.24¦ 25.25¦ x2¦ x2¦ 23.23¦ 23¦ 24¦ 23¦ 32¦ 33¦ 32¦ 1.1¦ 2.2¦ 3.3¦ 4.4¦ 5.5¦ 6.6¦ 7.7¦ 8.8¦ 13.13¦ 14.14¦ 11.11¦ 12.12¦ 9.9¦ 10.10¦ x2¦ 25.24¦ 17.17¦ 18.18¦ 15.15¦ 16.16¦ 19.19¦ 20.20¦ 21.21¦ 22.22¦ 1.1¦ 2.2¦ 7.7¦ 8.8¦ 5.5¦ 6.6¦ 3.3¦ 4.4¦ 9.9¦ 10.10¦ 11.11¦ 12.12¦ 17.17¦ 18.18¦ 19.19¦ 20.20¦ 15.15¦ 16.16¦ 13.13¦ 14.14¦ 21.21¦ 22.22¦ 3.9.01¦ 3.10.50¦ 3.7.01¦ 3.8.50¦ 2D¦ 종합관리 및 복지후생동 열차무선설비 지상2층 평면도¦ S = 1/300¦ 1/300¦ 차량기지¦ T¦ 4¦ 0¦ 0¦ 9¦ 9¦ 3¦ 4¦ 0¦ 0¦ 5¦ 종합관리 및 복지후생동 열차무선설비 지상2층 평면도¦ P¦
| 1단계_정거장 - 복사본 | 1단계_정거장 - 복사본 | 051. T9103038-009 실내안테나 설치상세도.dwg | 실내안테나 설치상세도¦ NONE¦ 실내안테나 설치상세도¦ S = NONE¦ Unregistered Version - http://www.aidecad.com¦ P¦ N¦ {\fGulimChe¦b1¦i0¦c129¦p49;P}¦ {\fGulimChe¦b1¦i0¦c129¦p49;N}¦ N¦ P¦ LTE-R¦ 클램프고정¦ 2분배기¦ 클램프고정¦ 급전선 1/2"\P¦ 급전선 1/2"\P¦ 급전선 1/2"\P¦ 급전선 1/2"\P¦ 콘넥터 1/2"\P¦ 콘넥터 1/2"\P¦ 2P/D¦ 클램프고정¦ \pt3.5;크램프¦ 급전선 공유¦ N-Male(1/2")¦ 이중천정¦ OMNI ANT¦ 급전선 신설¦ LTE 1(신설)¦ OUT¦ OUT¦ IN¦ {\L분배기 취부도}¦ {\L실배안테나 취부도}¦ T¦ 9¦ 1¦ 0¦ 3¦ 0¦ 3¦ 8¦ 0¦ 0¦ 9¦ 공통¦
| 1단계_정거장 - 복사본 | 1단계_정거장 - 복사본 | 054. T9103066-002 914정거장 안전관리실 기기배치도 및 바닥 TRAY 설치도.dwg | \A1;1,000¦ \A1;1,200¦ \A1;800¦ \A1;3,572¦ \A1;6,999¦ \A1;10,571¦ \A1;4,989¦ \A1;3,572¦ \A1;6,999¦ \A1;10,571¦ \A1;4,989¦ TRAY 설치도¦ 906정거장 안전관리실 기기배치도 및 바닥¦ -¦ T¦ 0¦ 0¦ 0¦ 0¦ 0¦ 0¦ 0¦ 0¦ 0¦ 0¦ X17¦ Y00¦ 안전관리실¦ 행선안내¦ 행선안내¦ SMS¦ PRINTER¦ PSD 제어반¦ 설비자동제어반¦ 화재탐지반¦ 조명제어반¦ CCTV 및 통신종합집중관리반¦ 종합집중관리¦ 설비 콘솔1¦ 종합집중관리¦ 설비 콘솔2¦ TRAY (W300xH100)¦ \pi127.93;{\C0;L-AFC}¦ \pi24.66;{\C0;접지단자함}¦ \pi81.498;{\C0;UTP 50P}¦ \pi81.498;{\C0;UTP 25P}¦ (28)x6¦ (28)x3¦ (28)x6¦ Equipment Schedule¦ 1¦ 번 호¦ 장 비 명¦ 규 격 (W x D x H)¦ 행선안내¦ 1200x750x1000¦ 설비자동제어반¦ 화재탐지반¦ 조명제어반¦ CCTV 및 통신종합집중관리반¦ PSD 제어반¦ SMS¦ PRINTER¦ 종합집중관리 설비 콘솔1¦ 종합집중관리 설비 콘솔2¦ 1000x600x1600¦ 1800x600x1800¦ 864x600x2304¦ 1768x600x1600¦ 800x800x2000¦ 650x800x1000¦ 700x800x750¦ 600x600x1600¦ 600x600x1600¦ 6¦ 5¦ 4¦ 3¦ 2¦ 10¦ 9¦ 8¦ 7¦ X17¦ Y00¦ \A1;800¦ 안전관리실¦ \A1;950¦ 행선안내¦ 행선안내¦ SMS¦ PSD 제어반¦ 설비자동제어반¦ 화재탐지반¦ 조명제어반¦ CCTV 및 통신¦ 종합집중관리¦ 설비 콘솔1¦ 종합집중관리¦ 설비 콘솔2¦ \A1;1,400¦ \A1;1,050¦ TRAY (W300xH100)¦ \pi255.87;{\C0;L-AFC}¦ \pi163;{\C0;UTP 50P}¦ \pi163;{\C0;UTP 25P}¦ (28)x6¦ (28)x3¦ (28)x6¦ 종합집중관리반¦ 축척 - 2배확대¦ \pi49.321;{\C0;접지단자함}¦ (LSE 2)¦ (LSE 1)¦ 914정거장 안전관리실 기기배치도 및 바닥 TRAY 설치도¦ S = 1/50¦ 1/50¦ 지하철 914정거장¦ 당산¦ 국회의사당¦ 여의도¦ TRAY 설치도¦ 914정거장 안전관리실 기기배치도 및 바닥¦ 9¦ 1¦ 0¦ 3¦ 0¦ 6¦ 6¦ 0¦ 0¦ 2¦ T¦ \A1;800¦
| 1단계_정거장 - 복사본 | 1단계_정거장 - 복사본 | 004. T9203032-001 차량기지구내 현황도.dwg | N¦ 로¦ 도¦ 고¦ 항¦ 신¦ 동 부 간 선 수 로(Stream)¦ 루 프 선¦ 출고선 684.85¦ 입고선 614.62¦ 루프선¦ 시 운 전 선¦ 차량반입선¦ 모타카고¦ 경비실(정문)¦ 주출입구¦ MAIN ENT.¦ 테니스장¦ 조 경¦ 족구장¦ F10¦ S.C.O #12¦ 기취선 PIT¦ 전삭고선¦ 인상선-1 ¦ 루 프 선¦ 농구장¦ 축구장¦ PARKING AREA¦ 주차207대¦ 처리장¦ 중정비쎈타¦ 8.0¦ 보관소¦ 9.010¦ CP32¦ E¦ E¦ 9.30¦ 9.30¦ 9.4¦ 4.68¦ B¦ H¦ 14.914¦ 4.69¦ 14.521¦ 15.626¦ 14.703¦ 14.875¦ 14.650¦ 14.934¦ 15.126¦ 8.640¦ 8.604¦ 8.553¦ 8.540¦ 8.410¦ 8.412¦ 8.474¦ 8.389¦ 0.88¦ 8.867¦ 9.223¦ 9.142¦ 8.351¦ 6.823¦ 6.702¦ 7.62¦ 7.73¦ 7.93¦ 7.97¦ 8.138¦ 8.15¦ 8.021¦ 7.99¦ 8.13¦ 14.650¦ 13.638¦ 14.911¦ 비포장도로¦ B¦ H¦ 9.30¦ 4.68¦ 9.30¦ 00.00¦ #4¦ E¦ E¦ T2-2 ¦ 5.47¦ 5.12¦ 5.12¦ 5.17¦ 5.69¦ 5.71¦ 5.96¦ 8.07¦ 8.31¦ 8.18¦ 5.64¦ 6.23¦ 3.72¦ 5.69¦ 6.74¦ 7.96¦ 6.88¦ 8.10¦ 1.18¦ 5.38¦ 8.66¦ 7.13¦ 8.53¦ 7.16¦ 8.57¦ IL=5.11¦ 8.66¦ 5.11¦ 7.06¦ 8.50¦ 14.91¦ 4.97¦ 8.00¦ 5.78¦ 14.11¦ 7.52¦ 5.88¦ 7.33¦ 7.27¦ 7.65¦ 6.81¦ 4.61¦ 7.14¦ 5.12¦ 5.52¦ 4.26¦ 6.01¦ 6.92¦ 6.00¦ 6.07¦ 7.57¦ 6.10¦ 7.55¦ 7.46¦ 6.24¦ 7.49¦ 7.02¦ 6.60¦ 6.28¦ 7.10¦ 6.27¦ 7.50¦ 7.33¦ 6.81¦ 7.45¦ 7.24¦ 7.35¦ 6.61¦ 5.72¦ 6.62¦ 6.33¦ 7.02¦ 6.42¦ 7.55¦ 5.95¦ 7.72¦ 7.22¦ 6.24¦ 7.45¦ 5.56¦ 5.48¦ 7.06¦ 5.87¦ 8.32¦ 7.03¦ 7.03¦ 7.08¦ 6.02¦ 6.85¦ 7.04¦ 5.36¦ 5.41¦ 5.25¦ 5.57¦ 5.92¦ 6.44¦ 5.85¦ 5.75¦ 5.93¦ 9.55¦ 5.93¦ 6.04¦ 5.90¦ 6.64¦ 8.12¦ 6.11¦ 9.57¦ 6.22¦ 5.18¦ 6.12¦ 5.63¦ 1.03¦ 6.14¦ 5.80¦ 6.00¦ 6.24¦ 6.97¦ 7.95¦ 5.79¦ 6.61¦ 6.64¦ 7.00¦ 7.05¦ 5.57¦ 5.95 ¦ 6.02 ¦ 5.34¦ 8.04¦ 7.95¦ 6.44¦ 6.23¦ 7.73¦ 7.62¦ 6.09¦ 5.76¦ 5.94¦ 5.50¦ 13.17¦ 7.55¦ 7.39¦ 5.87¦ 5.96¦ 6.04¦ 6.00¦ 6.04¦ 6.62¦ 6.91¦ 6.99¦ 7.16¦ 7.17¦ 6.97¦ 7.35¦ 6.95¦ 7.00¦ 7.06¦ 6.86¦ 6.51¦ 6.51¦ 6.61¦ 13.20¦ 13.49¦ 13.69¦ 13.94¦ 23.174¦ 8.69¦ 8.15¦ 8.26¦ 8.73¦ 8.69¦ 8.02¦ 8.08¦ 8.53¦ 8.96¦ 9.29¦ 7.97¦ 8.03¦ 8.59¦ 8.46¦ 9.31¦ 8.55¦ 9.89¦ 9.86¦ 9.63¦ 5.18¦ 7.08¦ 7.54¦ 10.12¦ 9.68¦ 9.66¦ 5.63¦ 8.96¦ 8.71¦ 5.65¦ 9.17¦ 5.39¦ 9.14¦ 9.21¦ 9.24¦ 9.22¦ 9.42¦ 9.43¦ 9.54¦ 6.69¦ 9.06¦ 8.72¦ 8.35¦ 8.17¦ 6.31¦ 5.26¦ 7.80¦ 16.14¦ 7.12¦ 7.51¦ 17.67¦ 8.01¦ 8.10¦ 8.88¦ 4.75¦ 4.65¦ 8.10¦ 9.52¦ 9.55¦ 8.63¦ 18.45¦ 18.46¦ 18.45¦ 18.57¦ 18.58¦ 18.58¦ 18.58¦ 18.59¦ 9.33¦ 15.13¦ 15.23¦ 14.92¦ 14.74¦ 14.84¦ 14.89¦ 14.06¦ 23.81¦ 23.93¦ 14.01¦ 14.07¦ 14.18¦ 13.77¦ 14.00¦ 13.69¦ 13.81¦ 13.76¦ 13.67¦ 13.80¦ CON'C¦ CON'C¦ CON'C¦ A.S.P¦ VH¦ VH¦ VH¦ VH¦ 교¦ 교¦ 교¦ 비포장 도로¦ 비포장도로¦ 비포장도로¦ 14.902¦ CON'C¦ Φ900관저고¦ Φ900관저고¦ IL=6.10¦ Φ900관저고¦ IL=5.57¦ Φ900관저고¦ IL=4.85¦ 0.5¦ 0.5¦ 0.5¦ 0.5¦ HUME PIPE¦ 3.9¦ 4.0¦ Φ600¦ 4.7¦ 4.6¦ 2.80¦ IL ¦ 2.80¦ 복토¦ EP¦ 0+000¦ BP¦ 900¦ 800¦ 700¦ 600¦ 500¦ 300¦ 400¦ 200¦ 100¦ BP¦ 000¦ 300¦ 200¦ 100¦ 0+000¦ BP¦ 1+100¦ 0+200¦ 0+000¦ 0+100¦ 0+200¦ 0+300¦ 0+400¦ 0+600¦ 0+700¦ 0+800¦ 0+900¦ 1+000¦ 1+200¦ 1+300¦ 1+400¦ 1+500¦ 1+600¦ 1+700¦ BP¦ 1+000¦ 0+000¦ BP¦ EP¦ 본선출고선¦ 본선입고선¦ 1K400¦ 주차¦ 1대¦ 건널선 1¦ 건널선 2¦ 건널선 3¦ 건널선 4¦ 건널선 5¦ 건널선 6¦ 건널선 7¦ 인상선¦ 기취고¦ 주 공 장¦ 복지후생동¦ 종합창고¦ 주차¦ 9대¦ 차체자동¦ 자동일상¦ 500¦ 700¦ 600¦ 인입선 구조물 조정구간¦ 공동구¦ 시험동¦ 경비실(후문)¦ 재활용집하장¦ 분철창고¦ 유류고¦ 공¦ 속¦ PARKING AREA¦ 주차16대¦ 조 경¦ P¦ 오수펌프장¦ 폐수집수정¦ 폐수¦ P¦ 시운전선 울타리¦ L=916.2M¦ 경계용 울타리-1¦ L=3,197.8M¦ 울타리-3¦ L=202.2M¦ 경 계 용¦ 주 공 장¦ 검 사 고¦ 펌프장¦ 상 수 도¦ 유량계실¦ 종합관리 및¦ 울타리-2¦ L=131.1M¦ 경 계 용¦ 파고라¦ PARKING AREA¦ 주차39대¦ 변전소¦ 차륜전삭고¦ 901정거장 울타리-2¦ L=23.5M¦ 검사장치실¦ 세 척 고¦ 폐 수¦ 보선작업장&자재적치장¦ UP¦ UP¦ 1+100¦ N¦ 로¦ 도¦ 고¦ 항¦ 신¦ 동 부 간 선 수 로(Stream)¦ 루 프 선¦ 출고선 684.85¦ 입고선 614.62¦ 루프선¦ 시 운 전 선¦ 차량반입선¦ 모타카고¦ 경비실(정문)¦ 주출입구¦ MAIN ENT.¦ 테니스장¦ 조 경¦ 족구장¦ F10¦ S.C.O #12¦ 기취선 PIT¦ 전삭고선¦ 인상선-1 ¦ 루 프 선¦ 농구장¦ 축구장¦ PARKING AREA¦ 주차207대¦ 처리장¦ 중정비쎈타¦ 8.0¦ 보관소¦ 9.010¦ CP32¦ E¦ E¦ 9.30¦ 9.30¦ 9.4¦ 4.68¦ B¦ H¦ 14.914¦ 4.69¦ 14.521¦ 15.626¦ 14.703¦ 14.875¦ 14.650¦ 14.934¦ 15.126¦ 8.640¦ 8.604¦ 8.553¦ 8.540¦ 8.410¦ 8.412¦ 8.474¦ 8.389¦ 0.88¦ 8.867¦ 9.223¦ 9.142¦ 8.351¦ 6.823¦ 6.702¦ 7.62¦ 7.73¦ 7.93¦ 7.97¦ 8.138¦ 8.15¦ 8.021¦ 7.99¦ 8.13¦ 14.650¦ 13.638¦ 14.911¦ 비포장도로¦ B¦ H¦ 9.30¦ 4.68¦ 9.30¦ 00.00¦ #4¦ E¦ E¦ T2-2 ¦ 5.47¦ 5.12¦ 5.12¦ 5.17¦ 5.69¦ 5.71¦ 5.96¦ 8.07¦ 8.31¦ 8.18¦ 5.64¦ 6.23¦ 3.72¦ 5.69¦ 6.74¦ 7.96¦ 6.88¦ 8.10¦ 1.18¦ 5.38¦ 8.66¦ 7.13¦ 8.53¦ 7.16¦ 8.57¦ IL=5.11¦ 8.66¦ 5.11¦ 7.06¦ 8.50¦ 14.91¦ 4.97¦ 8.00¦ 5.78¦ 14.11¦ 7.52¦ 5.88¦ 7.33¦ 7.27¦ 7.65¦ 6.81¦ 4.61¦ 7.14¦ 5.12¦ 5.52¦ 4.26¦ 6.01¦ 6.92¦ 6.00¦ 6.07¦ 7.57¦ 6.10¦ 7.55¦ 7.46¦ 6.24¦ 7.49¦ 7.02¦ 6.60¦ 6.28¦ 7.10¦ 6.27¦ 7.50¦ 7.33¦ 6.81¦ 7.45¦ 7.24¦ 7.35¦ 6.61¦ 5.72¦ 6.62¦ 6.33¦ 7.02¦ 6.42¦ 7.55¦ 5.95¦ 7.72¦ 7.22¦ 6.24¦ 7.45¦ 5.56¦ 5.48¦ 7.06¦ 5.87¦ 8.32¦ 7.03¦ 7.03¦ 7.08¦ 6.02¦ 6.85¦ 7.04¦ 5.36¦ 5.41¦ 5.25¦ 5.57¦ 5.92¦ 6.44¦ 5.85¦ 5.75¦ 5.93¦ 9.55¦ 5.93¦ 6.04¦ 5.90¦ 6.64¦ 8.12¦ 6.11¦ 9.57¦ 6.22¦ 5.18¦ 6.12¦ 5.63¦ 1.03¦ 6.14¦ 5.80¦ 6.00¦ 6.24¦ 6.97¦ 7.95¦ 5.79¦ 6.61¦ 6.64¦ 7.00¦ 7.05¦ 5.57¦ 5.95 ¦ 6.02 ¦ 5.34¦ 8.04¦ 7.95¦ 6.44¦ 6.23¦ 7.73¦ 7.62¦ 6.09¦ 5.76¦ 5.94¦ 5.50¦ 13.17¦ 7.55¦ 7.39¦ 5.87¦ 5.96¦ 6.04¦ 6.00¦ 6.04¦ 6.62¦ 6.91¦ 6.99¦ 7.16¦ 7.17¦ 6.97¦ 7.35¦ 6.95¦ 7.00¦ 7.06¦ 6.86¦ 6.51¦ 6.51¦ 6.61¦ 13.20¦ 13.49¦ 13.69¦ 13.94¦ 23.174¦ 8.69¦ 8.15¦ 8.26¦ 8.73¦ 8.69¦ 8.02¦ 8.08¦ 8.53¦ 8.96¦ 9.29¦ 7.97¦ 8.03¦ 8.59¦ 8.46¦ 9.31¦ 8.55¦ 9.89¦ 9.86¦ 9.63¦ 5.18¦ 7.08¦ 7.54¦ 10.12¦ 9.68¦ 9.66¦ 5.63¦ 8.96¦ 8.71¦ 5.65¦ 9.17¦ 5.39¦ 9.14¦ 9.21¦ 9.24¦ 9.22¦ 9.42¦ 9.43¦ 9.54¦ 6.69¦ 9.06¦ 8.72¦ 8.35¦ 8.17¦ 6.31¦ 5.26¦ 7.80¦ 16.14¦ 7.12¦ 7.51¦ 17.67¦ 8.01¦ 8.10¦ 8.88¦ 4.75¦ 4.65¦ 8.10¦ 9.52¦ 9.55¦ 8.63¦ 18.45¦ 18.46¦ 18.45¦ 18.57¦ 18.58¦ 18.58¦ 18.58¦ 18.59¦ 9.33¦ 15.13¦ 15.23¦ 14.92¦ 14.74¦ 14.84¦ 14.89¦ 14.06¦ 23.81¦ 23.93¦ 14.01¦ 14.07¦ 14.18¦ 13.77¦ 14.00¦ 13.69¦ 13.81¦ 13.76¦ 13.67¦ 13.80¦ CON'C¦ CON'C¦ CON'C¦ A.S.P¦ VH¦ VH¦ VH¦ VH¦ 교¦ 교¦ 교¦ 비포장 도로¦ 비포장도로¦ 비포장도로¦ 14.902¦ CON'C¦ Φ900관저고¦ Φ900관저고¦ IL=6.10¦ Φ900관저고¦ IL=5.57¦ Φ900관저고¦ IL=4.85¦ 0.5¦ 0.5¦ 0.5¦ 0.5¦ HUME PIPE¦ 3.9¦ 4.0¦ Φ600¦ 4.7¦ 4.6¦ 2.80¦ IL ¦ 2.80¦ 복토¦ EP¦ 0+000¦ BP¦ 900¦ 800¦ 700¦ 600¦ 500¦ 300¦ 400¦ 200¦ 100¦ BP¦ 000¦ 300¦ 200¦ 100¦ 0+000¦ BP¦ 1+100¦ 0+200¦ 0+000¦ 0+100¦ 0+200¦ 0+300¦ 0+400¦ 0+600¦ 0+700¦ 0+800¦ 0+900¦ 1+000¦ 1+200¦ 1+300¦ 1+400¦ 1+500¦ 1+600¦ 1+700¦ BP¦ 1+000¦ 0+000¦ BP¦ EP¦ 본선출고선¦ 본선입고선¦ 1K400¦ 주차¦ 1대¦ 건널선 1¦ 건널선 2¦ 건널선 3¦ 건널선 4¦ 건널선 5¦ 건널선 6¦ 건널선 7¦ 인상선¦ 기취고¦ 주 공 장¦ 복지후생동¦ 종합창고¦ 주차¦ 9대¦ 차체자동¦ 자동일상¦ 500¦ 700¦ 600¦ 인입선 구조물 조정구간¦ 공동구¦ 시험동¦ 경비실(후문)¦ 재활용집하장¦ 분철창고¦ 유류고¦ 공¦ 속¦ PARKING AREA¦ 주차16대¦ 조 경¦ P¦ 오수펌프장¦ 폐수집수정¦ 폐수¦ P¦ 시운전선 울타리¦ L=916.2M¦ 경계용 울타리-1¦ L=3,197.8M¦ 울타리-3¦ L=202.2M¦ 경 계 용¦ 주 공 장¦ 검 사 고¦ 펌프장¦ 상 수 도¦ 유량계실¦ 종합관리 및¦ 울타리-2¦ L=131.1M¦ 경 계 용¦ 파고라¦ PARKING AREA¦ 주차39대¦ 변전소¦ 차륜전삭고¦ 901정거장 울타리-2¦ L=23.5M¦ 검사장치실¦ 세 척 고¦ 폐 수¦ 보선작업장&자재적치장¦ UP¦ UP¦ 1+100¦ 차량기지구내 현황도¦ 차량기지구내 현황도¦ S = 1 / 4,000¦ 1/4,000¦ 차량기지¦ 차량기지¦ T¦ 9¦ 2¦ 0¦ 3¦ 0¦ 3¦ 2¦ 0¦ 0¦ 1¦
| 1단계_정거장 - 복사본 | 1단계_정거장 - 복사본 | 057. T9203038-015 수공 상세도 (2_2).dwg | \A1;50¦ \A1;a¦ \A1;L¦ \A1;1.700¦ \A1;50¦ \A1;400¦ \A1;1.300¦ \A1;400¦ \A1;300¦ \A1;50¦ \A1;1,400¦ \A1;400¦ \A1;400¦ \A1;300¦ \A1;50¦ \A1;300¦ \A1;300¦ \A1;100¦ \A1;50¦ \A1;150¦ \A1;300¦ \A1;300¦ \A1;2x250=500¦ \A1;2x250=500¦ \A1;100¦ \A1;50¦ \A1;150¦ \A1;1,100¦ \A1;150¦ \A1;2,400¦ \A1;150¦ \A1;50¦ \A1;100¦ \A1;1,500¦ \A1;150¦ \A1;300¦ \A1;300¦ \A1;1,000¦ \A1;200¦ \A1;150¦ \A1;50¦ \A1;100¦ \A1;150¦ \A1;300¦ \A1;2x250=500¦ \A1;200¦ \A1;300¦ \A1;2x250=500¦ \A1;100¦ \A1;50¦ \A1;300¦ \A1;460¦ \A1;150¦ \A1;150¦ \A1;300¦ \A1;2x250=500¦ \A1;480¦ \A1;460¦ \A1;2x250=500¦ \A1;1,400¦ \A1;2,000¦ \A1;200¦ \A1;150¦ \A1;300¦ \A1;200¦ \A1;300¦ \A1;150¦ \A1;2x250=500¦ \A1;1,000¦ \A1;100¦ \A1;300¦ \A1;50¦ \A1;200¦ \A1;100¦ \A1;50¦ \A1;300¦ \A1;200¦ \A1;120¦ \A1;70¦ \A1;70¦ \A1;70¦ \A1;70¦ \A1;170¦ \A1;173¦ \A1;150¦ \A1;100¦ \A1;1400¦ \A1;6x150=900¦ \A1;1400¦ \A1;L¦ \A1;100¦ \A1;50¦ \A1;100¦ \A1;100¦ \A1;100¦ \A1;50¦ \A1;1000¦ \A1;200¦ \A1;200¦ \A1;6x150=900¦ \A1;100¦ \A1;150¦ \A1;200¦ \A1;2,000¦ \A1;200¦ \A1;700¦ \A1;1,000¦ \A1;700¦ \A1;50¦ \A1;100¦ \A1;300¦ \A1;2x250=500¦ \A1;300¦ \A1;100¦ \A1;50¦ \A1;200¦ \A1;1,000¦ \A1;200¦ \A1;1,400¦ \A1;150¦ \A1;14 x 150 = 2,100¦ \A1;100¦ \A1;50¦ \A1;2,400¦ \A1;200¦ \A1;2,000¦ \A1;200¦ \A1;50¦ \A1;100¦ \A1;14 x 150 = 2,100¦ \A1;150¦ \A1;2,400¦ \A1;150¦ \A1;5x300=1,500¦ \A1;150¦ \A1;1,800¦ \A1;50¦ \A1;100¦ \A1;5x300=1,500¦ \A1;100¦ \A1;50¦ \A1;200¦ \A1;1,400¦ \A1;200¦ \A1;1800¦ \A1;50¦ \A1;100¦ \A1;5x300=1500¦ \A1;100¦ \A1;50¦ \A1;200¦ \A1;1400¦ \A1;200¦ \A1;1800¦ \A1;150¦ \A1;5x300=1500¦ \A1;150¦ \A1;50¦ \A1;100¦ \A1;5x300=1,500¦ \A1;100¦ \A1;50¦ \A1;150¦ \A1;5x300=1,500¦ \A1;150¦ \A1;200¦ \A1;1,400¦ \A1;200¦ \A1;1,800¦ \A1;50¦ \A1;100¦ \A1;5x300=1,500¦ \A1;100¦ \A1;50¦ \A1;200¦ \A1;1,400¦ \A1;200¦ \A1;150¦ \A1;5x300=1,500¦ \A1;150¦ \A1;1,800¦ \A1;200¦ \A1;1,400¦ \A1;200¦ -¦ T¦ 0¦ 0¦ 0¦ 0¦ 0¦ 0¦ 0¦ 0¦ 0¦ 0¦ 공통¦ D13¦ D10¦ D10¦ D10¦ D10¦ D10¦ a=800¦ L=1.110¦ D10¦ L= 540¦ a=230¦ L= 390¦ L= 860¦ a=550¦ a= 80¦ 표 준 단 면¦ D10¦ D10¦ R=100¦ 157¦ 157¦ R=100¦ R=100¦ 157¦ 50¦ N=27¦ L=1,300¦ D13¦ 2¦ D10¦ 1¦ D10¦ 1,500¦ D10¦ 1¦ 3¦ N=16¦ L=3.220¦ R=100¦ 157¦ N=56¦ D13¦ 4¦ L=480¦ C.T.C 150¦ L=1,700¦ D10¦ 3¦ N=34¦ D13¦ 2¦ 7¦ 5¦ 5¦ D10¦ D10¦ 6¦ -2¦ R=100¦ 157¦ 1¦ R=100¦ N= 8¦ L=1720¦ 150¦ D10¦ 13¦ R=100¦ 157¦ 150¦ 157¦ 13¦ -2¦ D10¦ 13¦ -1¦ D10¦ 5¦ 14 x 150 = 2,100¦ 주 철 근 조 립 도¦ 1,500¦ L=3,220¦ 1,500¦ D10¦ 1¦ N=16¦ R=100¦ 157¦ D13¦ 4¦ N=16¦ D10¦ L=3,220¦ 5¦ D10¦ 3¦ D10¦ 내 면¦ -1¦ R=100¦ N=14¦ L=3730¦ D10¦ 1-1¦ 210¦ R=100¦ 157¦ R=100¦ 700¦ 11¦ D10¦ 11¦ -1¦ D10¦ 150¦ 157¦ 157¦ D10¦ D10¦ 1¦ 외 면¦ 12¦ 10¦ 9¦ 8¦ 5-1¦ 5¦ 2-1¦ D13¦ 2¦ D10¦ 5-1¦ 4¦ D13¦ 5¦ D10¦ 6¦ D10¦ 2-2 단면¦ D13¦ D13¦ 4¦ 5¦ 2-1¦ D13¦ 하 면¦ D10¦ 5¦ 9¦ 8¦ D10¦ D10¦ D10¦ 1-1¦ 1¦ 상부 슬래브 평면¦ D10¦ 상 면¦ D10¦ 5-1¦ D10¦ 1¦ 상 면¦ D10¦ 3-3 단면¦ 5¦ 1¦ D10¦ 4¦ D13¦ 1-1¦ D10¦ 하 면¦ 6¦ D10¦ D10¦ 7¦ D16¦ 7¦ 13¦ D10¦ 하부 슬래브 평면¦ 2¦ D13¦ D10¦ 5¦ D13¦ 4¦ D13¦ 4¦ 78,200¦ 34¦ 2,300¦ 5¦ 12¦ 주기 : 본 구조물 저판의 지반 반력은 12.3T/M¦ 0.41191¦ N=38¦ N= 4¦ N= 4¦ L= 550¦ 7¦ D10¦ 1.43536¦ 630B(D:\TYPICAL)¦ 0.77108¦ 0.77108¦ (T.M)¦ (T)¦ 0.95963¦ 7.35480¦ N=28¦ L= 900¦ N= 6¦ N= 6¦ N= 6¦ L= 560¦ 6¦ D10¦ 123¦ L= 770¦ L=880¦ L=1.400¦ N=32¦ N= 8¦ N= 8¦ L=600¦ L=360¦ L=2.300¦ N=12¦ N=34¦ N=14¦ 14¦ -2¦ D10¦ L= 650¦ 14¦ -1¦ D10¦ -2¦ 14¦ D10¦ D10¦ L= 180¦ L=1.300¦ L= 330¦ 1.31857¦ 단 면 력 도¦ 0.64793¦ B.M.D¦ 0.64793¦ S.F.D¦ C¦ L¦ 0.52837¦ 6.55500¦ 소 계¦ 총 계¦ 14-2¦ 14-1¦ 14¦ "¦ "¦ "¦ 650¦ 1,300¦ 180¦ 4¦ 12¦ 4¦ N= 4¦ N= 4¦ N= 6¦ N=12¦ 13-2¦ 13-1¦ 12-2¦ 13¦ "¦ "¦ "¦ "¦ 12-1¦ 12¦ 11-1¦ 11-2¦ "¦ "¦ "¦ "¦ 390¦ 860¦ 330¦ 1,720¦ 4¦ 4¦ 6¦ 8¦ 1,700¦ 900¦ 1,110¦ 540¦ 16¦ 6¦ 6¦ 6¦ 11¦ 10¦ 8¦ 9¦ "¦ "¦ "¦ "¦ 6¦ 7¦ 5-1¦ "¦ "¦ "¦ "¦ 2,120¦ 770¦ 1,400¦ 800¦ 32¦ 12¦ 8¦ 8¦ 550¦ 560¦ 600¦ 38¦ 28¦ 12¦ 0.560¦ 420,000¦ 15,600¦ 2,600¦ 0,720¦ KG¦ 235,200¦ KG¦ 301,884¦ KG¦ 0.242¦ 0.311¦ T¦ 2¦ T¦ 1,980¦ 1,560¦ 3,440¦ 13,760¦ 6,660¦ 27,200¦ 5,400¦ 3,240¦ 11,200¦ 26,640¦ 25,440¦ 7,040¦ 7,200¦ 20,900¦ 15,680¦ D10¦ -2¦ 철 근 상 세 도¦ 14¦ 12¦ D10¦ D10¦ 7¦ D10¦ 10¦ 10¦ D10¦ D10¦ 12¦ 14¦ -1¦ 소 계¦ D10¦ 1-1¦ 3¦ 1¦ "¦ "¦ D13¦ 2-1¦ 4¦ 2¦ "¦ "¦ 3,730¦ 1,700¦ 3,220¦ 14¦ 34¦ 16¦ 360¦ 480¦ 1,300¦ 14¦ 56¦ 27¦ 길 이¦ 직 경¦ 부 호¦ 수 량¦ 14¦ 12¦ D10¦ D10¦ D10¦ 14¦ D10¦ -2¦ D10¦ 12¦ D10¦ 10¦ 11¦ D10¦ 내 면¦ D10¦ 12¦ D10¦ 14¦ -1¦ D13¦ 4¦ 11¦ -1¦ D10¦ 4-4 단면¦ 0.995¦ 67,020¦ 51,520¦ 57,800¦ 38,220¦ 35,100¦ 5,040¦ 26,880¦ KG¦ 66,684¦ KG¦ 단위중량¦ 총 길 이¦ 총 중 량¦ 0.069¦ T¦ 3% 가산¦ (1 기당)¦ 비 고¦ -1¦ D10¦ 15¦ D10¦ -2¦ 11¦ 13¦ D10¦ 13¦ D10¦ 13¦ -2¦ D10¦ 외 면¦ D10¦ 13¦ 철 근 표¦ 수공 상세도 (2/2)¦ S = NONE¦ NONE¦ T¦ 9¦ 2¦ 0¦ 3¦ 0¦ 3¦ 8¦ 0¦ 1¦ 5¦ 수공 상세도 (2/2)¦ \A1;50¦ \A1;100¦ \A1;200¦
| 1단계_정거장 - 복사본 | 1단계_정거장 - 복사본 | 084. T4009934-011 검사고 열차무선설비 지상2층 평면도.dwg | P¦ 모장치¦ 토크백¦ CONSOLE¦ CCTV¦ 모장치¦ 인터폰¦ GND¦ 광HUB¦ IDF¦ 열차무선¦ C/R¦ 2D¦ AMP¦ KT¦ IP¦ \A1;10,000¦ \A1;10,000¦ \A1;10,000¦ \A1;10,000¦ \A1;10,000¦ \A1;10,000¦ \A1;10,000¦ \A1;10,000¦ \A1;10,000¦ \A1;10,000¦ \A1;10,000¦ \A1;10,000¦ \A1;10,000¦ \A1;10,000¦ \A1;140,000¦ \A1;24,000¦ \A1;15,000¦ \A1;89,000¦ \A1;50,000¦ \A1;3,000¦ \A1;12,000¦ \A1;5,000¦ \A1;8,000¦ \A1;6,000¦ \A1;6,000¦ \A1;8,000¦ \A1;6,000¦ \A1;6,000¦ \A1;5,000¦ \A1;4,000¦ \A1;5,000¦ \A1;5,000¦ \A1;5,000¦ \A1;5,000¦ T¦ 0¦ 0¦ 0¦ 0¦ 0¦ 0¦ 0¦ 0¦ 0¦ 0¦ 모장치¦ 토크백¦ 자장치¦ 탁상형¦ CONSOLE¦ CCTV¦ T¦ R¦ x2¦ x2¦ P¦ (P20:400x400x200)¦ UTP 100P¦ ux2¦ T¦ x2¦ T¦ x2¦ P¦ UTP 50P¦ x2¦ (P21:200x200x100)¦ P¦ GND¦ 광HUB¦ IDF¦ 열차무선¦ x2¦ P¦ (P24:200x200x100)¦ (P23:200x200x100)¦ [광24Port]¦ P¦ C/R¦ 2D¦ P¦ C/R¦ (P19:100x100x100)¦ (P22:100x100x100)¦ T¦ x2¦ x2¦ UTP 50P¦ x2¦ ux2¦ A¦ C¦ D¦ E¦ F¦ G¦ H¦ I¦ K¦ L¦ 0¦ (28) UTP Cat.5E 4Px9조 (일상검수원대기실¦ (16) HIV 1.5㎟x2조 (CLOCK)¦ DOWN TO 일상검수원대기실¦ 신호 TRAY 사용¦ DOWN TO 지상1층¦ (16) ECX 5C-2Vx1조 (CAMERA)¦ (28) FR-CV 3C/4.0㎟x1조 (CA POWER)¦ (16) 5C-HFBTx1조 (TV)¦ (36) UTP Cat.5E 4Px9조 (침실x8, 휴게실)¦ (28) 인터폰선 0.6x2Px8조 (INT)¦ UP TO 휴게실¦ (16) HIV 1.5㎟x4조 (CLOCK)¦ (16) 5C-HFBTx1조 (TV)¦ (16) UTP Cat.5E 4Px2조 (출입통제)¦ (16) HIV 1.5㎟x4조 (CLOCK)¦ (16) UTP Cat.5E 4Px2조 (운영관리실)¦ (22) 5C-HFBTx2조 (TV)¦ (16) HIV 1.5㎟x4조 (CLOCK)¦ (16) 5C-HFBTx1조 (TV)¦ (16) UTP Cat.5E 4Px2조 (출입통제)¦ (16) ECX 5C-2Vx1조 (CAMERA)¦ (36) FR-CV 3C/4.0㎟x2조 (CA POWER)¦ (16) F-GV 4.0㎟x1조 (GND)¦ DOWN TO 용역사무/대기실¦ (28) UTP Cat.5E 25Px1조 (용역사무/대기실)¦ (16) HIV 1.5㎟x4조 (CLOCK)¦ (16) UTP Cat.5E 4Px2조 (교육실)¦ (22) 5C-HFBTx2조 (TV)¦ (16) UTP Cat.5E 4Px2조 (공조기계실)¦ FR-CVVSB 2C/2.5㎟x1조 (검사고 CLOCK)¦ DOWN TO 필터세척실¦ CABLE TRAY (W:300)¦ SPIRAL SLEEVE(난연)28㎜x21조¦ FR-CV 2C/4.0㎟x1조 (TV AMP POWER)¦ 7C-HFBTx1조 (TV AMP)¦ 5C-HFBTx1조 (TV)¦ OF-SM-8Corex1조 (검사고 광S/W HUB)¦ OF-MM-4Corex4조 (주공장CA)¦ FR-CV 3C/6.0㎟x4조 (주공장CA POWER)¦ OF-SM-4Corex1조 (열차무선)¦ F/S(J.F) 0.65x100P(50%차폐)x1조 (검사고)¦ HIV 1.5㎟x2조 (CLOCK)¦ P¦ P¦ P¦ P¦ P¦ P¦ (P17:200x200x100)¦ (P16:200x200x100)¦ (P15:200x200x100)¦ (P14:200x200x100)¦ (P13:200x200x100)¦ (P12:200x200x100)¦ (16) ECX 5C-2Vx1조 (CAMERA)¦ P¦ M¦ A¦ FR-HFC-22Dx1조 (열차무선ANT)¦ CABLE TRAY (W:300)¦ B¦ ECX 5C-2Vx13조 (Monitor)¦ FR-CVVSB 2C/1.5㎟x1조 (Remote Control)¦ F-GV 4.0㎟x1조 (GND)¦ CABLE TRAY (W:300)¦ UTP Cat.5E 25Px2조 (운전취급실)¦ C¦ FR-HFC-22Dx1조 (열차무선ANT)¦ CABLE TRAY (W:300)¦ UTP Cat.5E 25Px2조 (운전취급실)¦ ECX 5C-2Vx13조 (Monitor)¦ FR-CVVSB 2C/1.5㎟x1조 (Remote Control)¦ F-GV 4.0㎟x1조 (GND)¦ D¦ FR-HFC-22Dx2조 (열차무선ANT)¦ CABLE TRAY (W:300)¦ UTP Cat.5E 25Px2조 (운전취급실)¦ ECX 5C-2Vx13조 (Monitor)¦ FR-CVVSB 2C/1.5㎟x1조 (Remote Control)¦ HIV 1.5㎟x2조 (CLOCK)¦ F-GV 4.0㎟x1조 (GND)¦ ECX 5C-2Vx7조 (CAMERA)¦ 5C-HFBTx1조 (TV)¦ E¦ (16) ECX 5C-2Vx1조 (CAMERA)¦ (36) UTP Cat.5E 25Px3조 (신호기계실)¦ (28) 인터폰선 0.6x2Px8조 (INT)¦ (16) 5C-HFBTx1조 (TV)¦ (16) F-GV 4.0㎟x1조 (GND)¦ (28) FR-CV 3C/4.0㎟x1조 (CA POWER)¦ F¦ UTP Cat.5E 25Px3조 (신호기계실)¦ CABLE TRAY (W:300)¦ UTP Cat.5E 25Px2조 (운전취급실)¦ ECX 5C-2Vx8조 (CAMERA)¦ FR-CV 3C/4.0㎟x1조 (CA POWER)¦ FR-HFC-22Dx2조 (열차무선ANT)¦ UTP Cat.5E 4Px2조 (출입통제)¦ 7C-HFBTx1조 (TV AMP)¦ FR-CV 2C/4.0㎟x1조 (TV AMP POWER)¦ ECX 5C-2Vx13조 (Monitor)¦ FR-CVVSB 2C/1.5㎟x1조 (Remote Control)¦ HIV 1.5㎟x2조 (CLOCK)¦ F-GV 4.0㎟x1조 (GND)¦ 인터폰선 0.6x2Px8조 (INT)¦ G¦ UTP Cat.5E 25Px3조 (신호기계실)¦ CABLE TRAY (W:300)¦ UTP Cat.5E 25Px2조 (운전취급실)¦ ECX 5C-2Vx8조 (CAMERA)¦ FR-CV 3C/4.0㎟x1조 (CA POWER)¦ FR-HFC-22Dx2조 (열차무선ANT)¦ UTP Cat.5E 4Px2조 (출입통제)¦ 7C-HFBTx1조 (TV AMP)¦ FR-CV 2C/4.0㎟x1조 (TV AMP POWER)¦ ECX 5C-2Vx13조 (Monitor)¦ FR-CVVSB 2C/1.5㎟x1조 (Remote Control)¦ HIV 1.5㎟x2조 (CLOCK)¦ F-GV 4.0㎟x1조 (GND)¦ 인터폰선 0.6x2Px8조 (INT)¦ UTP Cat.5E 4Px2조 (통합운영관리실)¦ H¦ UTP Cat.5E 4Px2조x2 (통합운영관리실,이사장실)¦ CABLE TRAY (W:300)¦ UTP Cat.5E 25Px2조 (운전취급실)¦ ECX 5C-2Vx8조 (CAMERA)¦ FR-CV 3C/4.0㎟x1조 (CA POWER)¦ FR-HFC-22Dx2조 (열차무선ANT)¦ UTP Cat.5E 4Px2조 (출입통제)¦ 7C-HFBTx1조 (TV AMP)¦ FR-CV 2C/4.0㎟x1조 (TV AMP POWER)¦ ECX 5C-2Vx13조 (Monitor)¦ FR-CVVSB 2C/1.5㎟x1조 (Remote Control)¦ HIV 1.5㎟x2조 (CLOCK)¦ F-GV 4.0㎟x1조 (GND)¦ 인터폰선 0.6x2Px8조 (INT)¦ UTP Cat.5E 25Px3조 (신호기계실)¦ 5C-HFBTx1조 (TV)¦ I¦ (36) UTP Cat.5E 25Px2조 (검수사무실)¦ (16) 인터폰선 0.6x2Px8조 (INT)¦ (16) F-GV 4.0㎟x1조 (GND)¦ J¦ UTP Cat.5E 25Px3조 (신호기계실)¦ CABLE TRAY (W:300)¦ SPIRAL SLEEVE(난연)28㎜x21조¦ UTP Cat.5E 25Px2조 (운전취급실)¦ ECX 5C-2Vx8조 (CAMERA)¦ FR-CV 3C/4.0㎟x1조 (CA POWER)¦ FR-HFC-22Dx4조 (열차무선ANT)¦ FR-CV 2C/4.0㎟x3조 (TV AMP POWER)¦ ECX 5C-2Vx13조 (Monitor)¦ FR-CVVSB 2C/1.5㎟x1조 (Remote Control)¦ HIV 1.5㎟x4조 (CLOCK)¦ F-GV 4.0㎟x1조 (GND)¦ UTP Cat.5E 4Px2조x5 (통합운영관리실, 이사장실¦ 공조기계실, 교육실, A/S사무실)¦ K¦ UTP Cat.5E 25Px3조 (신호기계실)¦ CABLE TRAY (W:300)¦ SPIRAL SLEEVE(난연)28㎜x21조¦ UTP Cat.5E 25Px2조 (운전취급실)¦ ECX 5C-2Vx9조 (CAMERA)¦ FR-CV 3C/4.0㎟x2조 (CA POWER)¦ FR-HFC-22Dx4조 (열차무선ANT)¦ UTP Cat.5E 4Px4 (출입통제)¦ FR-CV 2C/4.0㎟x3조 (TV AMP POWER)¦ ECX 5C-2Vx13조 (Monitor)¦ FR-CVVSB 2C/1.5㎟x1조 (Remote Control)¦ HIV 1.5㎟x4조 (CLOCK)¦ F-GV 4.0㎟x1조 (GND)¦ UTP Cat.5E 4Px2조x5 (통합운영관리실, 이사장실¦ 공조기계실, 교육실, A/S사무실)¦ DOWN TO 통신기계실¦ UTP Cat.5E 25Px1조 (용역사무/대기실)¦ FR-CVVSB 2C/2.5㎟x1조 (검사고 CLOCK)¦ OF-SM-8Corex1조 (검사고 광S/W HUB)¦ OF-MM-4Corex4조 (주공장CA)¦ FR-CV 3C/6.0㎟x4조 (주공장CA POWER)¦ OF-SM-4Corex1조 (열차무선)¦ F/S(J.F) 0.65x100P(50%차폐)x1조 (검사고)¦ L¦ CABLE TRAY (W:300)¦ SPIRAL SLEEVE(난연)28㎜x21조¦ UTP Cat.5E 4Px2조x3 (공조기계실, 교육실, A/S사무실)¦ FR-HFC-22Dx2조 (열차무선ANT)¦ 7C-HFBTx1조 (TV AMP)¦ FR-CV 2C/4.0㎟x2조 (TV AMP POWER)¦ HIV 1.5㎟x2조 (CLOCK)¦ 5C-HFBTx1조 (TV)¦ FR-CVVSB 2C/2.5㎟x1조 (검사고 CLOCK)¦ OF-SM-8Corex1조 (검사고 광S/W HUB)¦ OF-MM-4Corex4조 (주공장CA)¦ FR-CV 3C/6.0㎟x4조 (주공장CA POWER)¦ OF-SM-4Corex1조 (열차무선)¦ F/S(J.F) 0.65x100P(50%차폐)x1조 (검사고)¦ M¦ CABLE TRAY (W:300)¦ SPIRAL SLEEVE(난연)28㎜x21조¦ UTP Cat.5E 4Px2조 (A/S사무실)¦ FR-HFC-22Dx2조 (열차무선ANT)¦ 7C-HFBTx1조 (TV AMP)¦ FR-CV 2C/4.0㎟x2조 (TV AMP POWER)¦ HIV 1.5㎟x2조 (CLOCK)¦ 5C-HFBTx1조 (TV)¦ FR-CVVSB 2C/2.5㎟x1조 (검사고 CLOCK)¦ OF-SM-8Corex1조 (검사고 광S/W HUB)¦ OF-MM-4Corex4조 (주공장CA)¦ FR-CV 3C/6.0㎟x4조 (주공장CA POWER)¦ OF-SM-4Corex1조 (열차무선)¦ F/S(J.F) 0.65x100P(50%차폐)x1조 (검사고)¦ O¦ CABLE TRAY (W:300)¦ SPIRAL SLEEVE(난연)28㎜x21조¦ 7C-HFBTx1조 (TV AMP)¦ FR-CV 2C/4.0㎟x2조 (TV AMP POWER)¦ HIV 1.5㎟x2조 (CLOCK)¦ 5C-HFBTx1조 (TV)¦ P¦ P¦ N¦ (16) UTP Cat.5E 4Px2조 (A/S사무실)¦ CABLE TRAY (W:300)¦ FR-HFC-22Dx1조 (열차무선ANT)¦ (16) HIV 1.5㎟x4조 (CLOCK)¦ (22) 5C-HFBTx2조 (TV)¦ (54) FR-HFC-22Dx1조 (열차무선ANT)¦ x2¦ [IDF 100P/250P]¦ FR-CVVSB 2C/2.5㎟x1조 (검사고 CLOCK)¦ OF-SM-8Corex1조 (검사고 광S/W HUB)¦ OF-MM-4Corex4조 (주공장CA)¦ FR-CV 3C/6.0㎟x4조 (주공장CA POWER)¦ OF-SM-4Corex1조 (열차무선)¦ F/S(J.F) 0.65x100P(50%차폐)x1조 (검사고)¦ FR-CVVSB 2C/2.5㎟x1조 (검사고 CLOCK)¦ OF-SM-8Corex1조 (검사고 광S/W HUB)¦ OF-MM-4Corex4조 (주공장CA)¦ FR-CV 3C/6.0㎟x4조 (주공장CA POWER)¦ OF-SM-4Corex1조 (열차무선)¦ F/S(J.F) 0.65x100P(50%차폐)x1조 (검사고)¦ (16) UTP Cat.5E 4Px2조¦ RACK¦ CCTV¦ (P10:100x100x100)¦ [TB NO.2]¦ AMP¦ [TB NO.3]¦ R¦ [TB NO.4]¦ COMM-1¦ T¦ x2¦ N¦ (P26:100x100x100)¦ UTP Cat.5E 25Px2조 (검수사무실)¦ UTP Cat.5E 25Px2조 (검수사무실)¦ 차륜전삭고, 변전소, 폐수처리장, 경비실(정문) CA POWER)¦ 인상선#1, 차량반입선#1, 차체자동세척고, 기취고 ¦ 10C-HFBTx1조 (경비실 (정문)CA)¦ FR-CV 3C/6.0㎟x13조 (차량입환#1,2, 유치선#1,2,3,¦ 인상선#1, 차량반입선#1, 차체자동세척고, 기취고,¦ ,차륜전삭고, 변전소, 폐수처리장 CA)¦ OF-MM-4Corex12조 (차량입환#1,2, 유치선#1,2,3, ¦ 차륜전삭고, 변전소, 폐수처리장, 경비실(정문) CA POWER)¦ 인상선#1, 차량반입선#1, 차체자동세척고, 기취고 ¦ 10C-HFBTx1조 (경비실 (정문)CA)¦ FR-CV 3C/6.0㎟x13조 (차량입환#1,2, 유치선#1,2,3,¦ 인상선#1, 차량반입선#1, 차체자동세척고, 기취고,¦ ,차륜전삭고, 변전소, 폐수처리장 CA)¦ OF-MM-4Corex12조 (차량입환#1,2, 유치선#1,2,3, ¦ 차륜전삭고, 변전소, 폐수처리장, 경비실(정문) CA POWER)¦ 인상선#1, 차량반입선#1, 차체자동세척고, 기취고 ¦ 10C-HFBTx1조 (경비실 (정문)CA)¦ FR-CV 3C/6.0㎟x13조 (차량입환#1,2, 유치선#1,2,3,¦ 인상선#1, 차량반입선#1, 차체자동세척고, 기취고,¦ ,차륜전삭고, 변전소, 폐수처리장 CA)¦ OF-MM-4Corex12조 (차량입환#1,2, 유치선#1,2,3, ¦ 차륜전삭고, 변전소, 폐수처리장, 경비실(정문) CA POWER)¦ 인상선#1, 차량반입선#1, 차체자동세척고, 기취고 ¦ 10C-HFBTx1조 (경비실 (정문)CA)¦ FR-CV 3C/6.0㎟x13조 (차량입환#1,2, 유치선#1,2,3,¦ 인상선#1, 차량반입선#1, 차체자동세척고, 기취고,¦ ,차륜전삭고, 변전소, 폐수처리장 CA)¦ OF-MM-4Corex12조 (차량입환#1,2, 유치선#1,2,3, ¦ 차륜전삭고, 변전소, 폐수처리장, 경비실(정문) CA POWER)¦ 인상선#1, 차량반입선#1, 차체자동세척고, 기취고 ¦ 10C-HFBTx1조 (경비실 (정문)CA)¦ FR-CV 3C/6.0㎟x13조 (차량입환#1,2, 유치선#1,2,3,¦ 인상선#1, 차량반입선#1, 차체자동세척고, 기취고,¦ ,차륜전삭고, 변전소, 폐수처리장 CA)¦ OF-MM-4Corex12조 (차량입환#1,2, 유치선#1,2,3, ¦ UTP Cat.5E 4Px4 (출입통제)¦ 인상선#1, 차량반입선#1, 차체자동세척고, 기취고 ,¦ 10C-HFBTx1조 (경비실 (정문)CA)¦ FR-CV 3C/6.0㎟x13조 (차량입환#1,2, 유치선#1,2,3,¦ 인상선#1, 차량반입선#1, 차체자동세척고, 기취고,¦ 차륜전삭고, 변전소, 폐수처리장 CA)¦ OF-MM-4Corex12조 (차량입환#1,2, 유치선#1,2,3, ¦ SINL-1¦ 대청소선1¦ 대청소선-2¦ 대청소선-3¦ 6일검사선-1¦ 6일검사선-2¦ 6일검사선-3¦ 차륜전삭고, 변전소, 폐수처리장, 경비실(정문) CA POWER)¦ IP¦ KT¦ x2 ¦ x2 ¦ (16) UTP Cat.5E 4Px2조¦ KT¦ IP¦ IP¦ KT¦ x16 ¦ J¦ KT¦ x2¦ , 월상검수원대기실, 구내기관사실, 자재창고)¦ (수신ANT)¦ P¦ (P18:100x100x100)¦ (송신ANT)¦ (54) FR-HFC-22Dx1조 (열차무선ANT)¦ P¦ (P25:100x100x100)¦ (송신ANT)¦ (54) FR-HFC-22Dx1조 (열차무선ANT)¦ (수신ANT)¦ ECX 5C-2Vx29조 (DVR)¦ ECX 5C-2Vx29조 (DVR)¦ ECX 5C-2Vx29조 (DVR)¦ ECX 5C-2Vx29조 (DVR)¦ ECX 5C-2Vx29조 (DVR)¦ ECX 5C-2Vx29조 (DVR)¦ ECX 5C-2Vx29조 (DVR)¦ ECX 5C-2Vx29조 (DVR)¦ 5C-HFBTx2조 (TV)¦ 상부 OPEN¦ 운전취급실¦ 신호기계실¦ 계단실-1¦ CO2실¦ 검수사무실¦ 통신기계실¦ 전산자료실¦ 여자화장실¦ 남자화장실¦ 공조기계실¦ 교육실¦ 계단실-2¦ A/S사무실¦ A/S창고¦ 샤워실¦ 침 실¦ 복 도¦ 신호샤프트뚜껑설치¦ 창고¦ 통합운영관리실¦ S.D¦ DN¦ UP¦ DN¦ UP¦ 하부작업대¦ 하부작업대¦ 하부작업대¦ 하부작업대¦ UP¦ UP¦ UP¦ UP¦ 옥상작업대¦ 추락방지대¦ 추락방지대¦ 옥상작업대¦ 옥상작업대¦ 추락방지대¦ 옥상작업대¦ 추락방지대¦ 추락방지대¦ 옥상작업대¦ UP¦ 옥상작업대¦ UP¦ 추락방지대¦ UP¦ 옥상작업대¦ 추락방지대¦ X12¦ X14¦ X11¦ X10¦ X05¦ X04¦ X02¦ X03¦ X02¦ X01¦ X07¦ X06¦ X08¦ X13¦ X09¦ X00¦ YO0¦ YO1¦ YO3¦ YO2¦ (16) ECX 5C-2Vx1조 (CAMERA)¦ (16) ECX 5C-2Vx1조 (CAMERA)¦ (16) ECX 5C-2Vx1조 (CAMERA)¦ (16) ECX 5C-2Vx1조 (CAMERA)¦ (16) ECX 5C-2Vx1조 (CAMERA)¦ TRAY (300x100)¦ (28) 광케이블 SM-4Cx1조 [공간화상]¦ (28) 전원/접지케이블 F-CV 3C/2.5㎟x1조¦ TRAY 사용¦ DOWN TO 바닥시공¦ TRAY(300x100)¦ T¦ x2¦ KT¦ IP¦ 이사장실¦ TRAY(300x100)¦ (16) HIV 1.5㎟x4조 (CLOCK)¦ (16) UTP Cat.5E 4Px2조 (이사장실)¦ (22) 5C-HFBTx2조 (TV)¦ (22CX2)¦ (22CX2)¦ (22CX2)¦ (22CX2)¦ (16CX2)¦ (22CX2)¦ (16CX2)¦ (16CX2)¦ (22CX2)¦ (22CX2)¦ P¦ (P13:200x200x100)¦ (16) ECX 5C-2Vx1조 (CAMERA)¦ 대청소선-4¦ FR-CVVSB 2C/1.5㎟x46조 (토크백자장치)¦ FR-CVVS 2C/1.5㎟x8조 (고성기)¦ (28) 광케이블 SM-4Cx1조 [공간화상]¦ (28) 전원/접지케이블 F-CV 3C/2.5㎟x1조¦ (28) 광케이블 SM-4Cx1조 [공간화상]¦ (28) 전원/접지케이블 F-CV 3C/2.5㎟x1조¦ 광케이블 SM-4Cx1조 [공간화상]¦ 전원/접지케이블 F-CV 3C/2.5㎟x1조¦ ECX 5C-2Vx7조 (CAMERA)¦ 광케이블 SM-4Cx1조 [공간화상]¦ 전원/접지케이블 F-CV 3C/2.5㎟x1조¦ ECX 5C-2Vx7조 (CAMERA)¦ 광케이블 SM-4Cx1조 [공간화상]¦ 전원/접지케이블 F-CV 3C/2.5㎟x1조¦ 광케이블 SM-4Cx1조 [공간화상]¦ 전원/접지케이블 F-CV 3C/2.5㎟x1조¦ 광케이블 SM-4Cx1조 [공간화상]¦ 전원/접지케이블 F-CV 3C/2.5㎟x1조¦ 광케이블 SM-4Cx1조 [공간화상]¦ 전원/접지케이블 F-CV 3C/2.5㎟x1조¦ 광케이블 SM-4Cx1조 [공간화상]¦ 전원/접지케이블 F-CV 3C/2.5㎟x1조¦ 광케이블 SM-4Cx2조 [공간화상]¦ 전원/접지케이블 F-CV 3C/2.5㎟x2조¦ 광케이블 SM-4Cx2조 [공간화상]¦ 전원/접지케이블 F-CV 3C/2.5㎟x2조¦ 광케이블 SM-4Cx1조 [공간화상]¦ 전원/접지케이블 F-CV 3C/2.5㎟x1조¦ 광케이블 SM-4Cx1조 [공간화상]¦ 전원/접지케이블 F-CV 3C/2.5㎟x1조¦ x2¦ x16 ¦ x2¦ B¦ 1.2¦ 3.4¦ 10.11¦ 12.13¦ 9.10¦ 11.12¦ 3.4¦ 1.2¦ 7.8¦ 5.6¦ 3.4¦ 1.2¦ 2D¦ 2D¦ R¦ 검사고 열차무선중계설비 지상2층 평면도¦ 검사고 열차무선중계설비 지상2층 평면도¦ S = 1/600¦ 1/600¦ 차량기지¦ T¦ 4¦ 0¦ 0¦ 9¦ 9¦ 3¦ 4¦ 0¦ 1¦ 1¦ T¦ 3D¦
| 1단계_정거장 - 복사본 | 1단계_정거장 - 복사본 | 005. T1001026-001 917정거장 CIRCUIT WIRING SYSTEM DIAGRAM_신설.dwg | KT¦ IP¦ G¦ D¦ C/R¦ T¦ 0¦ 0¦ 0¦ 0¦ 0¦ 0¦ 0¦ 0¦ 0¦ 0¦ 통신기계실¦ 통신기계실¦ 안전관리실¦ 소방외부 무선통신 보조설비¦ 경찰통신설비¦ O/F(SM) FM RADIO¦ POWER DISTRIBUTION¦ O/F(SM)¦ O/F(SM)¦ UPS¦ CCTV¦ 광화상전송장치¦ MATRIX¦ RACK¦ TV 광전송장치¦ 부모시계¦ To: NEXT STATION¦ O/F(SM)¦ O/F(SM)¦ To: KT¦ M/D¦ KT¦ 전력사령¦ 방재사령¦ 통신사령¦ FAX¦ Data Line (전력)¦ Data Line¦ Data Line¦ Data Line¦ Data Line (AFC)¦ Data Line (통신)¦ Data Line (방재)¦ Data Line (운전)¦ SMS¦ AGM¦ AAM¦ ATVM¦ IP¦ P.A AMP¦ x2¦ x2¦ 지하1층 (대합실) x 54¦ 지하2층 (승강장상선) x 21¦ G¦ G¦ G¦ G¦ G¦ 지하2층 (승강장상선) x 2¦ 지하2층 (승강장하선) x 2¦ CCTV¦ CONSOLE¦ 지하1층¦ (복합통신ANT)¦ 무선통신 보조설비¦ HFC-22D-FR¦ HFC-12D-FR¦ 본선터널 (승강장) RFCL-42D-광대역¦ 본선터널 (승강장) RFCL-42D-광대역¦ D¦ POWER LINE¦ INT¦ T¦ T¦ x6¦ x2¦ x17¦ x2¦ x2¦ T¦ x14¦ x2¦ x4¦ x16 ¦ 인터폰¦ 모장치¦ 배 선 반¦ 지하2층 (승강장하선) x 21¦ x2¦ 출입통제¦ C/R¦ C/R¦ C/R¦ C/R¦ 운전사령¦ Data Line¦ Data Line¦ 소방외부¦ x3¦ 공조기계실-1¦ 공조기계실-2¦ 이동통신기계실¦ Callphone¦ 전기실¦ 기능실복도¦ 발매기실-1,2¦ 화장실 (남,여)-1,2,3¦ 장애자화장실¦ 임대상가 1¦ ELEV, 화장실¦ 용역원대기실¦ 지하1층 (대합실)¦ PSD실 (상선)¦ PSD실 (하선)¦ 편의점¦ 비상전원실¦ 승강장 INT¦ 임대상가 2¦ 용역창고¦ 119 구조대¦ 119 구조대 침실x3¦ 119 구조대 창고¦ x2 ¦ x5¦ x2¦ ATT¦ x6¦ RF중계기¦ 국철1호선 노량진역 역무실¦ 환승통로¦ TV공시청 ANT¦ 복합통신 ANT¦ INT¦ x6¦ T¦ T¦ x3¦ T¦ T¦ IP¦ 본선터널 (승강장) RFCL-42D-광대역¦ D¦ x2¦ 본선터널 (승강장) RFCL-42D-광대역¦ 환급기¦ x2 ¦ 통신기계실¦ 소방외부 무선통신 보조설비¦ 경찰통신설비¦ O/F(SM) FM RADIO¦ POWER DISTRIBUTION¦ O/F(SM)¦ O/F(SM)¦ UPS¦ CCTV¦ 광화상전송장치¦ MATRIX¦ RACK¦ TV 광전송장치¦ 부모시계¦ To: NEXT STATION¦ O/F(SM)¦ O/F(SM)¦ To: KT¦ M/D¦ FAX¦ P.A AMP¦ 배 선 반¦ 출입통제¦ 통신장치¦ IP MPLS¦ 역사백본¦ 시리얼 ¦ FXO/FXS¦ Ethernet¦ L3 Switch¦ 신설¦ O/F(SM) 인접역¦ O/F(SM) 열차무선 / DU¦ 신설¦ 열차무선 RRU¦ LTE-R¦ EQUIP¦ MULTI¦ COMM¦ FM/DMB¦ 광전송장치¦ C¦ 통신장치¦ IP MPLS¦ 역사백본¦ 시리얼 ¦ FXO/FXS¦ Ethernet¦ L3 Switch¦ 신설¦ O/F(SM) 인접역¦ O/F(SM) 열차무선 / DU¦ EQUIP¦ MULTI¦ COMM¦ FM/DMB¦ 광전송장치¦ 신설¦ 열차무선 RRU¦ LTE-R¦ O/F(SM) 인접역¦ OF-SM-8C(난연),FR-CV 3c/4.0㎟¦ UTP Cat. 5E4P¦ 승강장모니터(상선)¦ UTP Cat. 5E4P¦ OF-SM-8C(난연),FR-CV 3c/4.0㎟¦ 승강장모니터(하선)¦ OF-SM-8C(난연),FR-CV 3c/4.0㎟¦ OF-SM-8C(난연),FR-CV 3c/4.0㎟¦ 917정거장 CIRCUIT WIRING SYSTEM DIAGRAM / 신설¦ 917정거장 CIRCUIT WIRING SYSTEM DIAGRAM / 신설¦ S = NONE¦ NONE¦ 샛강¦ 노량진¦ 노들¦ T¦ 1¦ 0¦ 0¦ 1¦ 0¦ 2¦ 6¦ 0¦ 0¦ 1¦
| 1단계_정거장 - 복사본 | 1단계_정거장 - 복사본 | 012. T1001026-008 911정거장 AFC SYSTEM DIAGRAM (철거).dwg | ATVM¦ ATVM¦ 02¦ 01¦ L-AFC-1-분전반¦ 통신기계실¦ MAIN POWER¦ 접지단자함¦ AGM6¦ AGM8¦ AGM8¦ 08¦ 09¦ 10¦ CONTROL¦ EM.GATE¦ BOX¦ 안전관리실¦ BOX¦ DPC¦ COM¦ INTER¦ COMMS¦ S/W HUB¦ 화재¦ 수신반¦ 통로안내표시기¦ AAM¦ 01¦ 주제어장치¦ Cross Cable¦ D/I MUX¦ I/F¦ S/W HUB¦ AIS¦ SMS¦ AGM6¦ [ 비상게이트 ]¦ AGM8¦ AGM8¦ 01¦ 02¦ 03¦ Cross Cable¦ AIM¦ AGM10¦ AIM¦ [ 비상게이트 ]¦ AAM¦ 01¦ Cross Cable¦ Cross Cable¦ Cross Cable¦ Cross Cable¦ GROUND¦ 접지단자함¦ MAIN¦ 승강장¦ AGM8¦ 11¦ AGM8¦ 04¦ Cross Cable¦ Cross Cable¦ NO.06 (AGM12)¦ H U B¦ NO.11 (AGM10)¦ H U B¦ 05¦ AGM10/11¦ 06¦ AGM12¦ 분전반~AAM, AGM, SMS, ATVM, AIM¦ : IN USE¦ 접지반~AAM, AGM, SMS, ATVM¦ EM. GATE¦ MAIN GROUND¦ INTERCOM~ATVM, AAM¦ SMS(S/W HUB)~TOM, AGM, ATVM¦ D/I MUX(ROUTER)~SMS(S/W HUB)¦ NOTE¦ 화재수신반~DPC BOX¦ I/F¦ DPC¦ DPC SW~AGM(DPC)¦ : FR-CV 3C/4.0㎟¦ : F-GV 4.0㎟¦ : FR-CV 2C/4.0㎟¦ : F-GV 50㎟¦ : CPEV 0.65/5P, STP Cat.5E 4P¦ : STP Cat.5E 4Px1조¦ : STP Cat.5E 4Px1조¦ : CPEV 0.9x5P¦ : Interface Unit¦ : Direct Power Control¦ : FR-CVVS 4C/2.5㎟¦ INTERCOM~EM.GATE¦ : UTP Cat.5E 4P¦ AIS~AIM¦ : OF-SM-2Core¦ : UTP Cat.5E 4P¦ AIS~AIM¦ 환급기¦ 01¦ 07¦ 911정거장 AFC SYSTEM DIAGRAM (철거)¦ 911정거장 AFC SYSTEM DIAGRAM (철거)¦ S = NONE¦ NONE¦ 지하철 911정거장¦ 염창¦ 신목동¦ 선유도¦ T¦ 1¦ 0¦ 0¦ 1¦ 0¦ 2¦ 6¦ 8¦ 0¦ 0¦
| 1단계_정거장 - 복사본 | 1단계_정거장 - 복사본 | 011. T1001026-007 907정거장 AFC SYSTEM DIAGRAM.dwg | ATVM¦ ATVM¦ 02¦ 01¦ L-AFC-1-분전반¦ 통신기계실¦ MAIN POWER¦ 접지단자함¦ 08¦ 09¦ 10¦ CONTROL¦ EM.GATE¦ BOX¦ 안전관리실¦ BOX¦ DPC¦ COM¦ INTER¦ COMMS¦ S/W HUB¦ 화재¦ 수신반¦ 통신기계실¦ AAM¦ 01¦ D/I MUX¦ I/F¦ S/W HUB¦ SMS¦ 05¦ AGM8¦ AGM6¦ AGM8¦ 01¦ 02¦ 03¦ 12¦ 발매기실¦ L-AFC-2-분전반¦ MAIN POWER¦ 접지단자함¦ S/W HUB¦ ATVM¦ ATVM¦ 04¦ 03¦ AAM¦ 02¦ 접지단자함¦ MAIN¦ 승강장¦ GROUND¦ 11¦ AGM8¦ 04¦ 06¦ AGM11¦ AGM12¦ 환급기¦ 02¦ 환급기¦ 01¦ AGM8¦ AGM8¦ AGM8¦ AGM8¦ AGM11¦ AGM12/6¦ 분전반~AAM, AGM, SMS, ATVM, AIM¦ : IN USE¦ 접지반~AAM, AGM, SMS, ATVM¦ EM. GATE¦ MAIN GROUND¦ INTERCOM~ATVM, AAM¦ SMS(S/W HUB)~TOM, AGM, ATVM¦ D/I MUX(ROUTER)~SMS(S/W HUB)¦ NOTE¦ 화재수신반~DPC BOX¦ I/F¦ DPC¦ DPC SW~AGM(DPC)¦ : HFCO 3C/4.0㎟¦ : F-GV 4.0㎟¦ : FR-CV 2C/4.0㎟¦ : F-GV 50㎟¦ : UTP Cat.5E 4P¦ : FTP Cat.5E 4Px1조¦ : FTP Cat.5E 4Px1조¦ : UTP Cat.5E 4P¦ : Interface Unit¦ : Direct Power Control¦ : FR-CVVS 4C/2.5㎟¦ INTERCOM~EM.GATE¦ : UTP Cat.5E 4P¦ AGM8¦ 07¦ AGM10¦ 08¦ 13¦ AGM10¦ 14¦ 907정거장 AFC SYSTEM DIAGRAM¦ 907정거장 AFC SYSTEM DIAGRAM¦ S = NONE¦ NONE¦ 지하철 907정거장¦ 양천향교¦ 가양¦ 증미¦ T¦ 1¦ 0¦ 0¦ 1¦ 0¦ 2¦ 6¦ 0¦ 0¦ 7¦
| 1단계_정거장 - 복사본 | 1단계_정거장 - 복사본 | 028. T7003034-001 912정거장 방송설비 지하1층 신설평면도.dwg | P¦ \A1;2,400¦ \A1;30,700¦ \A1;12,950¦ \A1;30,000¦ \A1;7,500¦ \A1;7,500¦ \A1;7,500¦ \A1;86,250¦ \A1;7,500¦ \A1;7,500¦ \A1;7,500¦ \A1;7,500¦ \A1;7,500¦ \A1;7,500¦ \A1;3,750¦ \A1;7,500¦ \A1;7,500¦ \A1;21,750¦ \A1;34,500¦ \A1;2,400¦ \A1;12,950¦ DN¦ 다¦ 나¦ UP¦ S = 1 / 400¦ 903정거장 방송설비 지하1층 신설평면도(2/2)¦ 1/400¦ 904정거장 방송설비 지하1층 신설평면도 (1/2)¦ 0¦ 0¦ 0¦ -¦ 0¦ 0¦ 0¦ 0¦ (기설활용)¦ -¦ T¦ 7¦ 0¦ 0¦ 3¦ 0¦ 3¦ 4¦ 0¦ 1¦ 6¦ : (16) HIV 1.5㎟x2조¦ NOTE¦ : (16) HIV 1.5㎟x5조¦ : (16) HIV 1.5㎟x6조¦ : (22) HIV 1.5㎟x7조¦ : (22) HIV 1.5㎟x8조¦ : (22) HIV 1.5㎟x10조¦ : (16) HIV 1.5㎟x4조¦ : (16) HIV 1.5㎟x3조¦ KEY PLAN¦ X25¦ X26¦ X27¦ X28¦ X29¦ X30¦ X31¦ X32¦ X33¦ X34¦ X35¦ X36¦ Y00¦ Y02¦ Y03¦ Y06¦ Y04¦ UP¦ UP¦ UP¦ UP¦ UP¦ UP¦ ELEV.¦ ELEV.¦ 화장실¦ 대합실¦ 창고¦ 창 고¦ 창 고¦ UP¦ UP¦ DN¦ DN¦ 창고¦ 912 정거장¦ STA.13km796.097¦ (P1:100x100x100)¦ DOWN TO 지하2층¦ (16) HIV 1.5㎟x2조¦ 임대상가1¦ 벽부형 3W : 4 EA¦ 천정형 3W : 27 EA¦ 지하철 912정거장¦ 신목동¦ 선유도¦ 당산¦ S = 1 / 400¦ 912정거장 방송설비 지하1층 신설평면도¦ 1/400¦ 912정거장 방송설비 지하1층 신설평면도¦ (기설활용)¦ T¦ 7¦ 0¦ 0¦ 3¦ 0¦ 3¦ 4¦ 0¦ 0¦ 1¦
| 1단계_정거장 - 복사본 | 1단계_정거장 - 복사본 | 028. T7003034-003 919정거장 방송설비 지하2층 신설평면도 (1_2).dwg | P¦ \A1;4,250¦ \A1;3,100¦ \A1;23,200¦ \A1;13,600¦ \A1;4,250¦ \A1;7,350¦ \A1;7,350¦ \A1;4,250¦ \A1;7,100¦ \A1;6,500¦ \A1;5,000¦ \A1;5,000¦ \A1;5,000¦ \A1;5,000¦ \A1;5,000¦ \A1;5,000¦ \A1;5,000¦ \A1;5,000¦ \A1;5,000¦ \A1;5,000¦ \A1;5,000¦ \A1;5,000¦ \A1;5,000¦ \A1;5,000¦ \A1;5,000¦ \A1;7,500¦ \A1;3,750¦ \A1;86,250¦ S = 1 / 400¦ 903정거장 방송설비 지하1층 신설평면도(2/2)¦ 1/400¦ 904정거장 방송설비 지하1층 신설평면도 (1/2)¦ 0¦ 0¦ 0¦ -¦ 0¦ 0¦ 0¦ 0¦ (기설활용)¦ -¦ T¦ 7¦ 0¦ 0¦ 3¦ 0¦ 3¦ 4¦ 0¦ 1¦ 6¦ 각도 : 1.5˚¦ : (16) HIV 1.5㎟x2조¦ NOTE¦ : (16) HIV 1.5㎟x5조¦ : (16) HIV 1.5㎟x6조¦ : (22) HIV 1.5㎟x7조¦ : (22) HIV 1.5㎟x8조¦ : (22) HIV 1.5㎟x10조¦ : (16) HIV 1.5㎟x4조¦ : (16) HIV 1.5㎟x3조¦ KEY PLAN¦ Y00¦ Y01¦ Y02¦ Y03¦ Y04¦ Y05¦ Y06¦ MATCH LINE DWG No. "S1-TA-S19-DB-016-0"¦ HIV-1.5㎟x4조 (승강장 SP)¦ TRAY (900x150)¦ UP TO 지하1층¦ HIV-1.5㎟x4조 (승강장 SP)¦ TRAY (900x150)¦ UP TO 지하1층¦ (P10:100x100x100)¦ (P9:100x100x100)¦ 승강장-1¦ 승강장-2¦ PSD기계실-1¦ 내부엘리베이터1¦ PSD기계실-2¦ 내부엘리베이터2¦ UP¦ UP¦ 벽부형 3W : 2 EA¦ 천정형 5W : 20 EA¦ X15¦ X14¦ X13¦ X12¦ X11¦ X10¦ X09¦ X08¦ X07¦ X06¦ X05¦ X04¦ X03¦ X02¦ X01¦ X00¦ X-1¦ 지하철 919정거장¦ 노들¦ 중앙대입구¦ 동작¦ S = 1 / 400¦ 919정거장 방송설비 지하2층 신설평면도(1/2)¦ 1/400¦ 919정거장 방송설비 지하2층 신설평면도 (1/2)¦ (기설활용)¦ T¦ 7¦ 0¦ 0¦ 3¦ 0¦ 3¦ 4¦ 0¦ 0¦ 3¦
| 1단계_정거장 - 복사본 | 1단계_정거장 - 복사본 | 013. T1001026-009 919정거장 AFC CABLE WIRING DIAGRAM.dwg | D/I MUX (ROUTER)¦ (통신기계실)¦ 분전반 (전기시설분)¦ (안전관리실)¦ AFC 접지단자함¦ (안전관리실)¦ DPC BOX¦ SMS (S/W HUB)¦ EM GATE¦ CONTROL BOX¦ AGM 6형 (No.1)¦ AGM 8형 (No.2)¦ AGM 8형 (No.3)¦ AGM 8형 (No.5)¦ AGM 10형 (No.7)¦ AGM 11형 (No.8)¦ AGM 12형 (No.9)¦ ATVM (No.1~2)¦ 환급기 (No.1)¦ FTP Cat.5E 4Px1조¦ UTP Cat.5E 4Px1조¦ F-GV 4.0㎟x2조¦ F-GV 4.0㎟x1조¦ F-GV 4.0㎟x1조¦ HFCO 2C/4.0㎟x1조¦ FTP Cat.5E 4Px2조¦ FR-CVVS 4C/2.5㎟x1조¦ HFCO 3C/4.0㎟x2조¦ HFCO 3C/4.0㎟x1조¦ HFCO 3C/4.0㎟x1조¦ HFCO 3C/4.0㎟x1조¦ HFCO 3C/4.0㎟x1조¦ AAM (No.1)¦ FTP Cat.5E 4Px1조¦ F-GV 4.0㎟x1조¦ HFCO 3C/4.0㎟x1조¦ (안전관리실)¦ (안전관리실)¦ HFCO 3C/4.0㎟x1조¦ AGM 8형 (No.4)¦ FTP Cat.5E 4Px1조¦ UTP Cat.5E 4Px2조(INT)¦ FTP Cat.5E 4Px1조¦ 화재수신반¦ FTP Cat.5E 4Px1조¦ F-GV 4.0㎟x1조¦ HFCO 3C/4.0㎟x1조¦ FTP Cat.5E 4Px1조¦ FTP Cat.5E 4Px1조¦ FTP Cat.5E 4Px1조¦ FTP Cat.5E 4Px1조¦ FTP Cat.5E 4Px1조¦ FTP Cat.5E 4Px1조¦ FTP Cat.5E 4Px1조¦ 통신UPS¦ (통신기계실)¦ 통합교환설비¦ (통신기계실)¦ UTP Cat.5E 4Px2조(INT)¦ UTP Cat.5E 4Px1조(INT)¦ UTP Cat.5E 4Px1조(INT)¦ AGM 8형 (No.6)¦ FTP Cat.5E 4Px1조¦ HFCO 3C/4.0㎟x1조¦ 919정거장 AFC CABLE WIRING DIAGRAM¦ 919정거장 AFC CABLE WIRING DIAGRAM¦ S = NONE¦ NONE¦ 지하철 919정거장¦ 노들¦ 중앙대입구¦ 동작¦ T¦ 1¦ 0¦ 0¦ 1¦ 0¦ 2¦ 6¦ 0¦ 0¦ 9¦
| 1단계_정거장 - 복사본 | 1단계_정거장 - 복사본 | 038. T4009934-001 908정거장 종합무선중계설비 지하1층 평면도.dwg | C¦ H¦ -¦ T¦ 0¦ 0¦ 0¦ 0¦ 0¦ 0¦ 0¦ 0¦ 0¦ 0¦ \A1;3,500¦ \A1;1,100¦ \A1;1,100¦ \A1;3,100¦ \A1;3,100¦ \A1;22,700¦ \A1;7,150¦ \A1;7,150¦ \A1;7,500¦ \A1;15,000¦ \A1;20,000¦ \A1;165,000¦ \A1;7,500¦ \A1;7,500¦ \A1;7,500¦ \A1;7,500¦ \A1;7,500¦ \A1;7,500¦ \A1;7,500¦ \A1;7,500¦ \A1;7,500¦ \A1;7,500¦ \A1;7,500¦ \A1;7,500¦ \A1;7,500¦ \A1;25,000¦ \A1;22,500¦ \A1;37,500¦ \A1;22,500¦ \A1;22,500¦ T¦ 0¦ 0¦ 0¦ 0¦ 0¦ 0¦ 0¦ 0¦ 0¦ 0¦ 가양¦ 증미¦ 등촌¦ HFC-12D-FR (신설)¦ HFC-12D-FR (신설)¦ HFC-12D-FR (신설)¦ HFC-12D-FR (신설)¦ HFC-12D-FR (신설)¦ 2D¦ 3D¦ GPS안테나¦ UP¦ P¦ B¦ (54)x2 HFC-22D-FRx2조 (GPS 안테나)¦ (54)x2 HFC-22D-FRx2조 (GPS 안테나)¦ (54)x2 HFC-22D-FRx2조 (GPS 안테나)¦ HFC-22D-FRx2조 (GPS 안테나)¦ (54)x2 HFC-22D-FRx2조 (GPS 안테나)¦ (54)x2 HFC-22D-FRx2조 (GPS 안테나)¦ (600x600x300)¦ P¦ (700x400x100)¦ H¦ UTP Cat.5E 4Px1조 (라디오 송수신제어)¦ DOWN TO 지하 2층¦ TRAY (900x150)¦ 무선통신단자함¦ TO: 환기구¦ F¦ F¦ UTP Cat.5E 4Px2조 (라디오 송수신제어)¦ (16) UTP Cat.5E 4Px1조 (라디오 송수신제어)¦ (16) UTP Cat.5E 4Px1조 (라디오 송수신제어)¦ (16) UTP Cat.5E 4Px1조 (라디오 송수신제어)¦ UTP Cat.5E 4Px1조 (라디오 송수신제어)¦ UTP Cat.5E 4Px1조 (라디오 송수신제어)¦ A¦ C¦ HFC-12D-FR (무선통신)¦ HFC-12D-FR (콘솔내접속단자)¦ 수공¦ DOWN TO 지하 2층¦ HFC-12D-FR (콘솔내접속단자)¦ TRAY (900x150)¦ HFC-22D-FR (승강장 복합통신)¦ HFC-12D-FR (대합실 복합통신)¦ E¦ D¦ B¦ C¦ HFC-22D-FR (승강장 복합통신)¦ HFC-12D-FR (대합실 복합통신)¦ (54) SPARE (경찰통신)¦ (54)x2 SPARE (이동통신기계실)¦ (28) HFC-12D-FR (무선통신)¦ (54) SPARE (경찰통신)¦ (54)x2 SPARE (이동통신기계실)¦ (P7:300x300x200)¦ (P6:300x300x200)¦ (P5:300x300x200)¦ (P4:300x300x200)¦ (P3:300x300x200)¦ (P2:300x300x200)¦ (P1:500x500x300)¦ 종합무선중계장치¦ 2D¦ P¦ P¦ P¦ P¦ P¦ P¦ P¦ STA.9km840.167¦ 908 정거장¦ 방범셔터설치¦ DN¦ UP¦ UP¦ UP¦ UP¦ UP¦ 외부출입구4¦ 외부출입구3¦ 외부출입구2¦ 외부출입구1¦ 내부계단1¦ 통 로¦ 대합실¦ 용역원대기실¦ 이동통신기계실¦ 복 도¦ 통신기계실¦ 비상전원실¦ CO2 실¦ 전기실¦ 물탱크실¦ 공조기계실¦ DN¦ DN¦ X11¦ X10¦ X08¦ X07¦ X06¦ X05¦ X03¦ X02¦ X01¦ X26¦ X25¦ X24¦ X23¦ X22¦ X21¦ X20¦ X19¦ X18¦ X17¦ X16¦ X15¦ X14¦ X13¦ X12¦ X09¦ X04¦ X00¦ Y05¦ Y03¦ Y08¦ Y04¦ Y00¦ (54)x2 SPARE (이동통신기계실)¦ (54)x2 SPARE (이동통신기계실)¦ (28) HFC-12D-FR (콘솔내접속단자)¦ (28) HFC-12D-FR (대합실 복합통신)¦ (54) HFC-22D-FR (승강장 복합통신)¦ E¦ (54)x2 SPARE (이동통신기계실)¦ (54) HFC-22D-FR (승강장 복합통신)¦ (28) HFC-12D-FR (콘솔내접속단자)¦ (28) HFC-12D-FR (대합실 복합통신)¦ D¦ (54) SPARE (경찰통신)¦ (54) HFC-22D-FR (승강장 복합통신)¦ (28) HFC-12D-FR (콘솔내접속단자)¦ (28) HFC-12D-FR (대합실 복합통신)¦ (28) HFC-12D-FR (무선통신)¦ C¦ (54) SPARE (경찰통신)¦ (28) HFC-12D-FR (대합실 복합통신)¦ (54)x2 SPARE (이동통신기계실)¦ B¦ (54) SPARE (경찰통신)¦ HFC-12D-FR (콘솔내접속단자)¦ HFC-22D-FR (승강장 복합통신)¦ HFC-12D-FR (대합실 복합통신)¦ HFC-12D-FR (무선통신)¦ TRAY (900x150)¦ A¦ DOWN TO 통신기계실 ACCESS FLOOR¦ 2D¦ 3D¦ 3D¦ 908정거장 열차무선설비 지하1층 평면도¦ 908정거장 열차무선설비 지하1층 평면도¦ S = 1 / 600¦ 1/600¦ 가양¦ 증미¦ 등촌¦ T¦ 4¦ 0¦ 0¦ 9¦ 9¦ 2¦ 4¦ 0¦ 0¦ 1¦ P¦ 2D¦
| 1단계_정거장 - 복사본 | 1단계_정거장 - 복사본 | 012. T1001026-008 914정거장 AFC SYSTEM DIAGRAM (철거).dwg | ATVM¦ ATVM¦ 02¦ 01¦ L-AFC-1-분전반¦ 통신기계실¦ MAIN POWER¦ 접지단자함¦ AGM6¦ [ 비상게이트 ]¦ AGM8¦ AGM10¦ 11¦ 12¦ 13¦ CONTROL¦ EM.GATE¦ BOX¦ 안전관리실¦ BOX¦ DPC¦ COM¦ INTER¦ COMMS¦ S/W HUB¦ 화재¦ 수신반¦ 통로안내표시기¦ AAM¦ 01¦ 주제어장치¦ D/I MUX¦ I/F¦ S/W HUB¦ AIS¦ SMS¦ 04¦ AGM8¦ AGM6¦ [ 비상게이트 ]¦ AGM8¦ AGM8¦ 01¦ 02¦ 03¦ AIM¦ Cross Cable¦ Cross Cable¦ AIM¦ 발매기실¦ L-AFC-2-분전반¦ MAIN POWER¦ 접지단자함¦ S/W HUB¦ ATVM¦ ATVM¦ 04¦ 03¦ AAM¦ 01¦ Cross Cable¦ Cross Cable¦ Cross Cable¦ Cross Cable¦ Cross Cable¦ 접지단자함¦ MAIN¦ 승강장¦ GROUND¦ AGM6¦ AGM8¦ AGM10¦ 08¦ 09¦ 10¦ Cross Cable¦ Cross Cable¦ NO.06 (AGM12)¦ H U B¦ NO.09 (AGM10)¦ H U B¦ 05¦ AGM10/11¦ 06¦ AGM12¦ AGM11¦ 14¦ AGM12¦ 분전반~AAM, AGM, SMS, ATVM, AIM¦ : IN USE¦ 접지반~AAM, AGM, SMS, ATVM¦ EM. GATE¦ MAIN GROUND¦ INTERCOM~ATVM, AAM¦ SMS(S/W HUB)~TOM, AGM, ATVM¦ D/I MUX(ROUTER)~SMS(S/W HUB)¦ NOTE¦ 화재수신반~DPC BOX¦ I/F¦ DPC¦ DPC SW~AGM(DPC)¦ : FR-CV 3C/4.0㎟¦ : F-GV 4.0㎟¦ : FR-CV 2C/4.0㎟¦ : F-GV 50㎟¦ : CPEV 0.65/5P, STP Cat.5E 4P¦ : STP Cat.5E 4Px1조¦ : STP Cat.5E 4Px1조¦ : CPEV 0.9x5P¦ : Interface Unit¦ : Direct Power Control¦ : FR-CVVS 4C/2.5㎟¦ INTERCOM~EM.GATE¦ : UTP Cat.5E 4P¦ AIS~AIM¦ : OF-SM-2Core¦ : UTP Cat.5E 4P¦ AIS~AIM¦ 환급기¦ 01¦ 환급기¦ 01¦ 07¦ Cross Cable¦ Cross Cable¦ 914정거장 AFC SYSTEM DIAGRAM (철거)¦ 914정거장 AFC SYSTEM DIAGRAM (철거)¦ S = NONE¦ NONE¦ 지하철 914정거장¦ 당산¦ 국회의사당¦ 여의도¦ T¦ 1¦ 0¦ 0¦ 1¦ 0¦ 2¦ 6¦ 8¦ 0¦ 0¦
| 1단계_정거장 - 복사본 | 1단계_정거장 - 복사본 | 008. T1001026-004 907정거장 방송설비 CABLE WIRING DIAGRAM.dwg | -¦ T¦ 7¦ 0¦ 0¦ 3¦ 0¦ 3¦ 4¦ 0¦ 1¦ 6¦ 신호통신기계실¦ 공조기계실¦ 전기실¦ 이동통신기계실¦ 비상전원실¦ 발매기실¦ 기능실복도¦ 용역원대기실¦ 임대상가-1¦ 승강장상선¦ 승강장하선¦ HIV 1.5㎟x2조¦ HIV 1.5㎟x3조¦ HIV 1.5㎟x4조¦ HIV 1.5㎟x4조¦ x3¦ x42¦ x42¦ 지하1층¦ 지하2층¦ 화장실(남,여)¦ 신호통신기계실¦ 안전관리실¦ PSD실 (하선)¦ 비품창고¦ 창고¦ 장애자화장실¦ 대합실 (연결통로)¦ 편의점¦ x2¦ PSD실 (상선)¦ x3¦ x2¦ x5¦ x2¦ x2¦ x86¦ 임대상가-2¦ 임대상가-3¦ x3¦ x3¦ .¦ P¦ A¦ A¦ M¦ P¦ R¦ A¦ C¦ K¦ 907정거장 방송설비 CABLE WIRING DIAGRAM¦ 907정거장 방송설비 CABLE WIRING DIAGRAM¦ S = NONE¦ NONE¦ 지하철 907정거장¦ 양천향교¦ 가양¦ 증미¦ T¦ 1¦ 0¦ 0¦ 1¦ 0¦ 2¦ 6¦ 0¦ 0¦ 4¦
| 1단계_정거장 - 복사본 | 1단계_정거장 - 복사본 | 033. T7001034-016 903정거장 전화설비 지하4층 철거평면도-2.dwg | INT¦ KEY PLAN¦ \A1;7,500¦ \A1;10,5000¦ \A1;7,500¦ \A1;5,000 ¦ \A1;5,000 ¦ \A1;5,000 ¦ \A1;5,000 ¦ \A1;5,000 ¦ \A1;7,500¦ \A1;{\fHYHeadLine-Medium¦b0¦i0¦c129¦p50;30,000}¦ \A1;5,000 ¦ \A1;7,500¦ \A1;7,500¦ \A1;7,500¦ \A1;7,500¦ \A1;4350¦ \A1;4350¦ \A1;7450¦ \A1;23600¦ \A1;7450¦ 인터폰선 0.6x2Px4조 (INT)¦ DOWN TO CP PANEL¦ 인터폰선 0.6x2Px4조 (INT)¦ DOWN TO CP PANEL¦ (16)UTP Cat.5E 4Px1조 (승강장 INT)¦ (16)UTP Cat.5E 4Px1조 (승강장 INT)¦ [TB NO.6]¦ UTP 25P¦ (16)UTP Cat.5E 4Px1조 (승강장 INT)¦ (16)UTP Cat.5E 4Px1조 (승강장 INT)¦ [TB NO.7]¦ UTP 25P¦ UTP Cat.5E 4Px3조 (승강장 INT)¦ UTP Cat.5E 4Px3조 (승강장 공중전화)¦ TRAY (600x150)¦ UP TO 지하3층¦ UTP Cat.5E 4Px3조 (승강장 INT)¦ UTP Cat.5E 4Px3조 (승강장 공중전화)¦ TRAY (900x150)¦ UP TO 지하3층¦ (22)UTP Cat.5E 4Px3조 (승강장 INT)¦ (16)UTP Cat.5E 4Px2조 (승강장 INT)¦ (16)UTP Cat.5E 4Px2조 (승강장 INT)¦ (22)UTP Cat.5E 4Px3조 (승강장 INT)¦ MATCH LINE DWG No. "S1-TA-S03-DB-015-1.dwg"¦ (22)UTP Cat.5E 4Px3조 (승강장 공중전화)¦ (22)UTP Cat.5E 4Px3조 (승강장 공중전화)¦ (P30:400x400X300)¦ (P31:400x400X300)¦ (P32:400x400X300)¦ (P33:400x400X300)¦ (P34:400x400X300)¦ (P35:400x400X300)¦ 창고¦ 창고¦ PSD¦ 승 강 장¦ 승 강 장¦ PSD¦ UP¦ E/S 올라감¦ E/S 올라감¦ UP¦ ELEV. CAR¦ (15인승)¦ (15인승)¦ ELEV. CAR¦ X13¦ X14¦ X25¦ X21¦ X20¦ X19¦ X17¦ X15¦ X16¦ X18¦ X22¦ X23¦ X24¦ X26¦ Y03¦ Y04¦ Y02¦ Y01¦ Y00¦ 3. 통신기계실 및 안전관리실 MAIN 분전반은 전기에서 설치한다.¦ 1. 음향유도기 전원은 전기콘센트를 이용한다.¦ NOTE¦ 2. 증폭기전원은 전기콘센트를 이용한다.¦ 지하철 903정거장¦ 김포공항¦ 공항시장¦ 신방화¦ 1/400¦ 903정거장 전화설비 지하4층 철거평면도(2/2)¦ S=1/400¦ 903정거장 전화설비 지하4층 철거평면도(2/2)¦ T¦ 7¦ 0¦ 0¦ 1¦ 0¦ 3¦ 4¦ 0¦ 1¦ 6¦ (기설활용)¦ P¦
| 1단계_정거장 - 복사본 | 1단계_정거장 - 복사본 | 052. T7009934-006 907정거장 출입통제설비 지하1층 철거 평면도 (3_3).dwg | C/R¦ P¦ \A1;5,000¦ \A1;5,000¦ \A1;5,000¦ \A1;87,500¦ \A1;2,500¦ \A1;2,500¦ \A1;2,500¦ \A1;5,000¦ \A1;5,000¦ \A1;5,000¦ \A1;5,000¦ \A1;5,000¦ \A1;5,000¦ \A1;5,000¦ \A1;5,000¦ \A1;5,000¦ \A1;5,000¦ \A1;5,000¦ \A1;5,000¦ \A1;5,000¦ \A1;27,800¦ \A1;13,900¦ \A1;13,900¦ L¦ E/V¦ MATCH LINE DWG No. "S1-TA-S07-DB-020-0"¦ MATCH LINE¦ MATCH LINE¦ KEY PLAN¦ X31¦ X32¦ X33¦ X30¦ X35¦ X36¦ X37¦ X38¦ X39¦ X40¦ X41¦ X42¦ X44¦ X45¦ X46¦ X47¦ X43¦ X48¦ X34¦ Y00¦ Y01¦ Y02¦ 발매기실¦ 편 의 점 ¦ 대 합 실¦ DN¦ UP¦ UP¦ UP¦ UP¦ UP¦ UP¦ UP¦ UP¦ UP¦ 외부출입구¦ 화 장 실¦ 내부계단¦ 외부출입구¦ 외부출입구¦ UP¦ UP¦ UP¦ 외부출입구¦ 외부출입구¦ 외부출입구¦ MATCH LINE¦ MATCH LINE¦ 지상E/L¦ 지상E/L¦ UTP Cat.5E 4Px2조 (출입통제)¦ 임대상가3¦ UTP Cat.5E 4Px2조 (출입통제)¦ UTP Cat.5E 4Px2조 (출입통제)¦ 907정거장 출입통제설비 지하1층 철거 평면도 (3/3)¦ 907정거장 출입통제설비 지하1층 철거 평면도 (3/3)¦ S = 1 / 400¦ 1/400¦ 지하철 907정거장¦ 양천향교¦ 가양¦ 증미¦ T¦ 7¦ 0¦ 0¦ 9¦ 9¦ 3¦ 4¦ 6¦ 0¦ 0¦ P¦
| 1단계_정거장 - 복사본 | 1단계_정거장 - 복사본 | 052. T9203026-014 주공장 구내통신설비 CABLE WIRING DIAGRAM.dwg | 주공장 구내통신설비 CABLE WIRING DIAGRAM¦ 주공장 구내통신설비 CABLE WIRING DIAGRAM¦ S = NONE¦ 차량기지¦ 차량기지¦ NONE¦ T¦ 9¦ 2¦ 0¦ 3¦ 0¦ 2¦ 6¦ 0¦ 1¦ 4¦ 통신기계실 (2F)¦ 입출검사장 (출장선)¦ 입출장사무실¦ 용역대기실¦ 출입문 / 판로수선장¦ 입출장대기실¦ 주회로 및 제어회로실¦ 공기압축기 / 회전기 / 시험실¦ 베어링수선장¦ 제동종합시험실¦ 제동실¦ 전기실¦ 사무실¦ 교육실¦ 통신기계실¦ F¦ D¦ I¦ 제¦ 통¦ 입¦ 출¦ 냉난방기 수선장¦ 용역사무실¦ 입출검사장 (입장선)¦ UTP Cat.5E 25Px1조¦ UTP Cat.5E 25Px1조¦ UTP Cat.5E 25Px4조¦ UTP Cat.5E 25Px1조¦ UTP Cat.5E 4Px2조¦ UTP Cat.5E 4Px2조¦ UTP Cat.5E 25Px1조¦ UTP Cat.5E 4Px2조¦ 계¦ 시¦ 모¦ UTP Cat.5E 4Px4조¦ 지상2층¦ 지상1층¦ T¦ T¦ T¦ T¦ T¦ 5C-HFBT¦ 5C-HFBT¦ HIV 1.5㎟x2조 (CLOCK)¦ HIV 1.5㎟x2조 (CLOCK)¦ HIV 1.5㎟x2조 (CLOCK)¦ To: 검사고 통신기계실¦ To: 검사고 통신기계실¦ OF-MM-4Corex1조 (CAMERA)(기설활용) , FR-CV 3C/6.0㎟x1조 (CA POWER)¦ OF-MM-4Corex3조 (CAMERA)(기설활용) , FR-CV 3C/6.0㎟x3조 (CA POWER)¦ UTP Cat.5E 4Px2조 (출입통제)¦ UTP Cat.5E 4Px2조 (출입통제)¦ To: 종합관리 및 복지후생동¦ F/S(J.F) 0.65x100P(50%차폐)x1조¦ To: 종합관리 및 복지후생동¦ 10C-HFBTx1조¦ To: 종합관리 및 복지후생동¦ FR-CVVSB 2C/2.5㎟x1조¦ UTP Cat.5E 4Px2조¦ UTP Cat.5E 4Px2조¦ UTP Cat.5E 4Px2조¦ UTP Cat.5E 4Px2조¦ UTP Cat.5E 4Px2조¦ R¦ R¦ 초음파탐상실¦ 전기부품수선장¦ UTP Cat.5E 4Px2조¦ UTP Cat.5E 4Px2조¦ UTP Cat.5E 4Px2조¦ HUB¦ S/W¦ 광¦ TV¦ AMP¦ (3D)¦ To: 종합관리 및 복지후생동¦ OF-SM-8Corex1조¦ FR-CV 2C/4.0㎟x1조 (TV AMP POWER)¦ 부¦
| 1단계_정거장 - 복사본 | 1단계_정거장 - 복사본 | 079. T9103066-004 913정거장 AFC설비 지하2층 장비배치도 (1_2) (환승구간).dwg | \A1;21,370¦ \A1;6,750¦ \A1;7,800¦ \A1;6,820¦ \A1;11,000¦ \A1;5,500¦ \A1;5,500¦ \A1;7,500¦ \A1;7,500¦ \A1;7,500¦ \A1;7,500¦ \A1;7,500¦ \A1;7,500¦ \A1;7,500¦ \A1;7,500¦ \A1;7,500¦ \A1;7,500¦ \A1;167,000¦ \A1;137,500¦ \A1;304,500¦ \A1;7,500¦ \A1;7,500¦ \A1;7,500¦ \A1;7,500¦ \A1;7,500¦ \A1;7,500¦ \A1;7,500¦ \A1;5,000¦ \A1;7,500¦ \A1;7,500¦ \A1;7,500¦ \A1;7,500¦ \A1;7,500¦ \A1;7,500¦ \A1;7,500¦ \A1;7,500¦ \A1;7,500¦ \A1;7,500¦ \A1;7,500¦ \A1;7,500¦ \A1;7,500¦ \A1;7,500¦ \A1;7,500¦ \A1;7,500¦ \A1;7,500¦ \A1;5,000¦ \A1;7,500¦ \A1;5,000¦ \A1;5,000¦ \A1;600¦ \A1;600¦ \A1;600¦ \A1;150¦ \A1;600¦ \A1;600¦ \A1;600¦ \A1;600¦ \A1;150¦ \A1;750¦ \A1;600¦ \A1;600¦ \A1;600¦ \A1;600¦ \A1;1100¦ \A1;750¦ \A1;600¦ \A1;600¦ \A1;1100¦ \A1;600¦ \A1;600¦ \A1;150¦ \A1;900¦ \A1;100¦ \A1;150¦ \A1;150¦ \A1;150¦ \A1;150¦ \A1;150¦ \A1;150¦ \A1;150¦ \A1;150¦ \A1;150¦ \A1;150¦ \A1;150¦ \A1;150¦ \A1;150¦ \A1;150¦ \A1;150¦ \A1;150¦ \A1;150¦ \A1;150¦ \A1;150¦ \A1;600¦ \A1;150¦ STA.14km831.097¦ 913 정거장¦ DN¦ OPEN¦ 안전관리실¦ %%P0¦ +300¦ B205¦ 발매기실¦ %%P0¦ +300¦ B202¦ Y00¦ Y02¦ Y05¦ Y07¦ Y01¦ Y03¦ Y06¦ Y04¦ X01¦ X02¦ X03¦ X04¦ X05¦ X06¦ X07¦ X08¦ X09¦ X10¦ X11¦ X12¦ X13¦ X14¦ X15¦ X16¦ X17¦ X18¦ X19¦ X20¦ X21¦ X22¦ X23¦ X24¦ X25¦ X26¦ X27¦ X28¦ X29¦ X30¦ X31¦ X32¦ X33¦ X34¦ X35¦ X36¦ X37¦ X38¦ X39¦ X40¦ X41¦ X42¦ X43¦ 환승동선(2호선)¦ 시청방향¦ 신도림방향¦ 6형¦ 8형¦ 8형¦ 8형¦ 10/11형¦ 12형¦ Group1¦ Group2¦ 6형¦ 10형¦ 8형¦ 8형¦ 10/11형¦ 8형¦ 6형¦ 12형¦ 8형¦ 12형¦ 10/11형¦ 8형¦ 6형¦ 8형¦ 8형¦ 8형¦ V¦ X¦ Y¦ Z¦ AB¦ U¦ F¦ E¦ C¦ D¦ B¦ A¦ C¦ B¦ F-GV 4.0㎟x1조 (GND)¦ FR-CV 3C/6.0㎟x2조 (AGM POWER)¦ STP Cat.5E 4Px3조 (AGM COMMS)¦ FR-CVVS 4C/2.5㎟x1조 (DPC)¦ STP Cat.5E 4Px2조 (AGM COMMS)¦ FR-CVVS 4C/2.5㎟x1조 (DPC)¦ FR-CV 3C/6.0㎟x1조 (AGM POWER)¦ F-GV 4.0㎟x1조 (GND)¦ A¦ STP Cat.5E 4Px1조 (AGM COMMS)¦ FR-CVVS 4C/2.5㎟x1조 (DPC)¦ FR-CV 3C/6.0㎟x1조 (AGM POWER)¦ F-GV 4.0㎟x1조 (GND)¦ F7 DUCT¦ F7 DUCT¦ F7 DUCT¦ D¦ F-GV 4.0㎟x1조 (GND)¦ FR-CV 3C/6.0㎟x2조 (AGM POWER)¦ STP Cat.5E 4Px4조 (AGM COMMS)¦ FR-CVVS 4C/2.5㎟x1조 (DPC)¦ F7 DUCT¦ F¦ STP Cat.5E 4Px1조 (AGM COMMS)¦ FR-CVVS 4C/2.5㎟x1조 (DPC)¦ FR-CV 3C/6.0㎟x3조 (AGM POWER)¦ F-GV 4.0㎟x1조 (GND)¦ E¦ STP Cat.5E 4Px5조 (AGM COMMS)¦ FR-CVVS 4C/2.5㎟x1조 (DPC)¦ FR-CV 3C/6.0㎟x3조 (AGM POWER)¦ F-GV 4.0㎟x1조 (GND)¦ F7 DUCT¦ F7 DUCT¦ K¦ J¦ J¦ K¦ L¦ M¦ N¦ STP Cat.5E 4Px2조 (AAM, AGM COMMS)¦ FR-CV 3C/6.0㎟x5조 (AAM, AGM POWER)¦ F-GV 4.0㎟x1조 (GND)¦ TRAY (300x100)¦ STP Cat.5E 4Px3조 (AAM, AGM COMMS)¦ FR-CV 3C/6.0㎟x7조 (AAM, AGM POWER)¦ F-GV 4.0㎟x1조 (GND)¦ TRAY (300x100)¦ UTP Cat.5E 4Px1조 (EM GATE#6 INT)¦ FR-CV 2C/4.0㎟x1조 (EM GATE#6)¦ UTP Cat.5E 4Px1조 (EM GATE#6 INT)¦ FR-CV 2C/4.0㎟x1조 (EM GATE#6)¦ M¦ L¦ STP Cat.5E 4Px4조 (AAM, AGM COMMS)¦ FR-CVVS 4C/2.5㎟x1조 (DPC)¦ FR-CV 3C/6.0㎟x11조 (AAM, AGM POWER)¦ F-GV 4.0㎟x1조 (GND)¦ TRAY (300x100)¦ UTP Cat.5E 4Px1조 (EM GATE#6 INT)¦ FR-CV 2C/4.0㎟x1조 (EM GATE#6)¦ N¦ OF-MM-8Corex1조 (광S/W HUB)¦ FR-CVVS 4C/2.5㎟x2조 (DPC)¦ FR-CV 3C/6.0㎟x16조 (AAM, AGM POWER)¦ F-GV 4.0㎟x2조 (GND)¦ TRAY (300x100)¦ UTP Cat.5E 4Px2조 (EM GATE#5,6 INT)¦ FR-CV 2C/4.0㎟x2조 (EM GATE#5,6)¦ STP Cat.5E 4Px6조 (AAM, AGM COMMS)¦ FR-CVVS 4C/2.5㎟x1조 (DPC)¦ FR-CV 3C/6.0㎟x5조 (AAM, AGM POWER)¦ F-GV 4.0㎟x1조 (GND)¦ TRAY (300x100)¦ UTP Cat.5E 4Px1조 (EM GATE#5 INT)¦ FR-CV 2C/4.0㎟x1조 (EM GATE#5)¦ AAM¦ AAM¦ AAM¦ Q¦ P¦ Q¦ (22) UTP Cat.5E 4Px1조 (EM GATE#6 INT)¦ (28) FR-CV 2C/4.0㎟x1조 (EM GATE#6)¦ (28)¦ F-GV 4.0㎟x1조 (GND)¦ FR-CV 3C/6.0㎟x1조 (AAM POWER)¦ CPEV 0.65/5Px1조 (INT)¦ STP Cat.5E 4Px1조 (AAM COMM)¦ (28)¦ Q¦ CPEV 0.65/5Px1조 (INT)¦ CPEV 0.65/5Px1조 (INT)¦ CPEV 0.65/5Px2조 (INT)¦ CPEV 0.65/5Px2조 (INT)¦ CPEV 0.65/5Px4조 (INT)¦ Q¦ AA¦ B¦ A¦ C¦ E¦ H¦ D¦ P¦ G¦ G¦ STP Cat.5E 4Px6조 (AGM COMMS)¦ FR-CVVS 4C/2.5㎟x1조 (DPC)¦ FR-CV 3C/6.0㎟x3조 (AGM POWER)¦ F-GV 4.0㎟x1조 (GND)¦ F7 DUCT¦ I¦ (42) FR-CV 3C/6.0㎟x4조 (AGM POWER)¦ (22) UTP Cat.5E 4Px1조 (EM GATE#6 INT)¦ (28) FR-CV 2C/4.0㎟x1조 (EM GATE#6)¦ H¦ STP Cat.5E 4Px1조 (AGM COMMS)¦ FR-CVVS 4C/2.5㎟x1조 (DPC)¦ FR-CV 3C/6.0㎟x4조 (AGM POWER)¦ F-GV 4.0㎟x1조 (GND)¦ F7 DUCT¦ O¦ (16) STP Cat.5E 4Px1조 (AGM COMMS)¦ (16) FR-CVVS 4C/2.5㎟x1조 (DPC)¦ (36) FR-CV 3C/6.0㎟x2조 (AGM POWER)¦ (16) F-GV 4.0㎟x1조 (GND)¦ R¦ R¦ DOWN TO 광S/W HUB¦ OF-MM-8Corex1조 (광S/W HUB)¦ STP Cat.5E 4Px8조 (AAM, AGM COMMS)¦ FR-CV 3C/6.0㎟x1조 (광S/W HUB POWER)¦ W¦ S¦ (42) FR-CV 3C/6.0㎟x3조 (AGM POWER)¦ S¦ O¦ AC¦ I¦ AAM¦ Q¦ T¦ (22) UTP Cat.5E 4Px1조 (EM GATE#5 INT)¦ (28) FR-CV 2C/4.0㎟x1조 (EM GATE#5)¦ T¦ FR-CVVS 4C/2.5㎟x1조 (DPC)¦ V¦ U¦ F-GV 4.0㎟x1조 (GND)¦ FR-CV 3C/6.0㎟x1조 (AGM POWER)¦ STP Cat.5E 4Px2조 (AGM COMMS)¦ FR-CVVS 4C/2.5㎟x1조 (DPC)¦ STP Cat.5E 4Px1조 (AGM COMMS)¦ FR-CVVS 4C/2.5㎟x1조 (DPC)¦ FR-CV 3C/6.0㎟x1조 (AGM POWER)¦ F-GV 4.0㎟x1조 (GND)¦ F7 DUCT¦ F7 DUCT¦ W¦ F-GV 4.0㎟x1조 (GND)¦ FR-CV 3C/6.0㎟x2조 (AGM POWER)¦ STP Cat.5E 4Px1조 (AGM COMMS)¦ FR-CVVS 4C/2.5㎟x1조 (DPC)¦ F7 DUCT¦ X¦ F-GV 4.0㎟x1조 (GND)¦ FR-CV 3C/6.0㎟x1조 (AGM POWER)¦ STP Cat.5E 4Px6조 (AGM COMMS)¦ FR-CVVS 4C/2.5㎟x1조 (DPC)¦ F7 DUCT¦ Y¦ F-GV 4.0㎟x1조 (GND)¦ FR-CV 3C/6.0㎟x1조 (AGM POWER)¦ STP Cat.5E 4Px5조 (AGM COMMS)¦ FR-CVVS 4C/2.5㎟x1조 (DPC)¦ F7 DUCT¦ AA¦ Z¦ F-GV 4.0㎟x1조 (GND)¦ FR-CV 3C/6.0㎟x2조 (AGM POWER)¦ STP Cat.5E 4Px3조 (AGM COMMS)¦ FR-CVVS 4C/2.5㎟x1조 (DPC)¦ STP Cat.5E 4Px4조 (AGM COMMS)¦ FR-CVVS 4C/2.5㎟x1조 (DPC)¦ FR-CV 3C/6.0㎟x2조 (AGM POWER)¦ F-GV 4.0㎟x1조 (GND)¦ F7 DUCT¦ F7 DUCT¦ AB¦ F-GV 4.0㎟x1조 (GND)¦ FR-CV 3C/6.0㎟x3조 (AGM POWER)¦ STP Cat.5E 4Px2조 (AGM COMMS)¦ FR-CVVS 4C/2.5㎟x1조 (DPC)¦ F7 DUCT¦ AC¦ F-GV 4.0㎟x1조 (GND)¦ FR-CV 3C/6.0㎟x3조 (AGM POWER)¦ FR-CVVS 4C/2.5㎟x1조 (DPC)¦ F7 DUCT¦ STP Cat.5E 4Px1조 (AGM COMMS)¦ FR-CVVS 4C/2.5㎟x1조 (DPC)¦ (16) STP Cat.5E 4Px1조 (AGM COMMS)¦ (16) FR-CVVS 4C/2.5㎟x1조 (DPC)¦ (16) F-GV 4.0㎟x1조 (GND)¦ 12형¦ 10/11형¦ 8형¦ 8형¦ 8형¦ 6형¦ 10형¦ 8형¦ 8형¦ 6형¦ 6형¦ 8형¦ 8형¦ 8형¦ 8형¦ 8형¦ 10형¦ 8형¦ 구 분¦ 당 초¦ 변 경¦ 6형¦ 8형¦ 10형¦ 6/12형¦ 10/11형¦ 11형¦ 12형¦ 1¦ 1¦ 3¦ 4¦ -¦ -¦ 1¦ 1¦ 1¦ -¦ -¦ 1¦ -¦ -¦ 구 분¦ 당 초¦ 변 경¦ 6형¦ 8형¦ 10형¦ 6/12형¦ 10/11형¦ 11형¦ 12형¦ 2¦ 4¦ 1¦ 1¦ -¦ -¦ 1¦ 2¦ 5¦ 1¦ 1¦ -¦ -¦ 1¦ 구 분¦ 당 초¦ 변 경¦ 6형¦ 8형¦ 10형¦ 6/12형¦ 10/11형¦ 11형¦ 12형¦ 1¦ 5¦ 1¦ -¦ -¦ -¦ -¦ 1¦ 5¦ 1¦ -¦ -¦ -¦ -¦ 913정거장 AFC설비 지하2층 장비배치도(환승구간)¦ 1/1000¦ 지하철 913정거장¦ 선유도¦ 당산¦ 국회의사당¦ 913정거장 AFC설비 지하2층 장비배치도(환승구간)¦ S = 1/1000¦ T¦ 9¦ 1¦ 0¦ 3¦ 0¦ 6¦ 6¦ 0¦ 0¦ 4¦
| 1단계_정거장 - 복사본 | 1단계_정거장 - 복사본 | 027. T7001034-010 903정거장 전화설비 지하1층 철거평면도-2.dwg | T¦ 4D¦ INT¦ H¦ M¦ CONSOLE¦ IP¦ KT¦ AMP¦ 배선반¦ GND¦ MIS HUB¦ INT¦ KEY PLAN¦ \A1;7450¦ \A1;23600¦ \A1;7450¦ \A1;4350¦ \A1;4350¦ \A1;7,500¦ \A1;5,000 ¦ \A1;5,000 ¦ \A1;5,000 ¦ \A1;7,500¦ \A1;7,500¦ \A1;7,500¦ \A1;7,500¦ \A1;7,500¦ \A1;7,500¦ \A1;5,000 ¦ \A1;5,000 ¦ \A1;5,000 ¦ (철거)¦ 901정거장 전화설비 지하1층 철거평면도(1/2)¦ (54)x2 SPARE (KT.LINE)¦ C¦ B¦ 2x¦ (700x400x100)¦ DOWN TO 지하2층¦ UTP Cat.5E 25Px1조 (운영원 대기실)¦ UTP Cat.5E 4Px3조 (승강장 INT)¦ UTP Cat.5E 4Px3조 (승강장 공중전화)¦ 2x¦ [TB NO.4]¦ UTP 50P¦ x4¦ UTP Cat.5E 4Px4조¦ 5C-HFBTx2조 (TV)¦ D¦ E¦ F¦ [TB NO.5]¦ UTP 25P¦ (16) UTP Cat.5E 4Px1조(편의점)¦ (방화 9-2 수3)¦ KT MANHOLE¦ UTP Cat.5E 4Px3조 (승강장 INT)¦ UTP Cat.5E 4Px3조 (승강장 공중전화)¦ UTP Cat.5E 25Px1조 (전기실)¦ TRAY (600x150)¦ DOWN TO 지하2층¦ UTP Cat.5E 4Px4조 (공조기계실-1,2)¦ DOWN TO CP PANEL¦ (22) 인터폰선 0.6x2Px4조 (INT)¦ G¦ 2x¦ (16) UTP Cat.5E 4Px2조(용역원대기실)¦ (16) UTP Cat.5E 4Px2조(이동통신기계실)¦ UTP Cat.5E 25Px1조 (전기실) ¦ UTP Cat.5E 4Px3조 (승강장 INT) ¦ UTP Cat.5E 4Px4조 (공조기계실-1,2) ¦ UTP Cat.5E 4Px3조 (승강장 공중전화) ¦ B¦ UTP Cat.5E 4Px4조 (전기실, 편의점) ¦ UTP Cat.5E 25Px1조 (콜폰) ¦ UTP Cat.5E 25Px2조 (임대상가) ¦ A¦ C¦ D¦ UTP Cat.5E 25Px3조 (CONSOLE CONTROL, LSE)¦ UTP Cat.5E 25Px3조 (안전관리실)¦ TRAY (300x100)¦ E¦ F¦ UTP Cat.5E 4Px4조 (공조기계실-1,2)¦ UTP Cat.5E 4Px3조 (전기실, 편의점)¦ G¦ UTP Cat.5E 25Px2조 (전기실,운영원 대기실)¦ UTP Cat.5E 25Px3조 (안전관리실)¦ UTP Cat.5E 25Px3조 (CONSOLE CONTROL, LSE)¦ UTP Cat.5E 25Px2조 (임대상가)¦ UTP Cat.5E 4Px2조 (용역원 대기실)¦ UTP Cat.5E 4Px2조 (이동통신기계실)¦ MATCH LINE DWG No. "S1-S03-S03-DB-009-1.dwg"¦ (22) 인터폰선 0.6x2Px4조 (INT)¦ x2¦ UTP Cat.5E 4Px2조(MIS)¦ TRAY (600x150)¦ UTP Cat.5E 25Px3조 (안전관리실)¦ DOWN TO 안전관리실 ACCESS FLOOR¦ (600x600x300)¦ TRAY (600x150)¦ [TB NO.3]¦ UTP 25P¦ 공중전화¦ (22) UTP Cat.5E 4Px3조 (대합실 공중전화)¦ A¦ (54)x2 SPARE (KT.LINE)¦ DOWN TO 통신기계실 ACCESS FLOOR¦ UTP Cat.5E 4Px3조 (대합실 공중전화)¦ UTP Cat.5E 4Px6조 (승강장 공중전화)¦ UTP Cat.5E 4Px6조 (승강장 INT)¦ 2x¦ 수공¦ 3. 통신기계실 및 안전관리실 MAIN 분전반은 전기에서 설치한다.¦ 1. 음향유도기 전원은 전기콘센트를 이용한다.¦ NOTE¦ 2. 증폭기전원은 전기콘센트를 이용한다.¦ Y04¦ Y03¦ Y02¦ Y01¦ Y00¦ X13¦ X14¦ X15¦ X16¦ X17¦ X18¦ X19¦ X20¦ X21¦ X22¦ X23¦ X24¦ X25¦ X26¦ DN¦ DN¦ E/V¦ DN¦ E/V¦ E/V¦ UP¦ UP¦ UP¦ UP¦ 비품창고¦ 편 의 점¦ 발매기실¦ 발매기실 창고¦ 안전관리실¦ 내부계단¦ 통신기계실¦ 용역원대기실¦ 용역창고¦ 이동통신¦ 기계실¦ 복 도¦ H¦ H¦ (기계분야 인터폰 모장치)¦ 인터폰선 0.6x2Px3조 (INT)¦ H¦ I¦ I¦ TRAY (300x100)¦ TRAY (300x100)¦ TRAY (300x100)¦ UTP Cat.5E 4Px3조 (승강장 INT)¦ UTP Cat.5E 4Px1조 (편의점) ¦ UTP Cat.5E 4Px1조 (편의점) ¦ DOWN TO CP PANEL¦ (22) 인터폰선 0.6x2Px4조 (INT)¦ 인터폰선 0.6x2Px4조 (INT) ¦ TRAY (300x100)¦ UTP Cat.5E 4Px4조 (공조기계실-1,2)¦ UTP Cat.5E 4Px3조 (전기실, 편의점)¦ UTP Cat.5E 25Px2조 (전기실,운영원 대기실)¦ UTP Cat.5E 25Px3조 (안전관리실)¦ UTP Cat.5E 25Px3조 (CONSOLE CONTROL, LSE)¦ UTP Cat.5E 25Px2조 (임대상가)¦ UTP Cat.5E 4Px3조 (대합실 공중전화)¦ UTP Cat.5E 4Px6조 (승강장 공중전화)¦ UTP Cat.5E 4Px6조 (승강장 INT)¦ TRAY (300x100)¦ UTP Cat.5E 4Px4조 (공조기계실-1,2)¦ UTP Cat.5E 4Px3조 (전기실, 편의점)¦ UTP Cat.5E 25Px2조 (전기실,운영원 대기실)¦ UTP Cat.5E 25Px3조 (안전관리실)¦ UTP Cat.5E 25Px3조 (CONSOLE CONTROL, LSE)¦ UTP Cat.5E 25Px2조 (임대상가)¦ UTP Cat.5E 4Px3조 (대합실 공중전화)¦ UTP Cat.5E 4Px6조 (승강장 공중전화)¦ UTP Cat.5E 4Px6조 (승강장 INT)¦ TRAY (300x100)¦ (22) 인터폰선 0.6x2Px4조 (INT)¦ 인터폰선 0.6x2Px8조 (INT)¦ UTP Cat.5E 25Px1조 (콜폰) ¦ 인터폰선 0.6x2Px9조 (INT) ¦ UTP Cat.5E 25Px1조 (운영원 대기실)¦ UTP Cat.5E 4Px3조 (승강장 공중전화)¦ UTP Cat.5E 25Px3조 (CONSOLE CONTROL, LSE)¦ UTP Cat.5E 25Px1조 (콜폰) ¦ 인터폰선 0.6x2Px9조 (INT) ¦ UTP Cat.5E 25Px1조 (콜폰) ¦ UTP Cat.5E 25Px2조 (임대상가) ¦ 인터폰선 0.6x2Px6조 (INT) ¦ UTP Cat.5E 25Px1조 (전기실) ¦ UTP Cat.5E 4Px3조 (승강장 INT) ¦ UTP Cat.5E 4Px3조 (대합실 공중전화) ¦ UTP Cat.5E 4Px4조 (공조기계실-1,2) ¦ UTP Cat.5E 4Px3조 (승강장 공중전화) ¦ UTP Cat.5E 4Px4조 (전기실, 편의점) ¦ OF-MM-4Core(난연)x1조 (전기실) ¦ OF-MM-4Core(난연)x1조 (전기실)¦ OF-MM-4Core(난연)x1조 (전기실)¦ OF-MM-4Core(난연)x1조 (전기실)¦ OF-MM-4Core(난연)x1조 (전기실)¦ OF-MM-4Core(난연)x1조 (전기실)¦ (16) 인터폰선 0.6x2Px3조 (INT)¦ 인터폰선 0.6x2Px3조 (INT)¦ UTP Cat.5E 4Px1조 (전기실) ¦ 4-11~14¦ 4-15~18¦ 4-21~24¦ 4-25~28¦ 4-1~4¦ 4-5~8¦ (16) UTP Cat.5E 4Px2조(편의점)¦ (철거)¦ (철거)¦ 지하철 903정거장¦ 김포공항¦ 공항시장¦ 신방화¦ 1/400¦ S=1/400¦ 903정거장 전화설비 지하1층 철거평면도(2/2)¦ 903정거장 전화설비 지하1층 철거평면도(2/2)¦ T¦ 7¦ 0¦ 0¦ 1¦ 0¦ 3¦ 4¦ 0¦ 1¦ 0¦ (기설활용)¦ P¦
| 1단계_정거장 - 복사본 | 1단계_정거장 - 복사본 | 021. T7001034-004 910정거장 전화설비 지하2층 신설평면도 (2_2).dwg | INT¦ \A1;520¦ \A1;7,711¦ \A1;7,709¦ \A1;520¦ \A1;3,730¦ \A1;3,729¦ \A1;8,231¦ \A1;8,229¦ \A1;3,730¦ \A1;11,960¦ \A1;11,959¦ \A1;23,919¦ \A1;5,000¦ \A1;5,000¦ \A1;5,000¦ \A1;5,000¦ \A1;5,000¦ \A1;5,000¦ \A1;5,000¦ \A1;5,000¦ \A1;5,000¦ \A1;7,500¦ \A1;7,500¦ \A1;20,000¦ \A1;32,500¦ 1. 일반교환기에 수용된 전화기는 IP전화기로 교체한다.¦ NOTE¦ 2. 콜폰, E/L폰, 승강장 비상통화장치도 교체한다.¦ 3. 전화 및 인터폰 구간의 배선배관은 기존활용한다.¦ KEY PLAN¦ MATCH LINE DWG No. "S1-TA-S10-DB-011-0"¦ A¦ UTP 25P¦ [TB No.5]¦ UTP 25P¦ [TB No.6]¦ (16) 인터폰선 0.6x2Px4조 (INT)¦ DOWN TO CP PANEL¦ C¦ DOWN TO CP PANEL¦ (16) 인터폰선 0.6x2Px4조 (INT)¦ (22) UTP Cat.5 4Px3조 (승강장 공중전화)¦ UP TO 지하1층¦ TRAY (900x150)¦ UTP Cat.5E 4Px3조 (승강장 공중전화)¦ A¦ UP TO 지하1층¦ TRAY (900x150)¦ UTP Cat.5E 4Px3조 (승강장 공중전화)¦ C¦ (P15:200x200x100)¦ (P16:200x200x100)¦ (P19:100x100x100)¦ (P21:100x100x100)¦ (P26:100x100x100)¦ (P17:200x200x100)¦ (16) UTP Cat.5 4Px2조 (승강장 INT)¦ (16) UTP Cat.5 4Px2조 (승강장 INT)¦ (16) UTP Cat.5 4Px1조 (승강장 INT)¦ (16) UTP Cat.5 4Px1조 (승강장 INT)¦ (16) UTP Cat.5 4Px1조 (승강장 INT)¦ (16) UTP Cat.5 4Px1조 (승강장 INT)¦ 1. 음향유도기 전원은 전기콘센트를 이용한다.¦ NOTE¦ 2. 증폭기전원은 전기콘센트를 이용한다.¦ 3. 통신기계실 및 안전관리실 MAIN 분전반은 전기에서 설치한다.¦ 공중전화¦ 공중전화¦ (P22:100x100x100)¦ B¦ UTP Cat.5 4Px3조 (승강장 INT)¦ UTP Cat.5 4Px3조 (승강장 INT)¦ B¦ UTP Cat.5 4Px3조 (승강장 INT)¦ B¦ Y-00¦ Y-01¦ Y-05¦ Y-06¦ Y-03¦ X21¦ X22¦ X23¦ X24¦ X25¦ X26¦ X27¦ X20¦ X19¦ X18¦ X17¦ X16¦ X15¦ X13¦ X14¦ 7,500¦ 7,500¦ 7,500¦ 3,750¦ 33,750¦ UP¦ 올라감¦ UP¦ 올라감¦ 창고1¦ 승강장¦ 창고2¦ 승강장¦ 배수 펌프실¦ 910 정거장¦ STA.11km750.167¦ DOWN TO 승강장 PIT¦ 접지단자함¦ 접지¦ 1. 일반교환기에 수용된 전화기는 안전관리실만 IP전화기로 교체한다.¦ NOTE¦ 2. 콜폰, E/L폰, 승강장 비상통화장치도 교체한다.¦ 3. 전화 및 인터폰 구간의 배선배관은 기존활용한다.¦ 지하철 910정거장¦ 등촌¦ 염창¦ 신목동¦ 1/400¦ 910정거장 전화설비 지하2층 신설평면도(2/2)¦ S = 1/400¦ 910정거장 전화설비 지하2층 신설평면도(2/2)¦ T¦ 7¦ 0¦ 0¦ 1¦ 0¦ 3¦ 4¦ 0¦ 0¦ 4¦ (기설활용)¦ P¦
| 1단계_정거장 - 복사본 | 1단계_정거장 - 복사본 | 048. T7005034-005 902정거장 CCTV,TDI,시계설비 지하2층신설평면도(2-3).dwg | FREE AREA¦ 정화조¦ 발매기실-2¦ 역무실/매표소-2¦ 발매기실-1¦ 역무실/매표소-1¦ PAID AREA¦ PAID AREA¦ ES.DN¦ ES.UP¦ ES.DN¦ ES.UP¦ DN¦ DN¦ UP¦ UP¦ UP¦ UP¦ DN¦ DN¦ ES.UP¦ ES.DN¦ ES.UP¦ ES.DN¦ ES.UP¦ ES.DN¦ ES.UP¦ ES.DN¦ DN¦ ES.UP¦ ES.DN¦ UP¦ 5호선환승통로¦ 장애인용 ¦ ELEV.¦ 04¦ Y¦ Y¦ 03¦ Y¦ 02¦ Y¦ 01¦ Y¦ 00¦ 00¦ X¦ 01¦ X¦ 02¦ X¦ 03¦ X¦ 04¦ 05¦ X¦ 06¦ X¦ 07¦ X¦ 08¦ X¦ 09¦ X¦ 10¦ X¦ 11¦ X¦ 12¦ X¦ 13¦ X¦ X¦ 7500¦ 7500¦ 97,500¦ 7500¦ 7500¦ 7500¦ 7500¦ 7500¦ 7500¦ 7500¦ 7500¦ 7500¦ 7500¦ 7500¦ DOWN TO B3¦ DUCT(300X100)¦ C¦ 37800¦ 11790¦ 8840¦ 5800¦ 3600¦ 5590¦ 9020¦ 3430¦ 8150¦ CPEV 5P/.65(M.CON)¦ CV 3.5 /2C(M.POW)¦ 5C-2VX4(MONITOR)¦ CPEV 5P/.65X2(M.CON)¦ CV 3.5 /2CX2(M.POW)¦ CV 3.5 /2CX4(TDI POW)(기존활용)¦ (22)HIV 1.2X16(SP)¦ (28)5C-2VX4(MONITOR)¦ (28)CPEV 5P/.65X2(M.CON)¦ (36)CV 3.5 /2CX2(M.POW)¦ (36)5C-2VX5(CCTV)¦ HIV 1.2X25(SP)¦ 5C-2VX6(MONITOR)¦ CPEV 5P/.65X3(M.CON)¦ CV 3.5 /2CX3(M.POW)¦ CPEV 5P/.65X3(KP)¦ VCT 2.0 /2CX3(KP POW)¦ FR CVV-SB 1.5/10CX2(PAN/TILT)¦ CV 3.5/3CX2(PAN/TILT)¦ P¦ P¦ P¦ P¦ C¦ C¦ C¦ C¦ H¦ PB(400X400X300)¦ H¦ PB(400X400X300)¦ H¦ PB(600X600X400)¦ C¦ P¦ DOWN TO B3¦ (16)5C-2V(CCTV)¦ G¦ F¦ PB(150X150X100)¦ (16)5C-2V(CCTV)¦ (16)5C-2V(CCTV)¦ (22)CV 3.5 /2C(C.POW)¦ E¦ DOWN TO B3¦ D¦ P¦ P¦ C¦ 5C-2VX2(PAN/TILT)¦ C¦ (16)5C-2V(CCTV)¦ (22)CV 3.5 /2C(C.POW)¦ UP TO B1¦ UP TO B1¦ P¦ PB(600X600X400)¦ C¦ (16)5C-2V(CCTV)¦ (22)CV 3.5 /2C(C.POW)¦ UP TO B1¦ C¦ UP TO B1¦ PB(150X150X100)¦ PB(200X200X200)¦ C¦ B¦ PB(200X200X200)¦ C¦ A¦ AMP¦ AMP¦ C¦ (16)HIV1.2X2¦ (16)HIV1.2X3¦ (16)HIV1.2X5¦ (16)HIV1.2X6¦ UPTO B1 통신기계실(9호선)¦ C/R¦ C/R¦ (16C)¦ UTP CAT.5 4Px10조(28C)¦ P¦ P¦ P¦ GV 14 x1(22C)¦ CV 5.5 /4C(22C)¦ OFMM 36CORE(50/125)x2조(36C)¦ UTP CAT.5 50Px1(28C)¦ FIDS¦ OFMM 36CORE(50/125)x2조(FIDS)¦ UTP CAT.5 50Px1(FIDS)¦ PAN/TILT CAMERA(9호선)¦ 5C-2V(16C)¦ CV 3.5/3C(22C)¦ FR CVV-SB 1.5/10C(28C)¦ (통신TRAY)OFMM 36CORE(50/125)x4조(FIDS)¦ (통신TRAY)UTP CAT.5 50Px2(FIDS)¦ CV 3.5/3C(PAN/TILT)¦ 5C-2V(PAN/TILT)¦ 게이트2¦ E/S-2¦ E/S-3¦ E/S-4¦ E/V-3¦ 게이트1¦ 발매기¦ 매표소¦ E/S-5¦ E/S-6¦ UTP Cat. 5E4PX2(CCTV)¦ UTP Cat. 5E4PX3(CCTV)¦ FR-CV-3C/4.0㎟X2(신설)¦ OF-SM-8C(난연)X2(신설)¦ (16)UTP Cat. 5E4PX3(CCTV)¦ UTP Cat. 5E4PX4(CCTV)¦ UTP Cat. 5E4PX7(CCTV)¦ (28)UTP Cat. 5E4PX4(CCTV)¦ (48)UTP Cat. 5E4PX20(CCTV)¦ UTP Cat. 5E4PX7(CCTV)¦ UTP Cat. 5E4PX23(CCTV)¦ UP¦ A¦ B¦ DOWN TO B3¦ DUCT(600X100)¦ D¦ E¦ F¦ DOWN TO B1¦ DUCT(600X100)¦ G¦ H¦ OF-MM-12Core(난연)x4조 (TDI)(기존활용)¦ (42)CV 3.5 /2CX4(TDI POW)(기존활용)¦ (28)OF-MM-12Core(난연)x4조 (TDI)(기존활용)¦ OF-MM-12Core(난연)x4조 (TDI)(기존활용)¦ CV-3.5 12C X4조(TDI POWER)(기존활용)¦ 지하철 902정거장¦ 김포공항¦ 공항시장¦ 1/400¦ S = 1/400¦ 개화¦ 902정거장 CCTV,TDI,시계설비 지하2층 신설평면도(2/3)¦ S = 1/400¦ 902정거장 CCTV,TDI,시계설비 지하2층 ¦ 신설평면도(2/3)¦ T¦ 7¦ 0¦ 0¦ 5¦ 0¦ 3¦ 4¦ 0¦ 0¦ 5¦ CCTV(기존동축활용)¦
| 1단계_정거장 - 복사본 | 1단계_정거장 - 복사본 | 074. T9103026-001 913(당산)거점노드 랙 배치도.dwg | 913(당산)거점노드 랙 배치도¦ NONE¦ 913(당산)거점노드 랙 배치도¦ S = NONE¦ PDP¦ 백본스위치¦ 백본스위치¦ MDF¦ MDF¦ MDF¦ MDF¦ MDF¦ OFD¦ OFD¦ OFD¦ OFD¦ OFD¦ OFD 랙¦ MDF 랙 (기설)¦ 기지국장치 랙¦ 거점노드백본 랙¦ 정류기¦ DU_A¦ PDP¦ DU_B¦ RRU¦ OPDP¦ OJCx8¦ 역사노드백본 랙 ¦ 시리얼장치 ¦ 기지국장치 랙 ¦ OFD 랙 ¦ MDF 랙 ¦ GND¦ OJCx8¦ OJCx36¦ OJCx4¦ UTP Cat5e 4Px2¦ HFCO 2C/4㎟¦ HFCO 2C/4㎟¦ HFCO 2C/4㎟¦ F-GV 16㎟¦ F-GV 16㎟¦ F-GV 16㎟¦ F-GV 16㎟¦ \pi-15,l20,t20;* 예시도면이며 제조사별 구성도 다를 수 있음.¦ RRU 정류기¦ \pi-15,l20,t20;* 랙 내 접지바에서 장치간 접지 연결.¦ 913(당산)거점노드 랙 배치도¦ NONE¦ 913(당산)거점노드 랙 배치도¦ S = NONE¦ PDP¦ PDP¦ 백본스위치¦ 백본스위치¦ MDF¦ MDF¦ MDF¦ MDF¦ MDF¦ OFD¦ OFD¦ OFD¦ OFD¦ OFD¦ OFD 랙¦ MDF 랙¦ 기지국장치 랙¦ 스위치 랙¦ 거점노드백본 랙¦ 스위치¦ 스위치¦ 스위치¦ 스위치¦ 정류기¦ DU_A¦ PDP¦ DU_B¦ RRU¦ PDP¦ 백본스위치¦ 백본스위치¦ 역사노드백본 랙¦ PDOD¦ UPS¦ OJCx8¦ 거점노드백본 랙 ¦ 역사노드백본 랙 ¦ 스위치 랙 ¦ 기지국장치 랙 ¦ OFD 랙 ¦ MDF 랙 ¦ GND¦ OJCx8¦ OJCx8¦ OJCx48¦ OJCx4¦ UTP CaT6 25Px2¦ UTP CaT6 25Px2¦ HFCO 2C/4㎟¦ HFCO 2C/4㎟¦ HFCO 2C/4㎟¦ HFCO 2C/4㎟¦ F-GV 16㎟¦ F-GV 16㎟¦ F-GV 16㎟¦ F-GV 16㎟¦ F-GV 16㎟¦ F-GV 16㎟¦ F-GV 16㎟¦ \pi-15,l20,t20;* 예시도면이며 제조사별 구성도 다를 수 있음.¦ RRU 정류기¦ \pi-15,l20,t20;* 랙 내 접지바에서 장치간 접지 연결.¦ UPS¦ 거점노드백본 랙 ¦ UTP Cat6 25Px2¦ OPDP¦ RRU 1¦ RRU 2¦ RRU 3¦ RRU 4¦ RRU 5¦ 역사노드백본 랙¦ 시리얼장치¦ PDP¦ 백본스위치¦ 백본스위치¦ F-GV 16㎟¦ 912¦ 914¦ 913¦ T¦ 9¦ 1¦ 0¦ 3¦ 0¦ 2¦ 6¦ 0¦ 0¦ 1¦
| 1단계_정거장 - 복사본 | 1단계_정거장 - 복사본 | 067. T7005034-024 902정거장 CCTV,TDI,시계설비 지하4층철거평면도(3-3).dwg | INT¦ KEY PLAN¦ 1. 일반교환기에 수용된 전화기는 IP전화기로 교체한다.¦ NOTE¦ 2. 콜폰, E/L폰, 승강장 비상통화장치도 교체한다.¦ 3. 전화 및 인터폰 구간의 배선배관은 기존활용한다.¦ ~¦ 902정거장 CCTV,TDI,시계설비 지하1층 철거평면도(1/3)¦ 902정거장 CCTV,TDI,시계설비 지하1층 ¦ 철거평면도(1/3)¦ 창고¦ 20¦ X¦ 19¦ X¦ 18¦ X¦ 17¦ X¦ X¦ 20¦ X¦ 21¦ X¦ 22¦ X¦ 23¦ X¦ 24¦ X¦ 25¦ X¦ 26¦ 발매기실/매표소-1¦ 발매기실/매표소-2¦ 대 합 실¦ -3¦ 7500¦ 7500¦ 7500¦ 7500¦ 7500¦ 7500¦ 7500¦ 7500¦ 7500¦ 00¦ Y¦ 01¦ Y¦ 02¦ Y¦ 03¦ Y¦ 3550¦ 8240¦ 9020¦ 8840¦ 26100¦ AMP¦ P¦ A¦ P¦ P¦ PB(400X400X300)¦ P¦ P¦ P¦ PB(400X400X300)¦ B¦ A¦ B¦ C¦ PB(500X500X300)¦ PB(500X500X300)¦ C¦ M¦ M¦ (22)5C-2VX2(MONITOR)¦ (22)CPEV 5P/.65(M.CON)¦ (22)CV 3.5 /2C(M.POW)¦ (16)5C-2V(CCTV)¦ (36)CV 3.5 /2CX2(C.POW)(철거)¦ C¦ PB(500X500X300)¦ UP TO B3¦ E¦ (16)IV 1.2X4(CL)(철거)¦ C¦ AMP¦ UP TO B3¦ F¦ PB(500X500X300)¦ (16)IV 1.2X4(CL)(철거)¦ P¦ INT¦ C¦ (16)UTP CAT.5 4P(INT)¦ PB(200X200X100)¦ (16)5C-2V(CCTV)¦ (36)CV 3.5 /2CX2(C.POW)(철거)¦ (16)UTP CAT.5 4P(INT)¦ D¦ (16)HIV1.2X2¦ (16)HIV1.2X3¦ (16)HIV1.2X4¦ (16)HIV1.2X6¦ ES.DN¦ ES.UP¦ ES.UP¦ ES.DN¦ 도심방향¦ PS¦ PS¦ PS¦ PS¦ EPS¦ PS¦ PS¦ DN¦ UP¦ ST¦ ST¦ ST¦ ST¦ 광복합케이블2조(통신TRAY):해외지급분¦ 승강장2¦ 게이트2¦ 발매기2¦ 하행 모니터¦ (22)CV3.5 /2C(C.POW)(철거)(철거)¦ (16)5C-2V(CCTV)(철거)¦ (28)5C-2VX4(CCTV)(철거)¦ (22)CV3.5 /2C(C.POW)(철거)(철거)¦ (22)CV3.5 /2C(C.POW)(철거)(철거)¦ (22)5C-2VX2(CCTV)(철거)¦ (22)CV3.5 /2C(C.POW)(철거)(철거)¦ (36)5C-2VX5(CCTV)(철거)¦ CV3.5 /2C(C.POW)(철거)(철거)¦ 5C-2VX2(CCTV)(철거)¦ CV3.5 /2C(C.POW)(철거)(철거)¦ 5C-2VX6(CCTV)(철거)¦ (16)IV1.2X2(CL)(철거)¦ (28)UTP CAT.5 25P(9호선 매표소 -1)¦ (16)HIV1.2X3(SP)¦ (16)UTP CAT.5 4PX2(INT)¦ (28)UTP CAT.5 25P(B4 공중전화)¦ (36)CV3.5 /2CX2(TDI POW)¦ (22)UTP CAT.5 4PX4(TDI 정보)¦ (36)OFMM 12COREX2(TDI 정보)¦ HIV 3.5 (TDI 접지)¦ A¦ (16)IV1.2X2(CL)(철거)¦ (28)UTP CAT.5 25P(9호선 매표소 B4-1)¦ (16)HIV1.2X3(SP)¦ (16)UTP CAT.5 4PX2(INT)¦ (36)CV3.5 /2CX2(TDI POW)¦ (16)UTP CAT.5 4PX2(TDI 정보)¦ (22)CPEV 5P/.65(KP)¦ (22)VCT2.0 /2C(KP POW)¦ B¦ (16)IV1.2X2(CL)(철거)¦ (28)UTP CAT.5 25P(9호선 매표소 B4-1)¦ (16)HIV1.2X3(SP)¦ (16)UTP CAT.5 4PX2(INT)¦ (36)CV3.5 /2CX2(TDI POW)¦ (28)UTP CAT.5 25P(B4 공중전화)¦ (22)UTP CAT.5 4PX4(TDI 정보)¦ (36)OFMM 12COREX2(TDI 정보)¦ HIV 3.5 (TDI 접지)¦ C¦ (16)IV1.2X2(CL)(철거)¦ (28)UTP CAT.5 25P(9호선 매표소 B4-1)¦ (16)HIV1.2X3(SP)¦ (16)UTP CAT.5 4PX2(INT)¦ (36)CV3.5 /2CX2(TDI POW)¦ (22)CPEV 5P/.65(KP)¦ (22)UTP CAT.5 4PX4(TDI 정보)용 공관¦ (22)VCT2.0 /2C(KP POW)¦ HIV 3.5 (TDI 접지)¦ (36)OFMM 12COREX2(TDI 정보)용 공관¦ D¦ IV1.2X2(CL)(철거)¦ UTP CAT.5 25P(9호선 매표소 B4-1,2)¦ HIV1.2X7(SP)¦ UTP CAT.5 4PX2(INT)¦ UTP CAT.5 25P(B4 공중전화)¦ DUCT (450X100)¦ UP TO B3¦ CV3.5 /2CX2(TDI POW)¦ UTP CAT.5 4PX4(TDI 정보)¦ OFMM 12COREX2(TDI 정보)¦ HIV 3.5 (TDI 접지)¦ E¦ IV1.2X2(CL)(철거)¦ HIV1.2X7(SP)¦ UTP CAT.5 4PX3(INT)¦ CPEV 5P/.65(KP)¦ VCT2.0 /2C(KP POW)¦ CV3.5 /2CX2(TDI POW)¦ UTP CAT.5 4PX4(TDI 정보)용 공관¦ HIV 3.5 (TDI 접지)¦ OFMM 12COREX2(TDI 정보)용 공관¦ DUCT (450X100)¦ UP TO B3¦ F¦ (철거)¦ (철거)¦ 지하철 902정거장¦ 김포공항¦ 공항시장¦ 1/400¦ S = 1/400¦ 개화¦ 902정거장 CCTV,TDI,시계설비 지하4층 철거평면도(3/3)¦ 902정거장 CCTV,TDI,시계설비 지하4층 ¦ 철거평면도(3/3)¦ T¦ 7¦ 0¦ 0¦ 5¦ 0¦ 3¦ 4¦ 0¦ 2¦ 4¦ CCTV(기존동축활용)¦ P¦
| 1단계_정거장 - 복사본 | 1단계_정거장 - 복사본 | 046. T7005034-005 903정거장 CCTV,TDI,시계설비 지하3층 신설평면도-1.dwg | P¦ KEY PLAN¦ \A1;4350¦ \A1;23600¦ \A1;7450¦ \A1;7450¦ \A1;4350¦ \A1;7,500¦ \A1;7,500¦ \A1;7,500¦ \A1;7,500¦ \A1;7,500¦ \A1;7,500¦ \A1;7,500¦ \A1;5,000¦ \A1;5,000¦ \A1;5,000¦ \A1;5,000¦ \A1;5,000¦ \A1;5,000¦ \A1;{\fHYHeadLine-Medium¦b0¦i0¦c129¦p50;30,000}¦ \A1;10,5000¦ TRAY (300x100)¦ UTP CAT.5E 25Px1조 (CONSOLE)¦ UTP CAT.5E 4Px4조 (CONSOLE)¦ FR-CV 3C/6.0㎟x1조 (LSE POWER)¦ UTP Cat.5E 4Px2조 (CL POWER)(신설)¦ F-CV 3C/2.5㎟x1조 (공간화상)(기존활용)¦ OF- SM-4Cx1조 (공간화상)(기존활용)¦ UTP Cat.5E4Px15조 (CAMERA)(신설)¦ OF-SM-8C(난연)x10조(신설) ¦ FR-CV 3C/4.0㎟x10조(신설) ¦ OF-SM-8C(난연)x2조(승강장모니터)(신설) ¦ FR-CV 3C/4.0㎟x2조(승강장모니터)(신설) ¦ ES-7¦ ES-10¦ MATCH LINE DWG No. "S1-TA-S03-DB-030-1.dwg"¦ (P13:200x200x100)¦ 대 합 실¦ DN¦ 공조기계실-1¦ DN¦ E/S¦ 본선환기실-1¦ E/S¦ X00¦ X01¦ X02¦ X03¦ X04¦ X05¦ X06¦ X07¦ X08¦ X09¦ X10¦ X11¦ X13¦ X12¦ Y03¦ Y04¦ Y02¦ Y01¦ Y00¦ 대 합 실¦ NOTE¦ 1. 광케이블, 전원/접지케이블 (OF-SM-4Core, CV 3C/2.5㎟)¦ 3. 승강장 ANT설치위치: 열차 진행방향 정거장 시종점부에서 120m에 설치¦ 2. 광케이블, 전원/접지케이블 (OF-SM-8Core, CV 3C/2.5㎟)¦ vmh¦ vmh¦ (16) OF-SM-8C(난연)x1조(CAMERA) ¦ (16) FR-CV 3C/4.0㎟x1조(CAMERA) ¦ (16) OF-SM-8C(난연)x1조(CAMERA) ¦ (16) FR-CV 3C/4.0㎟x1조(CAMERA) ¦ (16) OF-SM-8C(난연)x1조(CAMERA) ¦ (16) FR-CV 3C/4.0㎟x1조(CAMERA) ¦ 지하철 903정거장¦ 김포공항¦ 공항시장¦ 신방화¦ 1/400¦ S = 1 / 400¦ 903정거장 CCTV,TDI,시계설비 지하3층 신설평면도(1/2)¦ 903정거장 CCTV,TDI,시계설비 지하3층¦ 신설평면도(1/2)¦ T¦ 7¦ 0¦ 0¦ 5¦ 0¦ 3¦ 4¦ 0¦ 0¦ 5¦ CCTV(기존동축활용)¦ P¦
| 1단계_정거장 - 복사본 | 1단계_정거장 - 복사본 | 010. T1001026-006 911정거장 종합무선중계,열차무선설비 DIAGRAM.dwg | 기설역사내 종합무선 공중선¦ A¦ B¦ 3D¦ RFCL-42D-광대역¦ RFCL-42D-광대역¦ 강¦ 선¦ 널¦ 터¦ &¦ 본¦ 장¦ B3¦ 승¦ 콘솔내 접속단자¦ 안전관리실¦ B2¦ 예비실¦ B1¦ RFCL-42D-광대역¦ RFCL-42D-광대역¦ UTP Cat.5E 4Px2조¦ 라디오 송수신제어 ANTENNA¦ 상행¦ 하행¦ 무선호출 및¦ 이동전화 ANT.¦ (예비)¦ 경찰 C3 ANT.¦ (예비)¦ 이동전화 중계기¦ 무선호출 및¦ 경찰 무선중계기¦ HFC-22D-FR¦ From: 934정거장¦ 외부접속 단자함¦ 소방무선통신¦ 통신기계실 (종합무선중계설비)¦ D1¦ 광전변환기¦ 광전송장치¦ 광커플러¦ FM¦ 중계장치2¦ HFC-12D-FR¦ HFC-12D-FR¦ MIXER¦ COMBINER¦ D4¦ HFC-12D-FR¦ 복합통신 ANTENNA¦ 콘솔내 접속단자¦ 역무관리실¦ OF-SM-1Core¦ HFC-12D-FR¦ 제2,3이동통신사업자기계실¦ 열차무선장치 (기지국,TRS)¦ OF-SM-1Core¦ c¦ To: 정거장¦ 복합통신안테나 및 콤바이너 철거전 주파수 대역 ¦ NOTE¦ RFCL-42D-광대역¦ RFCL-42D-광대역¦ To: 936정거장¦ OF-SM-1Core¦ B1¦ 복합통신 ANTENNA¦ 복합통신 ANTENNA¦ 복합통신 ANTENNA¦ 선¦ 터¦ 본¦ 널¦ RFCL-42D-광대역¦ RFCL-42D-광대역¦ B2¦ 전¦ 실¦ 변¦ 기¦ 실¦ 환¦ 합¦ 실¦ 대¦ 기¦ 실¦ 환¦ From: 934정거장¦ D2¦ 광전변환기¦ 광전송장치¦ 광커플러¦ DMB¦ 중계장치2¦ OF-SM-1Core¦ To: 936정거장¦ OF-SM-1Core¦ 타사업분¦ RRU¦ I¦ Q¦ 본선터널¦ 철거¦ 신설¦ FM¦ 중계장치1¦ 2D¦ DMB¦ 중계장치1¦ MIXER¦ COMBINER¦ IP MPLS¦ OF-SM-2Core¦ D3¦ 철거¦ 복합통신ANTENNA 철거 후 설치¦ RFCL-42D-광대역¦ RFCL-42D-광대역¦ RFCL-42D-광대역¦ RFCL-42D-광대역¦ : FM, DMB, TRS, 소방¦ : FM, DMB, TRS, 소방, LTE-R¦ 복합통신안테나 및 콤바이너 철거후 주파수 대역 ¦ LTE-R¦ 교체¦ 무선호출 및¦ 이동전화 ANT.¦ (예비)¦ 경찰 C3 ANT.¦ (예비)¦ 이동전화 중계기¦ 무선호출 및¦ 경찰 무선중계기¦ 외부접속 단자함¦ 소방무선통신¦ 통신기계실 (종합무선중계설비)¦ D¦ 광전변환기¦ 광전송장치¦ 광커플러¦ FM¦ 중계장치¦ HFC-12D-FR¦ MIXER¦ COMBINER¦ COMBINER¦ HFC-12D-FR¦ 합¦ RFCL-42D-광대역¦ RFCL-42D-광대역¦ HFC-12D-FR¦ 복합통신 ANTENNA¦ 강¦ 선¦ 널¦ 터¦ &¦ 본¦ 장¦ B3¦ 승¦ 실¦ 콘솔내 접속단자¦ 안전관리실¦ 대¦ B2¦ 복합통신 ANTENNA¦ HFC-12D-FR¦ 이동통신기계실¦ 열차무선장치¦ HFC-12D-FR¦ HFC-12D-FR¦ c¦ HFC-22D-FR¦ From: 913정거장¦ OF-SM-1Core¦ To: 912정거장¦ OF-SM-1Core¦ From: 910정거장¦ OF-SM-1Core¦ NOTE¦ 심 볼¦ 명 칭¦ 역사시공¦ 본선시공¦ 장비사 공급분¦ 복합통신 ANTENNA¦ 비¦ 실¦ 예¦ B1¦ HFC-12D-FR¦ RFCL-42D-광대역¦ RFCL-42D-광대역¦ HFC-22D-FR¦ UTP Cat.5E 4Px2조¦ 라디오 송수신제어 ANTENNA¦ 상행¦ 하행¦ UTP Cat.5E 4Px2조¦ 2D¦ 2D¦ 2D¦ 2D¦ 공조기계실2¦ 환기구#2¦ 공조기계실1¦ 환기구#1¦ 무선호출 및¦ 이동전화 ANT.¦ (예비)¦ 경찰 C3 ANT.¦ (예비)¦ 이동전화 중계기¦ 무선호출 및¦ 경찰 무선중계기¦ HFC-22D-FR¦ From: 910정거장¦ 외부접속 단자함¦ 소방무선통신¦ 통신기계실 (종합무선중계설비)¦ D1¦ 광전변환기¦ 광전송장치¦ 광커플러¦ FM¦ 중계장치2¦ HFC-12D-FR¦ HFC-12D-FR¦ MIXER¦ COMBINER¦ D4¦ HFC-12D-FR¦ OF-SM-1Core¦ HFC-12D-FR¦ 제2,3이동통신사업자기계실¦ 열차무선장치 (기지국,TRS)¦ OF-SM-1Core¦ c¦ To: 정거장¦ To: 912정거장¦ OF-SM-1Core¦ From: 910정거장¦ D2¦ 광전변환기¦ 광전송장치¦ 광커플러¦ DMB¦ 중계장치2¦ OF-SM-1Core¦ To: 912정거장¦ OF-SM-1Core¦ RRU¦ 철거¦ 신설¦ FM¦ 중계장치1¦ 2D¦ DMB¦ 중계장치1¦ MIXER¦ COMBINER¦ IP MPLS¦ OF-SM-2Core¦ D3¦ 철거후 직결¦ LTE-R¦ A¦ B¦ 3D¦ 2D¦ 2D¦ 2D¦ 2D¦ 대합실¦ 2D¦ 공조기계실-2¦ 공조기계실-2¦ 대합실¦ 공조기계실-1¦ 공조기계실-1¦ 2D¦ 2D¦ 물탱크실¦ 복도¦ 전기실¦ 911정거장 종합무선중계,열차무선설비 DIAGRAM¦ 911정거장 종합무선중계,열차무선설비 DIAGRAM¦ S = NONE¦ NONE¦ 염창¦ 신목동¦ 선유도¦ T¦ 1¦ 0¦ 0¦ 1¦ 0¦ 2¦ 6¦ 0¦ 0¦ 6¦ 2D¦ 3D¦ T¦ 0¦ 0¦ 0¦ 0¦ 0¦ 0¦ 0¦ 0¦ 0¦ 0¦
| 1단계_정거장 - 복사본 | 1단계_정거장 - 복사본 | 036. T7005034-003 915정거장 CCTV,TDI,시계설비 지하2층 신설평면도 (1_2).dwg | vmh¦ G¦ P¦ \A1;8,600¦ \A1;8,600¦ \A1;24,800¦ \A1;7,500¦ \A1;7,500¦ \A1;4,900¦ \A1;4,900¦ \A1;70,559¦ \A1;5,000¦ \A1;70,559¦ \A1;27,900¦ \A1;6,000¦ \A1;5,000¦ \A1;4,900¦ \A1;6,000¦ \A1;6,000¦ \A1;5,500¦ \A1;5,000¦ \A1;3,700¦ \A1;6,000¦ \A1;5,000¦ \A1;5,000¦ \A1;5,000¦ \A1;5,000¦ \A1;5,000¦ \A1;5,000¦ \A1;5,360¦ \A1;5,000¦ \A1;5,000¦ DN¦ EP JOINT¦ L¦ TRAY (300x100)¦ UTP CAT.5E 25Px1조 (CONSOLE)¦ UTP CAT.5E 4Px4조 (CONSOLE)¦ FR-CV 3C/6.0㎟x1조 (LSE POWER)¦ UTP Cat.5E 4Px2조 (CL POWER)(신설)¦ F-CV 3C/2.5㎟x1조 (공간화상)(기존활용)¦ OF- SM-4Cx1조 (공간화상)(기존활용)¦ UTP Cat.5E4Px15조 (CAMERA)(신설)¦ OF-SM-8C(난연)x10조(신설) ¦ FR-CV 3C/4.0㎟x10조(신설) ¦ OF-SM-8C(난연)x2조(승강장모니터)(신설) ¦ FR-CV 3C/4.0㎟x2조(승강장모니터)(신설) ¦ MATCH LINE DWG No. "S1-TA-S15-DB-020-0"¦ A¦ B¦ C¦ F¦ E¦ D¦ G¦ H¦ KEY PLAN¦ X-05¦ X-04¦ X-03¦ X-02¦ X-01¦ X00¦ X01¦ X02¦ X03¦ X04¦ X05¦ X06¦ X07¦ X08¦ X09¦ X10¦ X11¦ X12¦ X13¦ Y06¦ Y05¦ Y03¦ Y02¦ Y01¦ Y00¦ Y04¦ UP¦ UP¦ 5호선정화조¦ 청소도구함실¦ 화장실¦ PSD기계실¦ 승강장¦ PSD기계실¦ 승강장¦ 내부엘리베이터1¦ 내부엘리베이터1¦ 기존5호선 연결¦ G¦ P-1¦ A¦ D¦ E¦ F¦ B¦ (P34:400x400x200)¦ (P31:200x200x100)¦ (P35:400x400x200)¦ ELE-7¦ ELE-8¦ C¦ P-3¦ (P30:200x200x100)¦ (P33:200x200x100)¦ H¦ H¦ (P32:400x400x200)¦ NOTE¦ 1. 광케이블, 전원/접지케이블 (OF-SM-4Core, CV 3C/2.5㎟)¦ 3. 승강장 ANT설치위치: 열차 진행방향 정거장 시종점부에 설치¦ 2. 광케이블, 전원/접지케이블 (OF-SM-8Core, CV 3C/2.5㎟)¦ 5호선¦ 환승통로¦ UP TO 지하1층¦ TRAY (600x150)¦ UP TO 지하1층¦ TRAY (600x150)¦ 우측도면,대합실게시기¦ (16) OF-SM-8C(난연)x1조(CAMERA) ¦ (16) FR-CV 3C/4.0㎟x1조(CAMERA) ¦ (16) OF-SM-8C(난연)x1조(CAMERA) ¦ (16) FR-CV 3C/4.0㎟x1조(CAMERA) ¦ (16) OF-SM-8C(난연)x1조(CAMERA) ¦ (16) FR-CV 3C/4.0㎟x1조(CAMERA) ¦ (16) OF-SM-8C(난연)x1조(CAMERA) ¦ (16) FR-CV 3C/4.0㎟x1조(CAMERA) ¦ (16) OF-SM-8C(난연)x1조(CAMERA) ¦ (16) FR-CV 3C/4.0㎟x1조(CAMERA) ¦ (28) OF-SM-8C(난연)x3조(CAMERA) ¦ (28) FR-CV 3C/4.0㎟x3조(CAMERA) ¦ OF-SM-8C(난연)x3조(CAMERA) ¦ FR-CV 3C/4.0㎟x3조(CAMERA) ¦ OF-SM-8C(난연)x4조(CAMERA) ¦ FR-CV 3C/4.0㎟x4조(CAMERA) ¦ (28) OF-SM-8C(난연)x3조(CAMERA) ¦ (28) FR-CV 3C/4.0㎟x3조(CAMERA) ¦ (28) OF-SM-8C(난연)x2조(CAMERA) ¦ (28) FR-CV 3C/4.0㎟x2조(CAMERA) ¦ (28) OF-SM-8C(난연)x2조(CAMERA) ¦ (28) FR-CV 3C/4.0㎟x2조(CAMERA) ¦ (28) OF-SM-8C(난연)x1조(신설) ¦ (28) FR-CV 3C/4.0㎟x1조(신설) ¦ 우측도면,대합실게시기¦ 모니터¦ 상행 승강장¦ (16) OF-SM-8Core(난연)x1조 (모니터)(신설)¦ (28) FR-CV 3C/4.0㎟x1조 (모니터POWER)(신설) ¦ OF-SM-8Core(난연)x1조 (모니터)(신설)¦ FR-CV 3C/4.0㎟x1조 (모니터POWER)(신설) ¦ OF-SM-8Core(난연)x1조 (모니터)(신설)¦ FR-CV 3C/4.0㎟x1조 (모니터POWER)(신설) ¦ (28) OF-MM-12Core(난연)x1조 (TDI)(기존활용)¦ (16) UL 2919-AMESB 24AWG 4Px1조 (TDI)(기존활용)¦ (28) FR-CV 3C/4.0㎟x1조 (TDI POWER)(기존활용)¦ (16) UTP Cat.5E 4Px2조 (TDI)(기존활용)¦ (16) UL 2919-AMESB 24AWG 4Px1조 (TDI)(기존활용)¦ (28) FR-CV 3C/4.0㎟x1조 (TDI POWER)(기존활용)¦ (16) UTP Cat.5E 4Px2조 (TDI)(기존활용)¦ (16) UL 2919-AMESB 24AWG 4Px1조 (TDI)(기존활용)¦ (28) FR-CV 3C/4.0㎟x1조 (TDI POWER)(기존활용)¦ (28) OF-MM-12Core(난연)x1조 (TDI)(기존활용)¦ (28) OF-MM-12Core(난연)x1조 (TDI)(기존활용)¦ (16) UTP Cat.5E 4Px2조 (TDI)(기존활용)¦ 지하철 915정거장¦ 국회의사당¦ 여의도¦ 샛강¦ 1/400¦ S = 1 / 400¦ 915정거장 CCTV,TDI,시계설비 지하2층 신설평면도(1/2)¦ 915정거장 CCTV,TDI,시계설비 지하2층¦ 신설평면도(1/2)¦ T¦ 7¦ 0¦ 0¦ 5¦ 0¦ 3¦ 4¦ 0¦ 0¦ 3¦ CCTV(기존동축활용)¦ P¦
| 1단계_정거장 - 복사본 | 1단계_정거장 - 복사본 | 038. T7005034-003 914정거장 CCTV,TDI,시계설비 지하3층 신설평면도 (1_2).dwg | G¦ \A1;7,500¦ \A1;7,500¦ \A1;7,500¦ \A1;7,500¦ \A1;7,500¦ \A1;7,500¦ \A1;7,500¦ \A1;7,500¦ \A1;7,500¦ \A1;7,500¦ \A1;7,500¦ \A1;7,500¦ \A1;7,500¦ \A1;7,500¦ \A1;4,270¦ \A1;5,400¦ \A1;10,000¦ \A1;20,980¦ \A1;5490¦ \A1;5490¦ TRAY (300x100)¦ UTP CAT.5E 25Px1조 (CONSOLE)¦ UTP CAT.5E 4Px4조 (CONSOLE)¦ FR-CV 3C/6.0㎟x1조 (LSE POWER)¦ UTP Cat.5E 4Px2조 (CL POWER)(신설)¦ F-CV 3C/2.5㎟x1조 (공간화상)(기존활용)¦ OF- SM-4Cx1조 (공간화상)(기존활용)¦ UTP Cat.5E4Px15조 (CAMERA)(신설)¦ OF-SM-8C(난연)x10조(신설) ¦ FR-CV 3C/4.0㎟x10조(신설) ¦ OF-SM-8C(난연)x2조(승강장모니터)(신설) ¦ FR-CV 3C/4.0㎟x2조(승강장모니터)(신설) ¦ 각도: -5˚¦ E¦ D¦ C¦ MATCH LINE DWG No. "S1-TA-S14-DB-024-0"¦ KEY PLAN¦ B¦ X-01¦ X-02¦ X-03¦ X-05¦ X-04¦ X-06¦ X-07¦ X00¦ X01¦ X02¦ X03¦ X04¦ X05¦ X06¦ X07¦ X08¦ 47,170¦ Y00¦ Y01¦ Y02¦ Y03¦ UP¦ DN¦ 장래 광역A선 환승통로¦ 본선환기실¦ 본선환기실¦ 정화조¦ 창 고 1¦ (P27:200x200x100)¦ (P31:400x400x200)¦ (P28:200x200x100)¦ (P29:400x400x200)¦ (P30:400x400x200)¦ P-1¦ P-2¦ P-4¦ E¦ D¦ C¦ A¦ B¦ NOTE¦ 1. 광케이블, 전원/접지케이블 (OF-SM-4Core, CV 3C/2.5㎟)¦ 3. 승강장 ANT설치위치: 열차 진행방향 정거장 시종점부에 설치¦ 2. 광케이블, 전원/접지케이블 (OF-SM-8Core, CV 3C/2.5㎟)¦ vmh¦ vmh¦ vmh¦ (28) OF-SM-8C(난연)x2조 (CAMERA) ¦ (28) FR-CV 3C/4.0㎟x2조 (CAMERA) ¦ (28) OF-SM-8C(난연)x1조 (CAMERA) ¦ (28) FR-CV 3C/4.0㎟x1조 (CAMERA) ¦ (28) OF-SM-8C(난연)x1조 (CAMERA) ¦ (28) FR-CV 3C/4.0㎟x1조 (CAMERA) ¦ (28) OF-SM-8C(난연)x1조(신설) ¦ (28) FR-CV 3C/4.0㎟x1조(신설) ¦ (28) OF-SM-8C(난연)x1조 (CAMERA) ¦ (28) FR-CV 3C/4.0㎟x1조 (CAMERA) ¦ 모니터¦ 상행 승강장¦ (16) OF-SM-8Core(난연)x1조 (모니터)(신설)¦ (28) FR-CV 3C/4.0㎟x1조 (모니터POWER)(신설) ¦ (16) OF-SM-8Core(난연)x1조 (모니터)(신설)¦ (28) FR-CV 3C/4.0㎟x1조 (모니터POWER)(신설) ¦ (28) OF-MM-12Core(난연)x1조 (TDI)(기존활용)¦ (16) UL 2919-AMESB 24AWG 4Px1조 (TDI)(기존활용)¦ (28) FR-CV 3C/4.0㎟x1조 (TDI POWER)(기존활용)¦ (28) OF-MM-12Core(난연)x1조 (TDI)(기존활용)¦ (16) UL 2919-AMESB 24AWG 4Px1조 (TDI)(기존활용)¦ (28) FR-CV 3C/4.0㎟x1조 (TDI POWER)(기존활용)¦ A¦ (16) UTP Cat.5E 4Px2조 (TDI)(기존활용)¦ (16) UL 2919-AMESB 24AWG 4Px1조 (TDI)(기존활용)¦ (28) FR-CV 3C/4.0㎟x1조 (TDI POWER)(기존활용)¦ (16) UL 2919-AMESB 24AWG 4Px1조 (TDI)(기존활용)¦ (28) FR-CV 3C/4.0㎟x1조 (TDI POWER)(기존활용)¦ (16) UTP Cat.5E 4Px2조 (TDI)(기존활용)¦ (16) UL 2919-AMESB 24AWG 4Px1조 (TDI)(기존활용)¦ (28) FR-CV 3C/4.0㎟x1조 (TDI POWER)(기존활용)¦ (16) UTP Cat.5E 4Px2조 (TDI)(기존활용)¦ (28) OF-MM-12Core(난연)x1조 (TDI)(기존활용)¦ (28) OF-MM-12Core(난연)x1조 (TDI)(기존활용)¦ (28) OF-MM-12Core(난연)x1조 (TDI)(기존활용)¦ (16) UTP Cat.5E 4Px2조 (TDI)(기존활용)¦ (16) UTP Cat.5E 4Px2조 (TDI)(기존활용)¦ OF-SM-8C(난연)x1조(CAMERA) ¦ FR-CV 3C/4.0㎟x1조(CAMERA) ¦ 지하철 914정거장¦ 당산¦ 국회의사당¦ 여의도¦ 1/400¦ S = 1 / 400¦ 914정거장 CCTV,TDI,시계설비 지하3층 신설평면도(1/2)¦ 914정거장 CCTV,TDI,시계설비 지하3층¦ 신설평면도(1/2)¦ T¦ 7¦ 0¦ 0¦ 5¦ 0¦ 3¦ 4¦ 0¦ 0¦ 3¦ CCTV(기존동축활용)¦ P¦
| 1단계_정거장 - 복사본 | 1단계_정거장 - 복사본 | 015. T1001026-011 910정거장 출입통제설비 CABLE WIRING DIAGRAM.dwg | 통신기계실¦ ELE-4 (지상층)¦ ELE-3 (대합실)¦ ELE-2 (지상층)¦ ELE-1 (대합실)¦ ELE-5 (대합실)¦ ELE-6 (대합실)¦ ES-1 (외부계단출입구)¦ ES-2 (외부계단출입구)¦ ES-3 (외부계단출입구)¦ ES-4 (외부계단출입구)¦ ES-5 (대합실)¦ ES-6 (대합실)¦ ES-7 (대합실)¦ T-1 (화장실.여)¦ P-1 (승강장)¦ P-2 (승강장)¦ P-4 (승강장)¦ P-5 (승강장)¦ AGM-1 (대합실)¦ ATVM-1 (대합실)¦ C-1 ( (대합실)¦ COMM-1 (통신기계실)¦ 안전관리실¦ 대합실¦ ELEC-1 (전기실)¦ ES-8 (대합실)¦ ELE-7 (승강장)¦ ELE-8 (승강장)¦ P-3 (승강장)¦ P-6 (승강장)¦ 발매기실¦ 출입¦ 통제¦ 시스템¦ (ACU)¦ UTP Cat.5E 4Px8조 (출입통제)¦ 용역원대기실¦ C/R¦ C/R¦ C/R¦ C/R¦ AGM-2 (대합실)¦ 910정거장 출입통제설비 CABLE WIRING DIAGRAM¦ 910정거장 출입통제설비 CABLE WIRING DIAGRAM¦ S = NONE¦ NONE¦ 지하철 910정거장¦ 등촌¦ 염창¦ 신목동¦ T¦ 1¦ 0¦ 0¦ 1¦ 0¦ 2¦ 6¦ 0¦ 1¦ 1¦
| 1단계_정거장 - 복사본 | 1단계_정거장 - 복사본 | 049. T7005034-008 903정거장 CCTV,TDI,시계설비 지하4층 신설평면도-2.dwg | G¦ KEY PLAN¦ \A1;23600¦ \A1;4350¦ \A1;7450¦ \A1;4350¦ \A1;7450¦ \A1;7,500¦ \A1;10,5000¦ \A1;7,500¦ \A1;5,000 ¦ \A1;5,000 ¦ \A1;7,500¦ \A1;{\fHYHeadLine-Medium¦b0¦i0¦c129¦p50;30,000}¦ \A1;7,500¦ \A1;7,500¦ \A1;7,500¦ \A1;7,500¦ \A1;5,000 ¦ \A1;5,000 ¦ \A1;5,000 ¦ \A1;5,000 ¦ TRAY (300x100)¦ UTP CAT.5E 25Px1조 (CONSOLE)¦ UTP CAT.5E 4Px4조 (CONSOLE)¦ FR-CV 3C/6.0㎟x1조 (LSE POWER)¦ UTP Cat.5E 4Px2조 (CL POWER)(신설)¦ F-CV 3C/2.5㎟x1조 (공간화상)(기존활용)¦ OF- SM-4Cx1조 (공간화상)(기존활용)¦ UTP Cat.5E4Px15조 (CAMERA)(신설)¦ OF-SM-8C(난연)x10조(신설) ¦ FR-CV 3C/4.0㎟x10조(신설) ¦ OF-SM-8C(난연)x2조(승강장모니터)(신설) ¦ FR-CV 3C/4.0㎟x2조(승강장모니터)(신설) ¦ ELE-6¦ ELE-5¦ P-5¦ P-6¦ MATCH LINE DWG No. "S1-TA-S03-DB-031-1.dwg"¦ (P20:200x200x200)¦ UP¦ PSD¦ 창고¦ 승 강 장¦ 승 강 장¦ 창고¦ E/S 올라감¦ PSD¦ (P21:300x300x200)¦ P-3¦ X13¦ X14¦ X20¦ X16¦ X15¦ X17¦ X18¦ X19¦ X23¦ X21¦ X22¦ X25¦ X24¦ X26¦ Y00¦ Y01¦ Y03¦ Y04¦ Y02¦ NOTE¦ 1. 광케이블, 전원/접지케이블 (OF-SM-4Core, CV 3C/2.5㎟)¦ 3. 승강장 ANT설치위치: 열차 진행방향 정거장 시종점부에서 120m에 설치¦ 2. 광케이블, 전원/접지케이블 (OF-SM-8Core, CV 3C/2.5㎟)¦ vmh¦ vmh¦ vmh¦ vmh¦ vmh¦ TRAY (600x150)¦ UP TO 지하3층¦ UP TO 지하3층¦ TRAY (600x150)¦ TRAY (900x150)¦ UP TO 지하1층¦ (16) OF-SM-8C(난연)x1조(CAMERA) ¦ (16) FR-CV 3C/4.0㎟x1조(CAMERA) ¦ (16) OF-SM-8C(난연)x1조(CAMERA) ¦ (16) FR-CV 3C/4.0㎟x1조(CAMERA) ¦ (28) OF-SM-8C(난연)x2조(CAMERA) ¦ (28) FR-CV 3C/4.0㎟x2조(CAMERA) ¦ (36) OF-SM-8C(난연)x4조(CAMERA) ¦ (36) FR-CV 3C/4.0㎟x4조(CAMERA) ¦ (16) OF-SM-8C(난연)x1조(CAMERA) ¦ (16) FR-CV 3C/4.0㎟x1조(CAMERA) ¦ (16) OF-SM-8C(난연)x1조(CAMERA) ¦ (16) FR-CV 3C/4.0㎟x1조(CAMERA) ¦ (28) OF-SM-8C(난연)x2조(CAMERA) ¦ (28) FR-CV 3C/4.0㎟x2조(CAMERA) ¦ (36) OF-SM-8C(난연)x4조(CAMERA) ¦ (36) FR-CV 3C/4.0㎟x4조(CAMERA) ¦ OF-SM-8C(난연)x4조(CAMERA) ¦ FR-CV 3C/4.0㎟x4조(CAMERA) ¦ (16) OF-SM-8C(난연)x1조(CAMERA) ¦ (16) FR-CV 3C/4.0㎟x1조(CAMERA) ¦ (16) OF-SM-8C(난연)x1조(CAMERA) ¦ (16) FR-CV 3C/4.0㎟x1조(CAMERA) ¦ UTP Cat.5E4Px4조 (CAMERA)¦ (16) OF-SM-8Core(난연)x1조 (모니터)(신설)¦ (28) FR-CV 3C/4.0㎟x1조 (모니터POWER)(신설) ¦ (16) OF-SM-8Core(난연)x1조 (모니터)(신설)¦ (28) FR-CV 3C/4.0㎟x1조 (모니터POWER)(신설) ¦ OF-SM-8Core(난연)x1조 (모니터)(신설)¦ FR-CV 3C/4.0㎟x1조 (모니터POWER)(신설) ¦ (16) OF-SM-8Core(난연)x1조 (모니터)(신설)¦ (28) FR-CV 3C/4.0㎟x1조 (모니터POWER)(신설) ¦ (16) OF-SM-8Core(난연)x1조 (모니터)(신설)¦ (28) FR-CV 3C/4.0㎟x1조 (모니터POWER)(신설) ¦ OF-SM-8Core(난연)x1조 (모니터)(신설)¦ FR-CV 3C/4.0㎟x1조 (모니터POWER)(신설) ¦ (16) OF-SM-8Core(난연)x1조 (모니터)(신설)¦ (28) FR-CV 3C/4.0㎟x1조 (모니터POWER)(신설) ¦ (16) OF-SM-8Core(난연)x1조 (모니터)(신설)¦ (28) FR-CV 3C/4.0㎟x1조 (모니터POWER)(신설) ¦ FR-CV 3C/4.0㎟x2조 (TDI POWER)(기존활용)¦ UL 2919-AMESB 24AWG 4Px2조 (TDI)(기존활용)¦ (36) FR-CV 3C/4.0㎟x2조 (TDI POWER)(기존활용)¦ (28) UL 2919-AMESB 24AWG 4Px2조 (TDI)(기존활용)¦ (28) FR-CV 3C/4.0㎟x1조 (TDI POWER)(기존활용)¦ (16) UL 2919-AMESB 24AWG 4Px1조 (TDI)(기존활용)¦ (36) FR-CV 3C/4.0㎟x2조 (TDI POWER)(기존활용)¦ (28) UL 2919-AMESB 24AWG 4Px2조 (TDI)(기존활용)¦ (16) UL 2919-AMESB 24AWG 4Px1조 (TDI)(기존활용)¦ (28) FR-CV 3C/4.0㎟x1조 (TDI POWER)(기존활용)¦ (28) FR-CV 3C/4.0㎟x1조 (TDI POWER)(기존활용)¦ (16) UL 2919-AMESB 24AWG 4Px1조 (TDI)(기존활용)¦ FR-CV 3C/4.0㎟x2조 (TDI POWER)(기존활용)¦ UL 2919-AMESB 24AWG 4Px2조 (TDI)(기존활용)¦ (28) FR-CV 3C/4.0㎟x1조 (TDI POWER)(기존활용)¦ (16) UL 2919-AMESB 24AWG 4Px1조 (TDI)(기존활용)¦ (28) FR-CV 3C/4.0㎟x1조 (TDI POWER)(기존활용)¦ (16) UL 2919-AMESB 24AWG 4Px1조 (TDI)(기존활용)¦ OF-MM-12Core(난연)x2조(TDI)(기존활용)¦ UTP Cat.5E 4Px4조 (TDI)(기존활용)¦ (28) OF-MM-12Core(난연)x1조(TDI)(기존활용)¦ (16) UTP Cat.5E 4Px2조 (TDI)(기존활용)¦ (28)x2 OF-MM-12Core(난연)x1조x2 (TDI)(기존활용)¦ (22) UTP Cat.5E 4Px4조 (TDI)(기존활용)¦ (16) UTP Cat.5E 4Px2조 (TDI)(기존활용)¦ (28) OF-MM-12Core(난연)x1조(TDI)(기존활용)¦ (16) UTP Cat.5E 4Px2조 (TDI)(기존활용)¦ (28) OF-MM-12Core(난연)x1조(TDI)(기존활용)¦ UTP Cat.5E 4Px4조 (TDI)(기존활용)¦ OF-MM-12Core(난연)x2조(TDI)(기존활용)¦ (22) UTP Cat.5E 4Px4조 (TDI)(기존활용)¦ (28)x2 OF-MM-12Core(난연)x1조x2 (TDI)(기존활용)¦ (28) OF-MM-12Core(난연)x1조(TDI)(기존활용)¦ (16) UTP Cat.5E 4Px2조 (TDI)(기존활용)¦ (16) UTP Cat.5E 4Px2조 (TDI)(기존활용)¦ (28) OF-MM-12Core(난연)x1조(TDI)(기존활용)¦ 지하철 903정거장¦ 김포공항¦ 공항시장¦ 신방화¦ 1/400¦ S = 1 / 400¦ 903정거장 CCTV,TDI,시계설비 지하4층 신설평면도(2/2)¦ 903정거장 CCTV,TDI,시계설비 지하4층¦ 신설평면도(2/2)¦ T¦ 7¦ 0¦ 0¦ 5¦ 0¦ 3¦ 4¦ 0¦ 0¦ 8¦ CCTV(기존동축활용)¦ P¦ P¦
| 1단계_정거장 - 복사본 | 1단계_정거장 - 복사본 | metro9_Form-1.dwg | 감 ¦ 설 ¦ 도면번호¦ -¦ 축 척¦ 도 면 명 :¦ 계¦ 리¦ (주)안세기술¦ 내 용¦ 작 성 자¦ 검 토 자¦ 확 인 자¦ 실시설계¦ 설\P계¦ 시\P공¦ 감\P리¦ 설 계 명¦ 날 짜¦ 서울시메트로9호선(주) 대체투자(신호 및 통신설비) ¦ 타당성조사 기본 및 실시설계 용역 (통신분야)¦ 2019. 03¦ 시 공¦ 감 리¦ 김 인 환¦ 김 용 수 ¦ 전 덕 재¦ 박 원 근 ¦ 전 용 준¦ 서 울 시 메 트 로 9 호 선 주 식 회 사¦ SEOUL METRO LINE9 Corporation¦ 김 인 환¦ 김 용 수 ¦ 전 덕 재¦
| 1단계_정거장 - 복사본 | 1단계_정거장 - 복사본 | 018. T7001034-001 906정거장 전화설비 지하1층 신설평면도(1_2).dwg | P¦ INT¦ AMP¦ INT¦ CONSOLE¦ IP¦ KT¦ 배선반¦ MIS HUB¦ H¦ M¦ KEY PLAN¦ \A1;9750¦ \A1;9750¦ \A1;19500¦ \A1;6850¦ \A1;2900¦ \A1;6850¦ \A1;2900¦ \A1;7500¦ \A1;7500¦ \A1;7500¦ \A1;7500¦ \A1;7500¦ \A1;7500¦ \A1;7500¦ \A1;7500¦ \A1;7500¦ \A1;7500¦ \A1;7500¦ \A1;82500¦ 1. 일반교환기에 수용된 전화기는 IP전화기로 교체한다.¦ NOTE¦ 2. 콜폰, E/L폰, 승강장 비상통화장치도 교체한다.¦ 3. 전화 및 인터폰 구간의 배선배관은 기존활용한다.¦ x2¦ x4¦ x2¦ x2¦ UTP 25P¦ [TB NO.3]¦ UTP 50P¦ [TB NO.2]¦ UTP 25P¦ [TB NO.1]¦ 공중전화¦ UTP Cat.5E 25Px3조 (전기실,운영원 대기실)¦ UTP Cat.5E 4Px1조 (보조통신실)¦ DOWN TO 통신기계실 ACCESS FLOOR¦ TRAY (600x150)¦ UTP Cat.5E 4Px4조 (이동통신기계실)¦ UTP Cat.5E 4Px2조 (공조기계실-1)¦ E¦ UTP Cat.5E 4Px6조 (승강장INT)¦ (16) 인터폰선 0.6x2Px4조 (INT)¦ (16) 인터폰선 0.6x2Px4조 (INT)¦ C¦ UTP Cat.5E 25Px2조 (CONSOLE CONTROL, LSE)¦ UTP Cat.5E 25Px3조 (안전관리실)¦ G¦ F¦ D¦ (16) UTP Cat.5E 4Px2조 (편의점)¦ (16) 5C-HFBTx1조 (TV)¦ (22) UTP Cat.5E 4Px3조 (대합실 공중전화)¦ (54)x2 SPARE (KT.LINE)¦ E¦ G¦ C¦ B¦ D¦ F¦ (16) UTP Cat.5E 4Px2조 (공조기계실-1)¦ (16) 인터폰선 0.6x2Px4조 (INT)¦ B¦ 지상E/L¦ 지상E/L¦ (28) UTP Cat.5E 25Px1조 (콜폰)¦ (P1:100x100x100)¦ (P2:300x300x200)¦ (P11:300x300x200)¦ (P12:300x300x200)¦ (P3:300x300x200)¦ (P4:300x300x200)¦ (P6:600x600x300)x2¦ (P7:100x100x100)¦ (P13:100x100x100)¦ MATCH LINE DWG No. "S1-TA-S06-DB-009-1.dwg"¦ UTP Cat.5E 4Px3조 (대합실공중전화)¦ UTP Cat.5E 4Px6조 (승강장 공중전화)¦ (400x500x150)¦ (700x400x100)¦ UTP Cat.5E 4Px2조 (편의점)¦ 2. 증폭기전원은 전기콘센트를 이용한다.¦ 1. 음향유도기 전원은 전기콘센트를 이용한다.¦ 3. 통신기계실 및 안전관리실 MAIN 분전반은 전기에서 설치한다.¦ NOTE¦ ( 가양 1-1-1 수2)¦ KT MANHOLE¦ 수공¦ Y00¦ Y02¦ Y03¦ Y06¦ Y04¦ DN¦ DN¦ DN¦ DN¦ DN¦ DN¦ DN¦ DN¦ UP¦ UP¦ UP¦ UP¦ UP¦ UP¦ 화 장 실¦ 편 의 점¦ 공조기계실1¦ 통신기계실¦ 안전관리실¦ 발매기실¦ 대 합 실¦ X08¦ X09¦ X10¦ X11¦ X02¦ X03¦ X04¦ X05¦ X06¦ X07¦ X01¦ X00¦ H¦ H¦ (기계분야 인터폰 모장치)¦ 인터폰선 0.6x2Px5조 (INT)¦ H¦ (22) 인터폰선 0.6x2Px8조 (INT)¦ I¦ 지상E/L¦ J¦ UTP Cat.5E 4Px1조 (편의점)¦ DOWN TO 지하2층¦ TRAY (900x150)¦ DOWN TO CP PANEL¦ (16) 인터폰선 0.6x2Px4조 (INT)¦ DOWN TO CP PANEL¦ (16) 인터폰선 0.6x2Px4조 (INT)¦ DOWN TO CP PANEL¦ (16) 인터폰선 0.6x2Px4조 (INT)¦ DOWN TO CP PANEL¦ (16) 인터폰선 0.6x2Px4조 (INT)¦ (16) 인터폰선 0.6x2Px4조 (INT)¦ I¦ UTP Cat.5E 25Px3조 (전기실,운영원 대기실)¦ UTP Cat.5E 4Px1조 (보조통신실)¦ TRAY (300x100)¦ UTP Cat.5E 4Px2조x2 (이동통신기계실)¦ UTP Cat.5E 4Px6조 (승강장 INT)¦ UTP Cat.5E 4Px6조 (승강장 공중전화)¦ J¦ UTP Cat.5E 25Px3조 (전기실,운영원 대기실)¦ UTP Cat.5E 4Px1조 (보조통신실)¦ TRAY (300x100)¦ UTP Cat.5E 4Px2조x2 (이동통신기계실)¦ UTP Cat.5E 4Px6조 (승강장 INT)¦ UTP Cat.5E 4Px6조 (승강장 공중전화)¦ 인터폰선 0.6x2Px8조 (INT)¦ UTP Cat.5E 4Px3조 (편의점)¦ TRAY (300x100)¦ UTP Cat.5E 25Px3조 (전기실,운영원 대기실)¦ UTP Cat.5E 4Px1조 (보조통신실)¦ 5C-HFBTx2조 (TV)¦ TRAY (300x100)¦ UTP Cat.5E 4Px2조x2 (이동통신기계실)¦ UTP Cat.5E 4Px6조 (승강장 INT)¦ UTP Cat.5E 4Px6조 (승강장 공중전화)¦ (28) UTP Cat.5E 25Px1조 (콜폰)¦ (16) UTP Cat.5E 4Px2조 (공조기계실-1)¦ 인터폰선 0.6x2Px4조 (INT)¦ UTP Cat.5E 4Px2조 (공조기계실-1)¦ UTP Cat.5E 25Px1조 (콜폰)¦ UTP Cat.5E 4Px3조 (대합실공중전화)¦ UTP Cat.5E 4Px3조 (편의점)¦ 인터폰선 0.6x2Px15조 (INT)¦ UTP Cat.5E 25Px1조 (콜폰)¦ UTP Cat.5E 25Px3조 (안전관리실)¦ UTP Cat.5E 25Px2조 (CONSOLE CONTROL, LSE)¦ 인터폰선 0.6x2Px5조 (INT)¦ UP¦ UP¦ (54)x2 SPARE (KT.LINE)¦ TRAY (300x100)¦ UTP Cat.5E 4Px3조 (대합실공중전화)¦ 인터폰선 0.6x2Px12조 (INT)¦ UTP Cat.5E 4Px2조 (공조기계실-1)¦ UTP Cat.5E 25Px1조 (콜폰)¦ TRAY (300x100)¦ UTP Cat.5E 4Px2조 (공조기계실-1)¦ K¦ K¦ UTP Cat.5E 4Px3조 (대합실공중전화)¦ 3-35~38¦ 3-31~34¦ 5-5~8¦ 5-11~14¦ V1.2.3.4¦ 천정형UTP25P¦ 11¦ 10¦ 9¦ 8¦ 7¦ 6¦ 5¦ 4¦ 3¦ 2¦ 1¦ 12¦ 13¦ (16) UTP Cat.5E 4Px1조 (편의점)¦ (16) 인터폰선 0.6x2Px5조 (INT)¦ L¦ L¦ M¦ M¦ UTP Cat.5E 25Px2조 (안전관리실)(신설)¦ UTP Cat.5E 25Px2조 (안전관리실)(철거)¦ OF-SM-24Core(난연)x1조 (안전관리실)(신설)¦ 1. 일반교환기에 수용된 전화기는 안전관리실만 IP전화기로 교체한다.¦ NOTE¦ 2. 콜폰, E/L폰, 승강장 비상통화장치도 교체한다.¦ 3. 전화 및 인터폰 구간의 배선배관은 기존활용한다.¦ 지하철 906정거장¦ 마곡나루¦ 양천향교¦ 가양¦ 1/400¦ 906정거장 전화설비 지하1층 신설평면도(1/2)¦ S = 1/400¦ 906정거장 전화설비 지하1층 신설평면도(1/2)¦ T¦ 7¦ 0¦ 0¦ 1¦ 0¦ 3¦ 4¦ 0¦ 0¦ 1¦ (기설활용)¦
| 1단계_정거장 - 복사본 | 1단계_정거장 - 복사본 | 024. T7001034-007 914정거장 전화설비 지하1층 철거평면도 (1_2).dwg | \A1;7,500¦ \A1;7,500¦ \A1;7,500¦ \A1;7,500¦ \A1;7,500¦ \A1;7,500¦ \A1;7,500¦ \A1;7,500¦ \A1;7,500¦ \A1;7,500¦ \A1;7,500¦ \A1;7,500¦ \A1;7,500¦ \A1;7,500¦ \A1;4,270¦ \A1;5,400¦ \A1;10,000¦ \A1;20,980¦ \A1;5490¦ \A1;5490¦ MATCH LINE DWG No. "S1-TA-S14-DB-010-0"¦ 각도: -5˚¦ 1. 음향유도기 전원은 전기콘센트를 이용한다.¦ NOTE¦ 2. 증폭기전원은 전기콘센트를 이용한다.¦ 3. 통신기계실 및 안전관리실 MAIN 분전반은 전기에서 설치한다.¦ KEY PLAN¦ X-01¦ X-02¦ X-03¦ X-05¦ X-04¦ X-06¦ X-07¦ X00¦ X01¦ X02¦ X03¦ X04¦ X05¦ X06¦ X07¦ X08¦ X09¦ 47,170¦ Y00¦ Y01¦ Y02¦ Y03¦ 67,500¦ DN¦ 본선환기실¦ 공조기계실 1¦ 물탱크실¦ 내부계단 1¦ x2¦ (P1:200x200x100)¦ (16) UTP Cat.5E 4Px2조 (공조기계실-1)¦ DOWN TO 지하 2층¦ (16) UTP Cat.5E 4Px2조 (공조기계실-1)¦ 3-1~4¦ 3-5~8¦ (철거)¦ 지하철 914정거장¦ 당산¦ 국회의사당¦ 여의도¦ 1/400¦ 914정거장 전화설비 지하1층 철거평면도(1/2)¦ S = 1/400¦ 914정거장 전화설비 지하1층 철거평면도(1/2)¦ T¦ 7¦ 0¦ 0¦ 1¦ 0¦ 3¦ 4¦ 0¦ 0¦ 7¦ (기설활용)¦ P¦
| 1단계_정거장 - 복사본 | 1단계_정거장 - 복사본 | 030. T7005034-002 901정거장 CCTV,TDI,시계설비 지상1층 신설평면도 (2_2).dwg | \A1;25,000¦ \A1;5,000¦ \A1;10,000¦ \A1;10,000¦ \A1;10,000¦ \A1;8,000¦ \A1;8,000¦ \A1;6,980¦ \A1;5,200¦ \A1;26,000¦ \A1;9,060¦ \A1;10,580¦ \A1;6,360¦ \A1;8,000¦ \A1;8,000¦ \A1;8,000¦ \A1;8,000¦ \A1;8,000¦ \A1;8,000¦ \A1;8,000¦ \A1;8,000¦ \A1;8,000¦ \A1;90,200¦ \A1;7,800¦ \A1;3,200¦ \A1;5,000¦ \A1;7,800¦ \A1;3,200¦ \A1;5,000¦ \A1;200¦ \A1;200¦ \A1;4,000¦ \A1;4,000¦ \A1;4,000¦ \A1;4,000¦ \A1;4,000¦ \A1;4,000¦ \A1;4,000¦ \A1;4,000¦ \A1;4,000¦ \A1;4,000¦ \A1;4,000¦ \A1;3,800¦ \A1;6,000¦ \A1;4,500¦ \A1;12,200¦ vmh¦ KEY PLAN¦ MATCH LINE DWG No. "S1-TA-S01-DB-017-0"¦ DN¦ UP¦ DN¦ SLOPE¦ ELE-4¦ (16) ECX 5C-2Vx1조 (CA POWER)¦ UP TO 2층¦ Y00¦ Y01¦ Y02¦ Y03¦ Y04¦ X14¦ X15¦ X16¦ X17¦ X18¦ X19¦ X20¦ X21¦ X22¦ X23¦ 정거장¦ 승강장¦ Y01a¦ 승강장모니터(하행)¦ UP¦ UP¦ 복 도¦ 비품창고¦ 휴게공간¦ 방범셔터설치¦ 내부계단 1¦ UP¦ 물탱크실¦ 지정형 휀스선¦ DN¦ UP¦ UP¦ 내부계단 2¦ 내부E/V¦ 창 고¦ 방범 셔터 설치¦ 부 출입구¦ 상부 캐노피¦ DN¦ SST PIPE¦ Φ-100X100X3.2T¦ 방청/ 조합페인트3회¦ 상부 벽체선¦ X12¦ X13¦ UP¦ UP¦ UP¦ 홀¦ 주 출입구¦ 방범셔터설치¦ 상부 연결통로선¦ 상부 벽체선¦ DN¦ 지정형 휀스선¦ DN¦ DN¦ UP¦ DN¦ SLOPE¦ X23¦ X24¦ X25¦ 캐노피형 자전거 보관소(30대)¦ DN¦ DN¦ ELE-3¦ UP TO 2층¦ A¦ B¦ C¦ vmh¦ NOTE¦ 1. 광케이블, 전원/접지케이블 (OF-SM-4Core, CV 3C/2.5㎟)¦ 3. 승강장 ANT설치위치: 열차 진행방향 정거장 시종점부에 설치¦ 2. 광케이블, 전원/접지케이블 (OF-SM-8Core, CV 3C/2.5㎟)¦ 임대상가¦ 임대상가¦ 임대상가¦ 임대상가¦ 임대상가¦ (16) UTP Cat.5E4Px1조 (CAMERA)¦ TRAY (900x150)¦ UP TO 지상 2층¦ (16) UTP Cat.5E4Px1조 (CAMERA)¦ (16) UTP Cat.5E4Px1조 (CAMERA)¦ UTP Cat.5E4Px4조 (CAMERA)¦ TRAY (900x150)¦ DOWN TO 승강장 하부¦ A¦ UTP Cat.5E4Px4조 (CAMERA)¦ TRAY (200x100)¦ B¦ C¦ 2층¦ (36) OF-SM-8C(난연)x8조(신설) ¦ (28) OF-SM-8C(난연)x2조(승강기모니터) (신설)¦ (36) FR-CV 3C/4.0㎟x4조(신설) ¦ (28) FR-CV 3C/4.0㎟x2조(승강기모니터) (신설)¦ E¦ E¦ (16) OF-SM-8Core(난연)x2조 (모니터)(신설)¦ (28) FR-CV 3C/4.0㎟x2조 (모니터POWER) (신설)¦ OF-SM-8Core(난연)x2조 (모니터)(신설)¦ FR-CV 3C/4.0㎟x2조 (모니터POWER) (신설)¦ OF-SM-8Core(난연)x2조 (모니터)(신설)¦ FR-CV 3C/4.0㎟x2조 (모니터POWER) (신설)¦ (16) OF-SM-8Core(난연)x1조 (모니터)(신설)¦ (28) FR-CV 3C/4.0㎟x1조 (모니터POWER) (신설)¦ (16) UTP Cat.5E4Px1조 (CAMERA)¦ FR-CV 3C/4.0㎟x4조 (TDI POWER)(기존활용)¦ UL 2919-AMESB 24AWG 4Px4조 (TDI)(기존활용)¦ UTP Cat.5E 4Px8조 (TDI)(기존활용)¦ (54) FR-CV 3C/4.0㎟x4조 (TDI POWER)(기존활용)¦ (36) UL 2919-AMESB 24AWG 4Px4조 (TDI)(기존활용)¦ (28)x4 OF-MM-12Core(난연)x1조x4 (TDI)(기존활용)¦ (36) UTP Cat.5E 4Px8조 (TDI)(기존활용)¦ OF-MM-12Core(난연)x4조 (TDI)(기존활용)¦ FR-CV 3C/4.0㎟x4조 (TDI POWER)(기존활용)¦ UL 2919-AMESB 24AWG 4Px4조 (TDI)(기존활용)¦ UTP Cat.5E 4Px8조 (TDI)(기존활용)¦ OF-MM-12Core(난연)x4조 (TDI)(기존활용)¦ 지하철 901정거장¦ 개화¦ 김포공항¦ 1/400¦ S = 1 / 400¦ 901정거장 CCTV,TDI,시계설비 지상1층 신설평면도(2/2)¦ 901정거장 CCTV,TDI,시계설비 지하1층¦ 신설평면도(2/2)¦ T¦ 7¦ 0¦ 0¦ 5¦ 0¦ 3¦ 4¦ 0¦ 0¦ 2¦ CCTV(기존동축활용)¦ P¦
| 1단계_정거장 - 복사본 | 1단계_정거장 - 복사본 | 050. T9103075-001 915정거장 역사 L3스위치 인터페이스 구성도.dwg | 930정거장 역사 L3 스위치 인터페이스 구성도¦ NONE¦ 915(여의도)정거장 역사 L3 스위치 인터페이스 구성도¦ S = NONE¦ NMS¦ 시리얼 통신장치¦ 역사 L3 스위치-A¦ 역사 L3 스위치-B¦ B¦ A¦ B¦ PDP분배반¦ 전원 A¦ 전원 B¦ 10G 라인카드¦ 10G 라인카드¦ 10/ 100/ 1000Base-T¦ PDP분배반¦ 전원 A¦ 전원 B¦ 10G 라인카드¦ 10G 라인카드¦ 10/ 100/ 1000Base-T¦ 기계설비¦ CTC-1¦ VTS(대열차)¦ UPS¦ 사령전화¦ 방송설비¦ 중앙집중¦ CCTV¦ NTP¦ 교환기¦ 종합무선¦ AFC#1¦ PSD용 신호회선¦ SCADA MMI¦ 열차무선¦ 출입통제¦ PSD¦ 행선안내¦ AFC#3¦ CTC-2¦ AFC#2¦ A¦ 역사백본¦ 전송설비 과업¦ 타시스템 과업¦ 역사백본¦ -철 거-¦ 915정거장 역사 L3스위치 인터페이스 구성도¦ NONE¦ T¦ 9¦ 1¦ 0¦ 3¦ 0¦ 7¦ 5¦ 0¦ 0¦ 1¦ 915¦ 916¦ 914¦ 903¦ 902¦ 904¦
| 1단계_정거장 - 복사본 | 1단계_정거장 - 복사본 | 097. T7001034-040 차량기지 부속동 구내통신설비 & 방송설비 신설평면도 (종합창고).dwg | \A1;70,000¦ \A1;10,000¦ \A1;10,000¦ \A1;10,000¦ \A1;10,000¦ \A1;10,000¦ \A1;10,000¦ \A1;10,000¦ \A1;3,500¦ \A1;3,000¦ \A1;3,500¦ \A1;2,700¦ \A1;4,600¦ \A1;2,700¦ \A1;3,500¦ \A1;3,000¦ \A1;3,500¦ \A1;2,700¦ \A1;4,600¦ \A1;2,700¦ \A1;3,500¦ \A1;3,000¦ \A1;3,500¦ \A1;2,700¦ \A1;4,600¦ \A1;2,700¦ \A1;3,500¦ \A1;3,000¦ \A1;3,500¦ \A1;20,000¦ \A1;10,000¦ \A1;10,000¦ \A1;2,000¦ \A1;5,000¦ \A1;3,000¦ 2D¦ AMP¦ P¦ T¦ H¦ SLOPE¦ SLOPE¦ SLOPE¦ 종합창고¦ SLOPE¦ X11¦ X12¦ X13¦ X14¦ X15¦ X16¦ X17¦ X18¦ 수3-12¦ F/S (JF) 0.65x12P (50%차폐)x1조¦ FC 50mmx1조¦ FR-CVVSB 3C/2.5㎟x1조 (SP)¦ [UTP 25P]¦ [10P]¦ x2¦ (16) UTP Cat.5E 4Px2조¦ NOTE¦ (16) UTP Cat.5E 4Px2조¦ (22) UTP Cat.5E 4Px3조¦ : (16) HIV 1.5㎟x2조¦ : (16) HIV 1.5㎟x3조¦ : (16) HIV 1.5㎟x4조¦ ux2¦ ux3¦ (16) UTP Cat.5E 4Px1조¦ ux1¦ (22) UTP Cat.5E 4Px4조¦ (28) UTP Cat.5E 4Px5조¦ ux4¦ ux5¦ : (16) HIV 1.5㎟x5조¦ Y0¦ Y1¦ I¦ I¦ 50¦ 1 ¦ 1 ¦ 신호 지상교육설비 위치¦ COD 100mmx1조 (28mmx4조)¦ 10C-HFBTx3조 (종합창고,중정비분소,경비실(후문) TV)¦ FC 100mmx1조 (SPARE)¦ (P4:200x200x100))¦ (P3:100x100x100))¦ (P2:100x100x100))¦ (P1:100x100x100))¦ R¦ (16) 5C-HFBTx1조 (TV)¦ (16) UTP Cat.5E 4Px2조¦ (16) 5C-HFBTx1조 (TV)¦ (16) UTP Cat.5E 4Px2조¦ (16) 5C-HFBTx1조 (TV)¦ FR-CV 2C/4.0㎟x1조 (TV AMP POWER)¦ 1.2¦ 중정비쎈타 구내통신설비 & 방송설비 2층신설평면도¦ 차량기지 부속동 구내통신설비 신설평면도 (종합창고)¦ S = 1/400¦ 1/400¦ 차량기지¦ 차량기지¦ (종합창고)¦ 차량기지 부속동 구내통신설비 신설평면도 ¦ T¦ 7¦ 0¦ 0¦ 1¦ 0¦ 3¦ 4¦ 0¦ 4¦ 0¦
| 1단계_정거장 - 복사본 | 1단계_정거장 - 복사본 | 027. T7003034-002 911정거장 방송설비 지하1,2층 신설평면도 (2_2).dwg | \A1;7,330¦ \A1;7,330¦ \A1;500¦ \A1;3,880¦ \A1;7,830¦ \A1;3,880¦ \A1;7,830¦ \A1;23,420¦ \A1;500¦ \A1;3,750¦ \A1;7,500¦ \A1;7,500¦ \A1;5,000¦ \A1;5,000¦ \A1;5,000¦ \A1;5,000¦ \A1;5,000¦ \A1;5,000¦ \A1;5,000¦ \A1;5,000¦ \A1;5,000¦ \A1;7,500¦ \A1;7,500¦ \A1;30,000¦ \A1;20,000¦ S = 1 / 400¦ 903정거장 방송설비 지하1층 신설평면도(2/2)¦ 1/400¦ 904정거장 방송설비 지하1층 신설평면도 (1/2)¦ 0¦ 0¦ 0¦ -¦ 0¦ 0¦ 0¦ 0¦ (기설활용)¦ -¦ T¦ 7¦ 0¦ 0¦ 3¦ 0¦ 3¦ 4¦ 0¦ 1¦ 6¦ : (16) HIV 1.5㎟x2조¦ NOTE¦ : (16) HIV 1.5㎟x5조¦ : (16) HIV 1.5㎟x6조¦ : (22) HIV 1.5㎟x7조¦ : (22) HIV 1.5㎟x8조¦ : (22) HIV 1.5㎟x10조¦ : (16) HIV 1.5㎟x4조¦ : (16) HIV 1.5㎟x3조¦ KEY PLAN¦ Y00¦ Y01¦ Y03¦ Y05¦ Y06¦ 28,750¦ 78,750¦ X15¦ X16¦ X17¦ X18¦ X19¦ X20¦ X21¦ X22¦ X23¦ X24¦ X25¦ X26¦ X27¦ X28¦ UP¦ DN¦ DN¦ 물탱크실¦ 공조기계실2¦ 편의점¦ 대 합 실¦ 이동통신기계실¦ 용역원대기실¦ 발매기실¦ 외부출입구2¦ UP¦ 방범셔터¦ 외부엘리베이터2¦ MATCH LINE DWG No. "S1-TA-S11-DB-013-0"¦ (16) HIV 1.5㎟x3조¦ 외부출입구3¦ 벽부형 스피커 이동¦ 임대상가3¦ 벽부형 3W : 3 EA¦ 천정형 3W : 20 EA¦ 지하철 911정거장¦ 염창¦ 신목동¦ 선유도¦ S = 1 / 400¦ 911정거장 방송설비 지하1,2층 신설평면도(2/2)¦ 1/400¦ 911정거장 방송설비 지하1,2층 신설평면도¦ (2/2)¦ (기설활용)¦ T¦ 7¦ 0¦ 0¦ 3¦ 0¦ 3¦ 4¦ 0¦ 0¦ 2¦
| 1단계_정거장 - 복사본 | 1단계_정거장 - 복사본 | 045. T5001034-001 907정거장 AFC설비 지하1층 평면도 (1_2)__완(완전).dwg | GND¦ SMS¦ \A1;7,500¦ \A1;7,500¦ \A1;7,500¦ \A1;5,000¦ \A1;5,000¦ \A1;5,000¦ \A1;5,000¦ \A1;5,000¦ \A1;144,999¦ \A1;2,500¦ \A1;2,500¦ \A1;5,000¦ \A1;5,000¦ \A1;5,000¦ \A1;5,000¦ \A1;5,000¦ \A1;5,000¦ \A1;5,000¦ \A1;5,000¦ \A1;5,000¦ \A1;5,000¦ \A1;5,000¦ \A1;5,000¦ \A1;5,000¦ \A1;5,000¦ \A1;5,000¦ \A1;5,000¦ \A1;27,800¦ \A1;13,900¦ \A1;13,900¦ \A1;5,000¦ \A1;5,000¦ \A1;2,499¦ D¦ G¦ A¦ F7 DUCT¦ F-GV 4.0㎟x1조 (발매기 GND)¦ HFCO 3C/4.0㎟x1조 (발매기 POWER)¦ FTP Cat.5E 4Px2조 (발매기 COMMS)¦ UTP Cat.5E 4Px2조 (발매기 INT)¦ K¦ DOWN TO AFC 접지단자함¦ F-GV 4.0㎟x6조 (발매기,정산기,환급기,게이트 SMS,S/W HUB GND)¦ L¦ DOWN TO 분전반¦ HFCO 3C/4.0㎟x6조 (발매기,정산기,환급기,게이트 POWER)¦ I¦ UP TO TRAY (통신)¦ X-8¦ X-7¦ X-6¦ X-5¦ X-4¦ X-3¦ X-2¦ X-1¦ X01¦ X02¦ X03¦ X04¦ X05¦ X06¦ X07¦ X09¦ X10¦ X11¦ X12¦ X08¦ X13¦ X14¦ X15¦ X16¦ X17¦ X18¦ X19¦ X20¦ X00¦ Y00¦ Y01¦ Y02¦ 발매기실¦ 안전관리실¦ 승차권 창고¦ 비상 전원실¦ 신호,통신기계실¦ 전 기 실¦ 복 도¦ 물탱크실¦ 연결통로¦ 공조기계실¦ 이동통신기계실¦ CO2 실¦ DN¦ DN¦ DN¦ DN¦ DN¦ DN¦ UP¦ UP¦ UP¦ UP¦ 외부출입구¦ 내부계단¦ 외부출입구¦ 내부계단¦ 907 정거장¦ STA.9km100.167¦ 대합실¦ FREE AREA¦ 대합실¦ PAID AREA¦ S/W HUB¦ MATCH LINE DWG No. "S1-TA-C07-DB-025-0"¦ K¦ G¦ A¦ H¦ D¦ L¦ UP TO TRAY (통신)¦ 전송장비¦ FTP Cat.5E 4Px1조 (통신기계실~S/W HUB)¦ TRAY (통신)¦ 정산기 ¦ F¦ F-GV 4.0㎟x1조 (정산기 GND)¦ HFCO 3C/4.0㎟x1조 (정산기 POWER)¦ UTP Cat.5E 4Px1조 (정산기 INT)¦ FTP Cat.5E 4Px1조 (정산기 COMMS)¦ (28)¦ (28)¦ (22) UTP Cat.5E 4Px1조 (EM GATE#1 INT)¦ (28) HFCO 2C/4.0㎟x1조 (EM GATE#1)¦ HFCO 3C/4.0㎟x1조 (환급기 POWER)¦ TRAY (통신)¦ FTP Cat.5E 4Px1조 (통신기계실~S/W HUB)¦ F¦ F-GV 4.0㎟x1조 (게이트 GND)¦ HFCO 3C/4.0㎟x3조 (게이트 POWER)¦ FTP Cat.5E 4Px6조 (게이트 COMMS)¦ FR-CVVS 4C/2.5㎟x1조 (DPC)¦ F7 DUCT¦ TRAY (통신)¦ F-GV 4.0㎟x2조 (정산기,게이트 GND)¦ HFCO 3C/4.0㎟x4조 (정산기, 게이트 POWER)¦ FTP Cat.5E 4Px7조 (정산기, 게이트 COMMS)¦ FR-CVVS 4C/2.5㎟x1조 (DPC)¦ UTP Cat.5E 4Px1조 (정산기 INT)¦ UTP Cat.5E 4Px1조 (EM GATE#1 INT)¦ HFCO 2C/4.0㎟x1조 (EM GATE#1)¦ UTP Cat.5E 4Px3조 (발매기,정산기 INT)¦ OF-MM-4Cx1조 (SMS~/W HUB)¦ FTP Cat.5E 4Px1조 (환급기 COMMS)¦ UTP Cat.5E 4Px4조 (발매기,정산기,환급기 INT)¦ OF-MM-4Cx1조 (SMS~S/W HUB)¦ UTP Cat.5E 4Px1조 (EM GATE#1 INT)¦ FR-CVVS 4C/2.5㎟x1조 (DPC)¦ TRAY (통신)¦ FTP Cat.5E 4Px1조 (환급기 COMMS)¦ UTP Cat.5E 4Px3조 (발매기,정산기 INT)¦ OF-MM-4Cx1조 (SMS~S/W HUB)¦ UTP Cat.5E 4Px1조 (EM GATE#1 INT)¦ FR-CVVS 4C/2.5㎟x1조 (DPC)¦ H¦ TRAY (통신)¦ F-GV 4.0㎟x3조 (발매기,정산기,게이트 GND)¦ HFCO 3C/4.0㎟x5조 (발매기, 정산기, 게이트 POWER)¦ FTP Cat.5E 4Px9조 (발매기,정산기, 게이트 COMMS)¦ FR-CVVS 4C/2.5㎟x1조 (DPC)¦ UTP Cat.5E 4Px3조 (발매기,정산기 INT)¦ UTP Cat.5E 4Px1조 (EM GATE#1 INT)¦ HFCO 2C/4.0㎟x1조 (EM GATE#1)¦ 환급기¦ C¦ F-GV 4.0㎟x1조 (환급기 GND)¦ HFCO 3C/4.0㎟x1조 (환급기 POWER)¦ UTP Cat.5E 4Px1조 (환급기 INT)¦ FTP Cat.5E 4Px1조 (환급기)¦ (28)¦ (28)¦ HFCO 3C/4.0㎟x1조 (환급기 POWER)¦ F-GV 4.0㎟x1조 (환급기 GND)¦ J¦ J¦ C¦ F-GV 4.0㎟x1조 (환급기 GND)¦ TRAY (통신)¦ UTP Cat.5E 4Px4조 (발매기,정산기,환급기 INT)¦ OF-MM-4Cx1조 (SMS~S/W HUB)¦ UTP Cat.5E 4Px1조 (EM GATE#2 INT)¦ FR-CVVS 4C/2.5㎟x1조 (DPC)¦ HFCO 3C/4.0㎟x2조 (SMS,S/W HUB POWER)¦ FTP Cat.5E 4Px1조 (통신기계실~S/W HUB)¦ UTP Cat.5E 4Px8조 (발매기,정산기,환급기 INT)¦ HFCO 3C/4.0㎟x2조 (SMS,S/W HUB POWER)¦ UTP Cat.5E 4Px2조 (EM GATE#1,2 INT)¦ E¦ E¦ F-GV 4.0㎟x1조 (게이트 GND)¦ HFCO 3C/4.0㎟x1조 (게이트 POWER)¦ FTP Cat.5E 4Px1조 (게이트 COMMS)¦ FR-CVVS 4C/2.5㎟x1조 (DPC)¦ F7 DUCT¦ I¦ FTP Cat.5E 4Px1조 (통신기계실~S/W HUB)¦ FR-CVVS 4C/2.5㎟x1조 (DPC)¦ HFCO 3C/4.0㎟x2조 (SMS,S/W HUB POWER)¦ FTP Cat.5E 4Px1조 (통신기계실~S/W HUB)¦ HFCO 3C/4.0㎟x2조 (SMS,S/W HUB POWER)¦ B¦ B¦ 907정거장 AFC설비 지하1층 평면도 [1/2]¦ 907정거장 AFC설비 지하1층 평면도 (1/2)¦ S = 1 / 400¦ 1/400¦ 지하철 907정거장¦ 양천향교¦ 가양¦ 증미¦ T¦ 5¦ 0¦ 0¦ 1¦ 0¦ 3¦ 4¦ 0¦ 0¦ 1¦
| 1단계_정거장 - 복사본 | 1단계_정거장 - 복사본 | 019. T7001034-002 903정거장 전화설비 지하1층 신설평면도-2.dwg | INT¦ H¦ M¦ CONSOLE¦ IP¦ KT¦ AMP¦ 배선반¦ MIS HUB¦ INT¦ KEY PLAN¦ \A1;7450¦ \A1;23600¦ \A1;7450¦ \A1;4350¦ \A1;4350¦ \A1;7,500¦ \A1;5,000 ¦ \A1;5,000 ¦ \A1;5,000 ¦ \A1;7,500¦ \A1;7,500¦ \A1;7,500¦ \A1;7,500¦ \A1;7,500¦ \A1;7,500¦ \A1;5,000 ¦ \A1;5,000 ¦ \A1;5,000 ¦ 1. 일반교환기에 수용된 전화기는 IP전화기로 교체한다.¦ NOTE¦ 2. 콜폰, E/L폰, 승강장 비상통화장치도 교체한다.¦ 3. 전화 및 인터폰 구간의 배선배관은 기존활용한다.¦ C/R¦ CCTV¦ ACU¦ L¦ (54)x2 SPARE (KT.LINE)¦ C¦ B¦ 2x¦ (700x400x100)¦ DOWN TO 지하2층¦ UTP Cat.5E 25Px1조 (운영원 대기실)¦ UTP Cat.5E 4Px3조 (승강장 INT)¦ UTP Cat.5E 4Px3조 (승강장 공중전화)¦ 2x¦ [TB NO.4]¦ UTP 50P¦ x4¦ UTP Cat.5E 4Px4조¦ 5C-HFBTx2조 (TV)¦ D¦ E¦ F¦ [TB NO.5]¦ UTP 25P¦ (16) UTP Cat.5E 4Px1조(편의점)¦ (방화 9-2 수3)¦ KT MANHOLE¦ UTP Cat.5E 4Px3조 (승강장 INT)¦ UTP Cat.5E 4Px3조 (승강장 공중전화)¦ UTP Cat.5E 25Px1조 (전기실)¦ TRAY (600x150)¦ DOWN TO 지하2층¦ UTP Cat.5E 4Px4조 (공조기계실-1,2)¦ DOWN TO CP PANEL¦ (22) 인터폰선 0.6x2Px4조 (INT)¦ G¦ 2x¦ (16) UTP Cat.5E 4Px2조(용역원대기실)¦ (16) UTP Cat.5E 4Px2조(이동통신기계실)¦ UTP Cat.5E 25Px1조 (전기실) ¦ UTP Cat.5E 4Px3조 (승강장 INT) ¦ UTP Cat.5E 4Px4조 (공조기계실-1,2) ¦ UTP Cat.5E 4Px3조 (승강장 공중전화) ¦ B¦ UTP Cat.5E 4Px4조 (전기실, 편의점) ¦ UTP Cat.5E 25Px1조 (콜폰) ¦ UTP Cat.5E 25Px2조 (임대상가) ¦ A¦ C¦ D¦ UTP Cat.5E 25Px3조 (CONSOLE CONTROL, LSE)¦ UTP Cat.5E 25Px3조 (안전관리실)¦ TRAY (300x100)¦ E¦ F¦ UTP Cat.5E 4Px4조 (공조기계실-1,2)¦ UTP Cat.5E 4Px3조 (전기실, 편의점)¦ G¦ UTP Cat.5E 25Px2조 (전기실,운영원 대기실)¦ UTP Cat.5E 25Px3조 (안전관리실)¦ UTP Cat.5E 25Px3조 (CONSOLE CONTROL, LSE)¦ UTP Cat.5E 25Px2조 (임대상가)¦ UTP Cat.5E 4Px2조 (용역원 대기실)¦ UTP Cat.5E 4Px2조 (이동통신기계실)¦ MATCH LINE DWG No. "S1-S03-S03-DB-009-1.dwg"¦ (22) 인터폰선 0.6x2Px4조 (INT)¦ x2¦ UTP Cat.5E 4Px2조(MIS)¦ TRAY (600x150)¦ UTP Cat.5E 25Px3조 (안전관리실)¦ DOWN TO 안전관리실 ACCESS FLOOR¦ (600x600x300)¦ TRAY (600x150)¦ [TB NO.3]¦ UTP 25P¦ 공중전화¦ (22) UTP Cat.5E 4Px3조 (대합실 공중전화)¦ A¦ (54)x2 SPARE (KT.LINE)¦ DOWN TO 통신기계실 ACCESS FLOOR¦ UTP Cat.5E 4Px3조 (대합실 공중전화)¦ UTP Cat.5E 4Px6조 (승강장 공중전화)¦ UTP Cat.5E 4Px6조 (승강장 INT)¦ 2x¦ 수공¦ 3. 통신기계실 및 안전관리실 MAIN 분전반은 전기에서 설치한다.¦ 1. 음향유도기 전원은 전기콘센트를 이용한다.¦ NOTE¦ 2. 증폭기전원은 전기콘센트를 이용한다.¦ Y04¦ Y03¦ Y02¦ Y01¦ Y00¦ X13¦ X14¦ X15¦ X16¦ X17¦ X18¦ X19¦ X20¦ X21¦ X22¦ X23¦ X24¦ X25¦ X26¦ DN¦ DN¦ E/V¦ DN¦ E/V¦ E/V¦ UP¦ UP¦ UP¦ UP¦ 비품창고¦ 편 의 점¦ 발매기실¦ 발매기실 창고¦ 안전관리실¦ 내부계단¦ 통신기계실¦ 용역원대기실¦ 용역창고¦ 이동통신¦ 기계실¦ 복 도¦ H¦ H¦ (기계분야 인터폰 모장치)¦ 인터폰선 0.6x2Px3조 (INT)¦ H¦ I¦ I¦ TRAY (300x100)¦ TRAY (300x100)¦ TRAY (300x100)¦ UTP Cat.5E 4Px3조 (승강장 INT)¦ UTP Cat.5E 4Px1조 (편의점) ¦ UTP Cat.5E 4Px1조 (편의점) ¦ DOWN TO CP PANEL¦ (22) 인터폰선 0.6x2Px4조 (INT)¦ 인터폰선 0.6x2Px4조 (INT) ¦ TRAY (300x100)¦ UTP Cat.5E 4Px4조 (공조기계실-1,2)¦ UTP Cat.5E 4Px3조 (전기실, 편의점)¦ UTP Cat.5E 25Px2조 (전기실,운영원 대기실)¦ UTP Cat.5E 25Px3조 (안전관리실)¦ UTP Cat.5E 25Px3조 (CONSOLE CONTROL, LSE)¦ UTP Cat.5E 25Px2조 (임대상가)¦ UTP Cat.5E 4Px3조 (대합실 공중전화)¦ UTP Cat.5E 4Px6조 (승강장 공중전화)¦ UTP Cat.5E 4Px6조 (승강장 INT)¦ TRAY (300x100)¦ UTP Cat.5E 4Px4조 (공조기계실-1,2)¦ UTP Cat.5E 4Px3조 (전기실, 편의점)¦ UTP Cat.5E 25Px2조 (전기실,운영원 대기실)¦ UTP Cat.5E 25Px3조 (안전관리실)¦ UTP Cat.5E 25Px3조 (CONSOLE CONTROL, LSE)¦ UTP Cat.5E 25Px2조 (임대상가)¦ UTP Cat.5E 4Px3조 (대합실 공중전화)¦ UTP Cat.5E 4Px6조 (승강장 공중전화)¦ UTP Cat.5E 4Px6조 (승강장 INT)¦ TRAY (300x100)¦ (22) 인터폰선 0.6x2Px4조 (INT)¦ 인터폰선 0.6x2Px8조 (INT)¦ UTP Cat.5E 25Px1조 (콜폰) ¦ 인터폰선 0.6x2Px9조 (INT) ¦ UTP Cat.5E 25Px1조 (운영원 대기실)¦ UTP Cat.5E 4Px3조 (승강장 공중전화)¦ UTP Cat.5E 25Px3조 (CONSOLE CONTROL, LSE)¦ UTP Cat.5E 25Px1조 (콜폰) ¦ 인터폰선 0.6x2Px9조 (INT) ¦ UTP Cat.5E 25Px1조 (콜폰) ¦ UTP Cat.5E 25Px2조 (임대상가) ¦ 인터폰선 0.6x2Px6조 (INT) ¦ UTP Cat.5E 25Px1조 (전기실) ¦ UTP Cat.5E 4Px3조 (승강장 INT) ¦ UTP Cat.5E 4Px3조 (대합실 공중전화) ¦ UTP Cat.5E 4Px4조 (공조기계실-1,2) ¦ UTP Cat.5E 4Px3조 (승강장 공중전화) ¦ UTP Cat.5E 4Px4조 (전기실, 편의점) ¦ OF-MM-4Core(난연)x1조 (전기실) ¦ OF-MM-4Core(난연)x1조 (전기실)¦ OF-MM-4Core(난연)x1조 (전기실)¦ OF-MM-4Core(난연)x1조 (전기실)¦ OF-MM-4Core(난연)x1조 (전기실)¦ OF-MM-4Core(난연)x1조 (전기실)¦ (16) 인터폰선 0.6x2Px3조 (INT)¦ 인터폰선 0.6x2Px3조 (INT)¦ UTP Cat.5E 4Px1조 (전기실) ¦ 4-11~14¦ 4-15~18¦ 4-21~24¦ 4-25~28¦ 4-1~4¦ 4-5~8¦ (16) UTP Cat.5E 4Px2조(편의점)¦ UTP Cat.5E 25Px1조 (안전관리실)(신설) ¦ UTP Cat.5E 25Px1조 (안전관리실)(신설) ¦ UTP Cat.5E 25x1조 (안전관리실)(신설) ¦ UTP Cat.5E 25Px1조 (안전관리실)(신설) ¦ UTP Cat.5E 25Px1조 (안전관리실)(신설) ¦ OF-SM-24Core(난연)x1조 (안전관리실)(신설)¦ OF-SM-24Core(난연)x1조 (안전관리실)(신설)¦ OF-SM-24Core(난연)x1조 (안전관리실)(신설)¦ OF-SM-24Core(난연)x1조 (안전관리실)(신설)¦ OF-SM-24Core(난연)x1조 (안전관리실)(신설)¦ 1. 일반교환기에 수용된 전화기는 안전관리실만 IP전화기로 교체한다.¦ NOTE¦ 2. 콜폰, E/L폰, 승강장 비상통화장치도 교체한다.¦ 3. 전화 및 인터폰 구간의 배선배관은 기존활용한다.¦ 지하철 903정거장¦ 김포공항¦ 공항시장¦ 신방화¦ NONE¦ S=1/400¦ 903정거장 전화설비 지하1층 신설평면도(2/2)¦ 903정거장 전화설비 지하1층 신설평면도(2/2)¦ T¦ 7¦ 0¦ 0¦ 1¦ 0¦ 3¦ 4¦ 0¦ 0¦ 2¦ (기설활용)¦ P¦
| 1단계_정거장 - 복사본 | 1단계_정거장 - 복사본 | 009. T1001026-005 904정거장 CCTV,TDI,시계설비 CABLE WIRING DIAGRAM.dwg | FR-CV 3C/4.0㎟, OF-SM-8C(난연)¦ 승강장출입구 확인용모니터¦ (상선)¦ 승강장출입구 확인용모니터¦ (하선)¦ OF-SM-8C(난연)x2조(승강장모니터)(신설) ¦ FR-CV 3C/4.0㎟x2조(승강장모니터)(신설) ¦ ECX 5C-2V(기존활용)¦ FR-CV 3C/4.0㎟x1조 (대합실 게시기 POWER)(기존활용), OF-SM-8Core(난연)x2조 (대합실게시기)(신설)¦ 통신기계실¦ ELE-4 (지상층)¦ 역무종합관리실¦ CONSOLE DESK¦ ELE-3 (대합실)¦ ELE-2 (지상층)¦ ELE-1 (대합실)¦ ELE-5 (대합실)¦ ELE-6 (승강장)¦ ES-1 (외부계단 출입구)¦ ES-2 (외부계단 출입구)¦ ES-3 (외부계단 출입구)¦ ES-4 (외부계단 출입구)¦ ES-5 (외부계단 출입구)¦ ES-6 (외부계단 출입구)¦ ES-7 (외부계단 출입구)¦ ES-9 (대합실)¦ ES-10 (대합실)¦ ES-11 (대합실)¦ T-1 (화장실 여)¦ P-1 (승강장)¦ P-3 (승강장)¦ P-4 (승강장)¦ AGM-2 (대합실)¦ AGM-4 (대합실)¦ ATVM-1 (대합실)¦ C-1 (대합실)¦ COMM-1(통신기계실)¦ ATVM-2 (대합실)¦ UTP Cat.5E 4Px(신설)4조¦ UTP Cat.5E 25Px1조(신설)¦ (차량기지방향)¦ 공간화상¦ ES-8 (외부계단 출입구)¦ x2¦ ELE-7 (대합실)¦ ELE-8 (승강장)¦ ES-12 (대합실)¦ P-2 (승강장)¦ L¦ S¦ E¦ C¦ C¦ T¦ M¦ A¦ T¦ R¦ V¦ R¦ A¦ C¦ K¦ I¦ X¦ ELEC-1 (전기실)¦ 안전관리실¦ 용역 대기실¦ 전 기 실¦ 편 의 점¦ 대 합 실¦ OF-SM-8C, F-CV 3C/2.5㎟ (공간화상)(철거)¦ OF-SM-4C, F-CV 3C/2.5㎟ (공간화상)(철거)¦ 발매기실 1,2¦ AGM-1 (대합실)¦ AGM-3 (대합실)¦ 공간화상¦ (강남방향)¦ UL 2919-AMESB 24AWG 4Px1조, FR-CV 3C/4.0㎟x1조 (TDI POWER), OF-MM-12Core(난연)x1조(TDI),UTP Cat.5E 4Px2조(TDI):기존활용¦ UL 2919-AMESB 24AWG 4Px1조, FR-CV 3C/4.0㎟x1조 (TDI POWER), OF-MM-12Core(난연)x1조(TDI),UTP Cat.5E 4Px2조(TDI):기존활용¦ UL 2919-AMESB 24AWG 4Px1조, FR-CV 3C/4.0㎟x1조 (TDI POWER), OF-MM-12Core(난연)x1조(TDI),UTP Cat.5E 4Px2조(TDI):기존활용¦ UL 2919-AMESB 24AWG 4Px1조, FR-CV 3C/4.0㎟x1조 (TDI POWER), OF-MM-12Core(난연)x1조(TDI),UTP Cat.5E 4Px2조(TDI):기존활용¦ FR-CV 3C/4.0㎟(신설), OF-SM-8C(난연)(신설)¦ FR-CV 3C/4.0㎟(신설), OF-SM-8C(난연)(신설)¦ 승강장모니터(상선)¦ 승강장모니터(하선)¦ FR-CV 3C/4.0㎟x1조 (출입구 게시기 POWER), UTP Cat.5E4Px2조 (출입구게시기)(철거)¦ FR-CV 3C/4.0㎟x1조 (출입구 게시기 POWER), UTP Cat.5E4Px2조 (출입구게시기)(철거)¦ FR-CV 3C/4.0㎟x1조 (출입구 게시기 POWER), UTP Cat.5E4Px2조 (출입구게시기)(철거)¦ FR-CV 3C/4.0㎟x1조 (출입구 게시기 POWER), UTP Cat.5E4Px2조 (출입구게시기)(철거)¦ FR-CV 3C/4.0㎟x1조 (출입구 게시기 POWER), UTP Cat.5E4Px2조 (출입구게시기)(철거)¦ 스위치¦ L2¦ HIV 1.5㎟x2조 (CLOCK)(철거), HIV 2.5㎟x2조 (CLOCK POWER)(철거)¦ HIV 1.5㎟x2조 (CLOCK)(철거)¦ ECX 5C-2V(기존활용)¦ ECX 5C-2V(기존활용)¦ ECX 5C-2V(기존활용)¦ ECX 5C-2V(기존활용)¦ ECX 5C-2V(기존활용)¦ ECX 5C-2V(기존활용)¦ ECX 5C-2V(기존활용)¦ ECX 5C-2V(기존활용)¦ ECX 5C-2V(기존활용)¦ ECX 5C-2V(기존활용)¦ ECX 5C-2V(기존활용)¦ ECX 5C-2V(기존활용)¦ ECX 5C-2V(기존활용)¦ ECX 5C-2V(기존활용)¦ ECX 5C-2V(기존활용)¦ ECX 5C-2V(기존활용)¦ ECX 5C-2V(기존활용)¦ ECX 5C-2V(기존활용)¦ ECX 5C-2V(기존활용)¦ ECX 5C-2V(기존활용)¦ ECX 5C-2V(기존활용)¦ ECX 5C-2V(기존활용)¦ ECX 5C-2V(기존활용)¦ ECX 5C-2V(기존활용)¦ ECX 5C-2V(기존활용)¦ ECX 5C-2V(기존활용)¦ ECX 5C-2V(기존활용)¦ ECX 5C-2V(기존활용)¦ ECX 5C-2V(기존활용)¦ ECX 5C-2V(기존활용)¦ ECX 5C-2V(기존활용)¦ ECX 5C-2V(기존활용)¦ ECX 5C-2V(기존활용)¦ ECX 5C-2V(기존활용)¦ FR-CV 3C/4.0㎟x1조 (대합실 게시기 POWER)(기존활용), OF-SM-8Core(난연)x2조 (대합실게시기)(신설)¦ 지하철 904정거장¦ 공항시장¦ 신방화¦ 마곡나루¦ NONE¦ 904정거장 CCTV,TDI,시계설비 CABLE WIRING DIAGRAM¦ S = NONE¦ 904정거장 CCTV,TDI,시계설비 CABLE WIRING¦ DIAGRAM¦ T¦ 1¦ 0¦ 0¦ 1¦ 0¦ 2¦ 6¦ 0¦ 0¦ 5¦
| 1단계_정거장 - 복사본 | 1단계_정거장 - 복사본 | 012. T1001026-008 912정거장 AFC SYSTEM DIAGRAM (철거).dwg | ATVM¦ ATVM¦ 02¦ 01¦ L-AFC-1-분전반¦ GROUND¦ 접지단자함¦ MAIN¦ 신호통신기계실¦ MAIN POWER¦ 접지단자함¦ 06¦ AGM10¦ AGM6¦ [ 비상게이트 ]¦ AGM8¦ AGM8¦ AGM8¦ 01¦ 02¦ 05¦ 03¦ CONTROL¦ EM.GATE¦ BOX¦ 안전관리실¦ BOX¦ DPC¦ COM¦ INTER¦ COMMS¦ S/W HUB¦ 화재¦ 수신반¦ 통로안내표시기¦ AAM¦ 01¦ 주제어장치¦ D/I MUX¦ I/F¦ S/W HUB¦ (공통)¦ AIS¦ SMS¦ AIMx2¦ Cross Cable¦ AGM8¦ 04¦ Cross Cable¦ Cross Cable¦ Cross Cable¦ Cross Cable¦ Cross Cable¦ 변전실¦ NO.08 (AGM10)¦ H U B¦ 07¦ AGM11¦ 08¦ AGM12¦ 분전반~AAM, AGM, SMS, ATVM, AIM¦ : IN USE¦ 접지반~AAM, AGM, SMS, ATVM¦ EM. GATE¦ MAIN GROUND¦ INTERCOM~ATVM, AAM¦ SMS(S/W HUB)~TOM, AGM, ATVM¦ D/I MUX(ROUTER)~SMS(S/W HUB)¦ NOTE¦ 화재수신반~DPC BOX¦ I/F¦ DPC¦ DPC SW~AGM(DPC)¦ : FR-CV 3C/4.0㎟¦ : F-GV 4.0㎟¦ : FR-CV 2C/4.0㎟¦ : F-GV 50㎟¦ : CPEV 0.65/5P, STP Cat.5E 4P¦ : STP Cat.5E 4Px1조¦ : STP Cat.5E 4Px1조¦ : CPEV 0.9x5P¦ : Interface Unit¦ : Direct Power Control¦ : FR-CVVS 4C/2.5㎟¦ INTERCOM~EM.GATE¦ : UTP Cat.5E 4P¦ AIS~AIM¦ : OF-SM-2Core¦ : UTP Cat.5E 4P¦ AIS~AIM¦ 환급기¦ 01¦ 912정거장 AFC SYSTEM DIAGRAM (철거)¦ 912정거장 AFC SYSTEM DIAGRAM (철거)¦ S = NONE¦ NONE¦ 지하철 912정거장¦ 신목동¦ 선유도¦ 당산¦ T¦ 1¦ 0¦ 0¦ 1¦ 0¦ 2¦ 6¦ 8¦ 0¦ 0¦
| 1단계_정거장 - 복사본 | 1단계_정거장 - 복사본 | 017. T1001026-013 913정거장 AFC CABLE WIRING DIAGRAM (2_2) (환승구간).dwg | D/I MUX (ROUTER)¦ (통신기계실)¦ 분전반 (전기시설분)¦ (안전관리실)¦ AFC 접지단자함¦ (안전관리실)¦ DPC BOX¦ SMS (S/W HUB)¦ EM GATE¦ CONTROL BOX¦ AGM 6형 (No.1)¦ AGM 8형 (No.2)¦ AGM 8형 (No.3)¦ AGM 8형 (No.5)¦ AGM 12형 (No.7) (HUB)¦ F-GV 4.0㎟x1조¦ F-GV 4.0㎟x1조¦ HFCO 2C/4.0㎟x1조¦ FR-CVVS 4C/2.5㎟x1조 (DPC)¦ HFCO 3C/6.0㎟x1조¦ HFCO 3C/6.0㎟x1조¦ HFCO 3C/6.0㎟x1조¦ (안전관리실)¦ (안전관리실)¦ OF-SM-4Cx1조¦ FR-CVVS 4C/2.5㎟x1조 (DPC)¦ UTP Cat.5E 4Px2조(INT)¦ AGM 8형 (No.4)¦ HFCO 3C/6.0㎟x1조¦ FTP Cat.5E 4Px1조¦ FTP Cat.5E 4Px1조¦ FTP Cat.5E 4Px1조¦ FTP Cat.5E 4Px1조¦ HFCO 2C/4.0㎟x1조¦ 광S/W HUB¦ 환승게이트¦ AGM 6형 (No.15)¦ FTP Cat.5E 4Px1조¦ FTP Cat.5E 4Px1조¦ AGM 6형 (No.19)¦ AGM 10형 (No.18) (HUB)¦ FTP Cat.5E 4Px1조¦ HFCO 3C/6.0㎟x1조¦ HFCO 3C/6.0㎟x1조¦ HFCO 3C/6.0㎟x1조¦ HFCO 3C/6.0㎟x1조¦ HFCO 3C/6.0㎟x1조¦ HFCO 3C/6.0㎟x1조¦ HFCO 3C/6.0㎟x1조¦ FTP Cat.5E 4Px1조¦ AGM 8형 (No.20)¦ AGM 8형 (No.21)¦ AGM 8형 (No.22)¦ AGM 10/11형 (No.23)¦ AGM 12형 (No.24)¦ FTP Cat.5E 4Px1조¦ FTP Cat.5E 4Px1조¦ FTP Cat.5E 4Px1조¦ AGM 6형 (No.8)¦ AGM 8형 (No.9)¦ AGM 8형 (No.10)¦ AGM 8형 (No.11)¦ AGM 10/11형 (No.13)¦ AGM 12형 (No.14) (HUB)¦ AGM 8형 (No.16)¦ FTP Cat.5E 4Px1조¦ HFCO 3C/6.0㎟x1조¦ HFCO 3C/6.0㎟x1조¦ FTP Cat.5E 4Px1조¦ FTP Cat.5E 4Px1조¦ FTP Cat.5E 4Px1조¦ FTP Cat.5E 4Px1조¦ FTP Cat.5E 4Px1조¦ FTP Cat.5E 4Px1조¦ FTP Cat.5E 4Px1조¦ FTP Cat.5E 4Px1조¦ 통신UPS¦ (통신기계실)¦ 통합교환설비¦ (통신기계실)¦ UTP Cat.5E 4Px2조(INT)¦ AGM 10/11형 (No.6)¦ FTP Cat.5E 4Px1조¦ FTP Cat.5E 4Px1조¦ FTP Cat.5E 4Px1조¦ AGM 8형 (No.12)¦ AGM 8형 (No.17)¦ FTP Cat.5E 4Px1조¦ FTP Cat.5E 4Px1조¦ UTP Cat.5E 4Px2조(INT)¦ HFCO 2C/4.0㎟x1조¦ 913정거장 AFC CABLE WIRING DIAGRAM (2/2) (환승구간)¦ 913정거장 AFC CABLE WIRING DIAGRAM (2/2) (환승구간)¦ S = NONE¦ NONE¦ 지하철 913정거장¦ 선유도¦ 당산¦ 국회의사당¦ T¦ 1¦ 0¦ 0¦ 1¦ 0¦ 2¦ 6¦ 0¦ 1¦ 3¦
| 1단계_정거장 - 복사본 | 1단계_정거장 - 복사본 | 019. T7001034-002 916정거장 전화설비 지하2층 신설평면도 (1_2).dwg | H¦ M¦ IP¦ KT¦ CONSOLE¦ IDF¦ \A1;65,000¦ \A1;26,875¦ \A1;7,080¦ \A1;4,950¦ \A1;32,860¦ \A1;7,080¦ \A1;4,950¦ \A1;4,400¦ \A1;4,400¦ \A1;10,300¦ \A1;4,375¦ \A1;7,500¦ \A1;5,000¦ \A1;5,000¦ \A1;5,000¦ \A1;10,000¦ \A1;7,500¦ \A1;7,500¦ \A1;5,000¦ \A1;10,000¦ \A1;10,000¦ \A1;10,000¦ \A1;5,000¦ MATCH LINE DWG No. "S1-TA-S16-DB-011-0"¦ (54)x2 SPARE (KT.LINE)¦ A¦ (54)x2 SPARE (KT.LINE)¦ 1. 음향유도기 전원은 전기콘센트를 이용한다.¦ NOTE¦ 2. 증폭기전원은 전기콘센트를 이용한다.¦ 3. 통신기계실 및 안전관리실 MAIN 분전반은 전기에서 설치한다.¦ B¦ (22) UTP Cat.5E 4Px4조 (임대상가)¦ C¦ (54)x2 SPARE (KT.LINE)¦ (28) UTP Cat.5E 4Px8조 (임대상가)¦ D¦ (54)x2 SPARE (KT.LINE)¦ (36) UTP Cat.5E 4Px8조 (임대상가)¦ (16) UTP Cat.5E 4Px3조 (편의점)¦ E¦ (54)x2 SPARE (KT.LINE)¦ (28) UTP Cat.5E 4Px3조 (대합실 공중전화)¦ (36) UTP Cat.5E 4Px8조 (임대상가)¦ (16) UTP Cat.5E 4Px3조 (편의점)¦ (22) 인터폰선 0.6x2Px8조 (INT)¦ UTP Cat.5E 4Px2조 (공조기계실-2)¦ J¦ OF-MM-4Corex1조 (안전관리실)¦ 인터폰선 0.6x2Px15조 (INT)¦ TRAY (300x100)¦ UTP Cat.5E 25Px2조 (CONSOLE CONTROL, LSE)¦ UTP Cat.5E 4Px8조 (임대상가)¦ K¦ 인터폰선 0.6x2Px8조 (INT)¦ TRAY (300x100)¦ UTP Cat.5E 25Px2조 (CONSOLE CONTROL, LSE)¦ OF-MM-4Corex1조 (안전관리실)¦ UTP Cat.5E 25Px2조 (안전관리실)¦ UTP Cat.5E 4Px2조 (편의점)¦ UTP Cat.5E 4Px2조 (공조기계실-2)¦ UTP Cat.5E 4Px3조 (대합실 공중전화)¦ G¦ UTP Cat.5E 25Px2조 (안전관리실)¦ 인터폰선 0.6x2Px13조 (INT)¦ TRAY (600x150)¦ UTP Cat.5E 25Px2조 (CONSOLE CONTROL, LSE)¦ DOWN TO 안전관리실 ACCESS FLOOR¦ UTP Cat.5E 4Px8조 (임대상가)¦ M¦ TRAY (300x100)¦ UTP Cat.5E 25Px2조 (CONSOLE CONTROL, LSE)¦ OF-MM-4Corex1조 (안전관리실)¦ UTP Cat.5E 25Px2조 (안전관리실)¦ UTP Cat.5E 4Px2조 (편의점)¦ UTP Cat.5E 4Px2조 (공조기계실-2)¦ UTP Cat.5E 4Px3조 (대합실 공중전화)¦ UTP Cat.5E 4Px8조 (임대상가)¦ L¦ TRAY (300x100)¦ UTP Cat.5E 25Px2조 (CONSOLE CONTROL, LSE)¦ OF-MM-4Corex1조 (안전관리실)¦ UTP Cat.5E 25Px2조 (안전관리실)¦ UTP Cat.5E 4Px2조 (편의점)¦ UTP Cat.5E 4Px2조 (공조기계실-2)¦ UTP Cat.5E 4Px3조 (대합실 공중전화)¦ (54)x2 SPARE (KT.LINE)¦ OF-MM-4Corex1조 (안전관리실)¦ UTP Cat.5E 25Px2조 (안전관리실)¦ F¦ UP TO 지하 1층¦ UTP Cat.5E 4Px2조 (공조기계실-2)¦ KEY PLAN¦ TRAY (600x150)¦ Y01¦ Y03¦ Y05¦ Y06¦ X05¦ X01¦ X00¦ X-01¦ X-02¦ X-03¦ X-04¦ X-05¦ X-06¦ X-07¦ X-08¦ 편의점¦ 발매기실¦ 대합실¦ 대합실¦ OPEN¦ OPEN¦ DN¦ DN¦ UP¦ UP¦ UP¦ 안전관리실¦ 화장실¦ 본선 환기실¦ 외부엘리베이터 2¦ 외부출입구 3¦ 외부출입구 1¦ 외부엘리베이터 1¦ 내부계단 2¦ 내부계단 1¦ 외부출입구 4¦ 내부엘리베이터 1¦ 내부계단 3¦ 내부계단 6¦ 내부엘리베이터 2¦ 방범셧터¦ DN¦ UP¦ UP¦ UP¦ UP¦ UP¦ UP¦ UP¦ UP¦ 방범셧터¦ HUB 8Port¦ [IDF No.1]¦ UTP 25P¦ [TB No.5]¦ (P11:500x500x300)¦ KT MANHOLE ¦ 수공¦ (700x400x100)¦ (P13:100x100x100)¦ (P12:200x200x100)¦ (P10:500x500x300)¦ (P9:500x500x300)¦ (P8:500x500x300)¦ (P7:400x400x200)¦ (P4:300x300x200)¦ (P2:200x200x100)¦ (P5:200x200x100)¦ x2 ¦ F¦ G¦ J¦ K¦ 지상E/L¦ 지상E/L¦ (16) 인터폰선 0.6x2Px4조 (INT)¦ (28) UTP Cat.5E 25Px1조 (콜폰)¦ (16) UTP Cat.5E 4Px2조 (임대상가)¦ (16) UTP Cat.5E 4Px2조 (임대상가)¦ (16) UTP Cat.5E 4Px2조 (임대상가)¦ (22) UTP Cat.5E 4Px4조 (임대상가)¦ A¦ (36)x2 SPARE (CATV)¦ B¦ C¦ (16) UTP Cat.5E 4Px3조 (편의점)¦ D¦ E¦ (16) 인터폰선 0.6x2Px2조 (INT)¦ (16) UTP Cat.5E 4Px1조 (승강장 INT)¦ (P16:100x100x100)¦ (P15:100x100x100)¦ H¦ I¦ I¦ (16) UTP Cat.5E 4Px2조 (공조기계실-2)¦ H¦ (36) 인터폰선 0.6x2Px12조 (INT)¦ (16) 인터폰선 0.6x2Px4조 (INT)¦ (22) 인터폰선 0.6x2Px8조 (INT)¦ (22) UTP Cat.5E 4Px3조 (대합실 공중전화)¦ x2¦ x4¦ x2¦ x2¦ x4¦ (700x400x100)¦ (16) 인터폰선 0.6x2Px각1조 (콜폰)¦ L¦ (22) UTP Cat.5E 4Px4조 (임대상가)¦ (16) 인터폰선 0.6x2Px4조 (INT)¦ [UTP 25P]¦ (22) UTP Cat.5E 4Px3조 (공중전화)¦ (16) 인터폰선 0.6x2Px4조 (INT)¦ (22) UTP Cat.5E 4Px3조 (공중전화)¦ (P3:300x300x200)¦ UTP 25P¦ [TB No.4]¦ 공중전화¦ (22) UTP Cat.5E 4Px3조 (공중전화)¦ (국전13 직5)¦ (16) 인터폰선 0.6x2Px4조 (INT)¦ DOWN TO CP PANEL¦ (P6:400x400x200)¦ Y00¦ X03¦ (16) 인터폰선 0.6x2Px5조 (INT)¦ UTP Cat.5E 4Px3조 (승강장 공중전화)¦ UTP Cat.5E 4Px1조 (승강장 INT)¦ UTP Cat.5E 4Px6조 (승강장 공중전화)¦ UTP Cat.5E 4Px2조 (승강장 INT)¦ 인터폰선 0.6x2Px5조 (INT)¦ (기계분야 인터폰모장치)¦ UTP Cat.5E 4Px3조 (승강장 공중전화)¦ UTP Cat.5E 4Px1조 (승강장 INT)¦ TRAY (600x150)¦ DOWN TO 지하3층¦ (22) UTP Cat.5E 4Px3조 (승강장 공중전화)¦ (16) UTP Cat.5E 4Px1조 (승강장 INT)¦ (22) UTP Cat.5E 4Px3조 (승강장 공중전화)¦ M¦ UTP Cat.5E 4Px3조 (승강장 공중전화)¦ UTP Cat.5E 4Px1조 (승강장 INT)¦ TRAY (600x150)¦ DOWN TO 지하3층¦ (P17:300x300x200)¦ (16) 인터폰선 0.6x2Px5조 (INT)¦ (28) UTP Cat.5E 25Px1조 (콜폰)¦ (28) UTP Cat.5E 25Px1조 (콜폰)¦ (28) UTP Cat.5E 25Px1조 (콜폰)¦ UTP Cat.5E 25Px1조 (콜폰)¦ (28) UTP Cat.5E 25Px1조 (콜폰)¦ UTP Cat.5E 25Px1조 (콜폰)¦ (600x600x300)¦ (600x600x300)¦ UTP Cat.5E 4Px1조 (편의점)¦ UTP Cat.5E 4Px1조 (편의점)¦ (16) 인터폰선 0.6x2Px4조 (INT)¦ DOWN TO CP PANEL¦ (16) 인터폰선 0.6x2Px4조 (INT)¦ DOWN TO CP PANEL¦ (16) 인터폰선 0.6x2Px4조 (INT)¦ DOWN TO CP PANEL¦ UTP Cat.5E 4Px3조 (승강장 공중전화)¦ UTP Cat.5E 4Px1조 (승강장 INT)¦ TRAY (300x100)¦ (16) 인터폰선 0.6x2Px4조 (INT)¦ 4-5~8¦ 4-1~4¦ 3-45~48¦ 3-41~44¦ 3-25~28¦ 3-21~24¦ 3-15~18¦ 3-11~14¦ V1.2.3.4¦ 3-35~38¦ 3-31~34¦ 천정형UTP25P¦ 7¦ 6¦ 5¦ 4¦ 3¦ 8¦ 9¦ 10¦ 11¦ 12¦ 13¦ 1¦ 2¦ N¦ 장애자용¦ 훨체어리프트¦ N¦ (16) 인터폰선 0.6x2Px4조 (INT)¦ DOWN TO CP PANEL¦ (16) 인터폰선 0.6x2Px4조 (INT)¦ (16) 인터폰선 0.6x2Px3조 (INT)¦ 임대상가¦ UTP Cat.5E 25Px2조 (통신기계실)(신설)¦ UTP Cat.5E 25Px2조 (통신기계실)(신설)¦ UTP Cat.5E 25Px2조 (통신기계실)(신설)¦ UTP Cat.5E 25Px2조 (통신기계실)(신설)¦ UTP Cat.5E 25Px2조 (통신기계실)(신설)¦ OF-SM-24Core(난연)x1조 (안전관리실)(신설)¦ OF-SM-24Core(난연)x1조 (안전관리실)(신설)¦ OF-SM-24Core(난연)x1조 (안전관리실)(신설)¦ OF-SM-24Core(난연)x1조 (안전관리실)(신설)¦ 1. 일반교환기에 수용된 전화기는 안전관리실만 IP전화기로 교체한다.¦ NOTE¦ 2. 콜폰, E/L폰, 승강장 비상통화장치도 교체한다.¦ 3. 전화 및 인터폰 구간의 배선배관은 기존활용한다.¦ 지하철 916정거장¦ 여의도¦ 샛강¦ 노량진¦ 1/400¦ 916정거장 전화설비 지하2층 신설평면도(1/2)¦ S = 1/400¦ 916정거장 전화설비 지하2층 신설평면도(1/2)¦ T¦ 7¦ 0¦ 0¦ 1¦ 0¦ 3¦ 4¦ 0¦ 0¦ 2¦ (기설활용)¦ INT¦ P¦
| 1단계_정거장 - 복사본 | 1단계_정거장 - 복사본 | 017. T7001034-001 901정거장 전화설비 지상1층 신설평면도 (1_2).dwg | \A1;116,000¦ \A1;10,000¦ \A1;10,000¦ \A1;10,000¦ \A1;10,000¦ \A1;10,000¦ \A1;10,000¦ \A1;10,000¦ \A1;10,000¦ \A1;10,000¦ \A1;10,000¦ \A1;10,000¦ \A1;5,000¦ \A1;4,000¦ \A1;1,000¦ \A1;5,290¦ \A1;5,290¦ \A1;10,580¦ \A1;8,000¦ \A1;2,000¦ 1. 음향유도기 전원은 전기콘센트를 이용한다.¦ NOTE¦ 2. 증폭기전원은 전기콘센트를 이용한다.¦ 3. 통신기계실 및 안전관리실 MAIN 분전반은 전기에서 설치한다.¦ DN¦ UP¦ DN¦ SLOPE¦ KEY PLAN¦ MATCH LINE DWG No. "S1-TA-S01-DB-009-0"¦ 승강장¦ SLOPE¦ Y01a¦ 출입제한 지정휀스설치¦ X00¦ X01¦ X02¦ X03¦ X04¦ X05¦ X06¦ X07¦ X08¦ X09¦ X11¦ X10¦ 901 정거장¦ STA. 0Km 300.000¦ UTP 25P¦ [TB No.7]¦ (22) UTP Cat.5E 4Px3조 (승강장 공중전화)¦ UTP Cat.5E 4Px1조 (승강장 INT)¦ UTP Cat.5E 4Px3조 (승강장 공중전화)¦ TRAY (200x100)¦ (16) UTP Cat.5E 4Px1조 (승강장 INT)¦ 공중전화¦ UTP Cat.5E 4Px2조 (승강장 INT)¦ UTP Cat.5E 4Px3조 (승강장 공중전화)¦ (16) UTP Cat.5E 4Px1조 (승강장 INT)¦ UTP Cat.5E 4Px1조 (승강장 INT)¦ TRAY (200x100)¦ TRAY (200x100)¦ 3.3¦ 2.2¦ TRAY (200x100)¦ 1. 일반교환기에 수용된 전화기는 안전관리실만 IP전화기로 교체한다.¦ NOTE¦ 2. 콜폰, E/L폰, 승강장 비상통화장치도 교체한다.¦ 3. 전화 및 인터폰 구간의 배선배관은 기존활용한다.¦ 901정거장 전화설비 지상1층 신설평면도 (1/2)¦ S = 1/400¦ 지하철 901정거장¦ 개화¦ 김포공항¦ 1/400¦ 901정거장 전화설비 지상1층 신설평면도(1/2) ¦ T¦ 7¦ 0¦ 0¦ 1¦ 0¦ 3¦ 4¦ 0¦ 0¦ 1¦ (기설활용)¦ INT¦
| 1단계_정거장 - 복사본 | 1단계_정거장 - 복사본 | 042. T5001034-002 909정거장 AFC설비 지하1층 평면도 (2_2)__완료(완전).dwg | GND¦ SMS¦ \A1;2,508¦ \A1;5,000¦ \A1;5,000¦ \A1;5,000¦ \A1;5,000¦ \A1;5,000¦ \A1;7,500¦ \A1;7,500¦ \A1;7,500¦ \A1;7,500¦ \A1;7,500¦ \A1;7,500¦ \A1;7,500¦ \A1;7,500¦ \A1;37,509¦ \A1;30,000¦ \A1;97,508¦ \A1;67,508¦ \A1;30,000¦ \A1;7,900¦ \A1;28,000¦ \A1;7,600¦ \A1;7,900¦ \A1;6,100¦ \A1;6,100¦ MATCH LINE DWG No. "S1-TA-S09-DB-026-0"¦ X18¦ X20¦ X22¦ X24¦ X26¦ X27¦ X28¦ X29¦ X30¦ X31¦ X32¦ X33¦ UP¦ 운영원대기실¦ CO2실¦ 내부계단 3¦ 비상전원실¦ 안전관리실¦ 발매기실 2¦ 변전실¦ 전 기 실¦ 창 고¦ 외부계단 3¦ 내부계단 4¦ 공조기계실(PIT)¦ CO2실¦ Y04¦ Y03¦ Y02¦ Y01¦ Y00¦ HFCO 3C/4.0㎟x6조 (발매기,정산기,환급기, 게이트 POWER)¦ DOWN TO AFC 접지단자함¦ F-GV 4.0㎟x6조 (발매기,정산기,환급기,게이트,SMS,S/W HUB GND)¦ DOWN TO 분전반¦ UP TO TRAY (통신)¦ S/W HUB¦ FTP Cat.5E 4Px2조 (발매기 COMMS)¦ UTP Cat.5E 4Px2조 (발매기 INT)¦ HFCO 3C/4.0㎟x1조 (발매기 POWER)¦ F-GV 4.0㎟x1조 (발매기 GND)¦ F7 DUCT¦ M¦ 정산기 ¦ M¦ F-GV 4.0㎟x1조 (정산기 GND)¦ HFCO 3C/4.0㎟x1조 (정산기 POWER)¦ UTP Cat.5E 4Px1조 (정산기 INT)¦ FTP Cat.5E 4Px1조 (정산기 COMMS)¦ (28)¦ (28)¦ (28) HFCO 2C/4.0㎟x1조 (EM GATE#1)¦ (22) UTP Cat.5E 4Px6조 (EM GATE INT#1)¦ TRAY (통신)¦ OF-MM-4Cx1조 (통신기계실~S/W HUB)¦ FR-CVVS 4C/2.5㎟x1조 (DPC)¦ J¦ FTP Cat.5E 4Px8조 (발매기, 게이트 COMMS)¦ HFCO 3C/4.0㎟x4조 (발매기, 게이트 POWER)¦ F-GV 4.0㎟x2조 (발매기,게이트 GND)¦ F7 DUCT¦ FR-CVVS 4C/2.5㎟x1조 (DPC)¦ UTP Cat.5E 4Px2조 (발매기 INT)¦ 외부출입구 2¦ J¦ 환급기¦ C¦ F-GV 4.0㎟x1조 (환급기 GND)¦ HFCO 3C/4.0㎟x1조 (환급기 POWER)¦ UTP Cat.5E 4Px1조 (환급기 INT)¦ FTP Cat.5E 4Px1조 (환급기 COMMS)¦ (28)¦ (28)¦ HFCO 3C/4.0㎟x1조 (환급기 POWER)¦ F-GV 4.0㎟x1조 (환급기 GND)¦ L¦ L¦ C¦ K¦ K¦ F-GV 4.0㎟x1조 (환급기 GND)¦ HFCO 3C/4.0㎟x1조 (환급기 POWER)¦ UTP Cat.5E 4Px1조 (환급기 INT)¦ FTP Cat.5E 4Px1조 (환급기 COMMS)¦ TRAY (통신)¦ I¦ I¦ FTP Cat.5E 4Px3조 (발매기, 게이트 COMMS)¦ HFCO 3C/4.0㎟x2조 (발매기, 게이트 POWER)¦ F-GV 4.0㎟x2조 (발매기,게이트 GND)¦ F7 DUCT¦ FR-CVVS 4C/2.5㎟x1조 (DPC)¦ UTP Cat.5E 4Px2조 (발매기 INT)¦ TRAY (통신)¦ OF-MM-4Cx1조 (SMS~발매기실 S/W HUB)¦ FTP Cat.5E 4Px1조 (환급기 COMMS)¦ UTP Cat.5E 4Px3조 (발매기,정산기 INT)¦ UTP Cat.5E 4Px1조 (EM GATE#1 INT)¦ OF-MM-4Cx1조 (통신기계실~S/W HUB)¦ FR-CVVS 4C/2.5㎟x1조 (DPC)¦ HFCO 3C/4.0㎟x1조 (환급기 POWER)¦ F-GV 4.0㎟x1조 (환급기 GND)¦ OF-MM-4Cx1조 (SMS~발매기실 S/W HUB)¦ FTP Cat.5E 4Px1조 (환급기 COMMS)¦ UTP Cat.5E 4Px3조 (발매기,정산기 INT)¦ UTP Cat.5E 4Px1조 (EM GATE#1 INT)¦ OF-MM-4Cx1조 (통신기계실~S/W HUB)¦ FR-CVVS 4C/2.5㎟x1조 (DPC)¦ OF-MM-4Cx1조 (SMS~발매기실 S/W HUB)¦ UTP Cat.5E 4Px4조 (발매기,정산기,환급기 INT)¦ UTP Cat.5E 4Px1조 (EM GATE#1 INT)¦ TRAY (통신)¦ OF-MM-4Cx1조 (통신기계실~S/W HUB)¦ FR-CVVS 4C/2.5㎟x1조 (DPC)¦ OF-MM-4Cx1조 (SMS~발매기실 S/W HUB)¦ UTP Cat.5E 4Px4조 (발매기,정산기,환급기 INT)¦ UTP Cat.5E 4Px1조 (EM GATE#1 INT)¦ TRAY (통신)¦ OF-MM-4Cx1조 (통신기계실~S/W HUB)¦ FR-CVVS 4C/2.5㎟x1조 (DPC)¦ OF-MM-4Cx1조 (SMS~발매기실 S/W HUB)¦ UTP Cat.5E 4Px4조 (발매기,정산기,환급기 INT)¦ UTP Cat.5E 4Px1조 (EM GATE#1 INT)¦ A¦ A¦ B¦ B¦ D¦ D¦ 909정거장 AFC설비 지하1층 평면도 (2/2)¦ 909정거장 AFC설비 지하1층 평면도 (2/2)¦ S = 1 / 400¦ 1/400¦ 지하철 909정거장¦ 가양¦ 등촌¦ 염창¦ T¦ 5¦ 0¦ 0¦ 1¦ 0¦ 3¦ 4¦ 0¦ 0¦ 2¦
| 1단계_정거장 - 복사본 | 1단계_정거장 - 복사본 | 087. T9203026-020 차량기지 부속동 CIRCUIT WIRING SYSTEM DIAGRAM (2_2).dwg | IP¦ T¦ 종합관리 및 복지후생동¦ 검사고¦ 펌프실¦ 유류고-2¦ 유류고-3¦ 기취고실¦ 수위실¦ 숙직실¦ 창고¦ 화장실¦ 일반쓰레기저장고¦ 재활용쓰레기저장고¦ 지정폐기물저장고¦ 시험동¦ 화장실¦ 분철창고¦ 데이타처리장치실¦ 자동일상검사장실¦ 차체자동세척고¦ (종합사령실기계실)¦ (통신기계실)¦ 유류고¦ 경비실(정문)¦ To: 종합관리 및 복지후생동¦ To: 종합관리 및 복지후생동¦ x2¦ (차체자동세척고 x 1)¦ (기취고 x 1)¦ (경비실(정문) x 1)¦ 유류고-1¦ 기취고¦ 재활용집하장¦ 시험동¦ 분철창고¦ 자동일상검사장치실¦ 수위실¦ 창고¦ 화장실¦ 경비실(후문)¦ x2¦ x3¦ x4¦ x4¦ .¦ P¦ A¦ A¦ M¦ P¦ R¦ A¦ C¦ K¦ C¦ T¦ V¦ R¦ A¦ C¦ K¦ C¦ 발전기실¦ x2¦ x2¦ To: 종합관리 및 복지후생동¦ To: 종합관리 및 복지후생동¦ To: 종합관리 및 복지후생동¦ To: 종합창고 TV AMP (2D)¦ R¦ R¦ (기설활용)¦ 차량기지 부속동 CIRCUIT WIRING SYSTEM DIAGRAM (2/2)¦ DIAGRAM (2/2)¦ S = NONE¦ 차량기지¦ 차량기지¦ NONE¦ 차량기지 부속동 CIRCUIT WIRING SYSTEM¦ T¦ 9¦ 2¦ 0¦ 3¦ 0¦ 2¦ 6¦ 0¦ 2¦ 0¦ KT¦
| 1단계_정거장 - 복사본 | 1단계_정거장 - 복사본 | 018. T7001034-001 916정거장 전화설비 지하1층 신설평면도.dwg | \A1;10,300¦ \A1;10,000¦ \A1;7,500¦ \A1;7,500¦ \A1;5,000¦ \A1;10,000¦ \A1;10,000¦ \A1;10,000¦ \A1;5,000¦ \A1;65,000¦ \A1;7,080¦ \A1;4,950¦ \A1;32,860¦ \A1;7,080¦ \A1;4,950¦ \A1;4,400¦ \A1;4,400¦ INT¦ 1. 음향유도기 전원은 전기콘센트를 이용한다.¦ NOTE¦ 2. 증폭기전원은 전기콘센트를 이용한다.¦ 3. 통신기계실 및 안전관리실 MAIN 분전반은 전기에서 설치한다.¦ KEY PLAN¦ X01¦ X00¦ X-01¦ X-02¦ X-03¦ X-04¦ X-05¦ X-06¦ X-07¦ X-08¦ Y00¦ Y01¦ Y03¦ Y05¦ Y06¦ DN¦ DN¦ 공조기계실 1¦ OPEN¦ 내부계단 1¦ 내부계단 2¦ 통로¦ UTP Cat.5E 4Px2조 (공조기계실-2)¦ DOWN TO 지하2층¦ (16) UTP Cat.5E 4Px2조 (공조기계실-2)¦ x2¦ (P1:200x200x100)¦ TRAY (600x150)¦ 4-35~38¦ 4-31~34¦ 장애자용¦ 훨체어리프트¦ 1. 일반교환기에 수용된 전화기는 안전관리실만 IP전화기로 교체한다.¦ NOTE¦ 2. 콜폰, E/L폰, 승강장 비상통화장치도 교체한다.¦ 3. 전화 및 인터폰 구간의 배선배관은 기존활용한다.¦ 지하철 916정거장¦ 여의도¦ 샛강¦ 노량진¦ 1/400¦ 916정거장 전화설비 지하1층 신설평면도¦ S = 1/400¦ 916정거장 전화설비 지하1층 신설평면도¦ T¦ 7¦ 0¦ 0¦ 1¦ 0¦ 3¦ 4¦ 0¦ 0¦ 1¦ (기설활용)¦ P¦
| 1단계_정거장 - 복사본 | 1단계_정거장 - 복사본 | 015. T1001026-011 917정거장 출입통제설비 CABLE WIRING DIAGRAM.dwg | 통신기계실¦ ELE-4 (지상층)¦ ELE-3 (대합실)¦ ELE-2 (지상층)¦ ELE-1 (대합실)¦ ELE-5 (대합실)¦ ELE-6 (대합실)¦ ES-1 (외부계단출입구)¦ ES-2 (외부계단출입구)¦ ES-3 (외부계단출입구)¦ ES-4 (외부계단출입구)¦ ES-5 (외부계단출입구)¦ ES-6 (외부계단출입구)¦ ES-7 (대합실)¦ ES-10 (대합실)¦ T-2 (화장실.여)¦ P-1 (승강장)¦ P-3 (승강장)¦ P-4 (승강장)¦ AGM-2 (대합실)¦ ATVM-1 (대합실)¦ C-1 ( (대합실)¦ COMM-1 (통신기계실)¦ 안전관리실¦ 대합실¦ ELEC-1 (전기실)¦ P-2 (승강장)¦ 발매기실¦ C/R¦ UTP Cat.5E 4Px8조 (출입통제)¦ ES-8 (대합실)¦ ES-9 (대합실)¦ AGM-3 (대합실)¦ ATVM-2 (대합실)¦ C-2 ( (대합실)¦ 용역원대기실¦ C/R¦ C/R¦ C/R¦ 출입¦ 통제¦ 시스템¦ (ACU)¦ ELE-7 (승강장)¦ ELE-8 (승강장)¦ T-3 (화장실.여)¦ T-1 (화장실.여)¦ AGM-1 (대합실)¦ AGM-4 (대합실)¦ 기설치 카메라¦ 917정거장 출입통제설비 CABLE WIRING DIAGRAM¦ 917정거장 출입통제설비 CABLE WIRING DIAGRAM¦ S = NONE¦ NONE¦ 지하철 917정거장¦ 샛강¦ 노량진¦ 노들¦ T¦ 1¦ 0¦ 0¦ 1¦ 0¦ 2¦ 6¦ 0¦ 1¦ 1¦
| 1단계_정거장 - 복사본 | 1단계_정거장 - 복사본 | 056. T9203038-014 수공 상세도 (1_2).dwg | \A1;10¦ \A1;10¦ \A1;200¦ \A1;100¦ \A1;200¦ \A1;80¦ \A1;200¦ \A1;100¦ \A1;200¦ \A1;200¦ \A1;100¦ \A1;500¦ \A1;180¦ \A1;170¦ \A1;200¦ \A1;200¦ \A1;200¦ \A1;370¦ \A1;230¦ \A1;200¦ \A1;100¦ \A1;1,020¦ \A1;100¦ \A1;150¦ \A1;170¦ \A1;300¦ \A1;300¦ \A1;180¦ \A1;250¦ \A1;140¦ \A1;350¦ \A1;140¦ \A1;350¦ \A1;250¦ \A1;100¦ \A1;200¦ \A1;200¦ \A1;100¦ \A1;600¦ \A1;1,200¦ \A1;1,600¦ \A1;1,900¦ \A1;1,000¦ \A1;370¦ \A1;470¦ \A1;1,000¦ \A1;1,400¦ \A1;460¦ \A1;460¦ \A1;480¦ \A1;480¦ \A1;800¦ \A1;350¦ \A1;350¦ \A1;1,000¦ \A1;1,300¦ \A1;600¦ \A1;1,200¦ \A1;1,600¦ \A1;300¦ \A1;300¦ \A1;480¦ \A1;460¦ \A1;460¦ \A1;370¦ \A1;550¦ \A1;250¦ \A1;250¦ \A1;1,400¦ \A1;950¦ \A1;1,000¦ \A1;200¦ \A1;50¦ \A1;30¦ \A1;30¦ \A1;50¦ \A1;200¦ \A1;200¦ \A1;1,300¦ \A1;200¦ \A1;1,700¦ \A1;10¦ \A1;10¦ \A1;200¦ \A1;200¦ \A1;100¦ \A1;200¦ \A1;230¦ \A1;370¦ -¦ T¦ 0¦ 0¦ 0¦ 0¦ 0¦ 0¦ 0¦ 0¦ 0¦ 0¦ 공통¦ T¦ 9¦ 2¦ 0¦ 3¦ 0¦ 3¦ 8¦ 0¦ 0¦ 1¦ 50x50 ¦ 30x50¦ 1¦ 3¦ 1-1 단 면¦ 2¦ 50x50 ¦ R=150 ¦ 1¦ 2¦ 평 면 도¦ 3¦ Φ16 x 450¦ 끌 기 철 물¦ "¦ 8¦ Φ19 x 1.040¦ LM - 4¦ Φ16 x 250¦ Φ19 x 92¦ 합 판 6 회¦ 합 판 4 회¦ ck=210kg/cm¦ ck=100kg/cm¦ 규 격¦ 115- 8 단¦ 1 조용¦ SD 24¦ s¦ 케이블 받침대¦ 각 정¦ 인 공 사 다 리¦ 앙 카 볼 트¦ 가 락 지¦ 케이블 걸이¦ 철 근¦ 수 공 철 개¦ 콘 크 리 트¦ 거 푸 집¦ s¦ 공 종¦ M¦ 2.088¦ 개¦ 2¦ 개¦ 조¦ "¦ "¦ "¦ 1¦ 1¦ 6¦ 6¦ 8¦ 조¦ TON¦ 2¦ M¦ 2¦ 0.59¦ 0.311¦ 1¦ 0.40¦ 21.7¦ 3% 가산¦ 비 고¦ 2¦ 단 위¦ 3¦ 수 량¦ (1 기당)¦ 가락지¦ 50x50 ¦ 2-2 단 면¦ M¦ 3¦ 2¦ M¦ \A1;150¦ \A1;100¦ 재 료 표¦ 수공 상세도 (1/2)¦ 수공 상세도 (1/2)¦ S = NONE¦ NONE¦ T¦ 9¦ 2¦ 0¦ 3¦ 0¦ 3¦ 8¦ 0¦ 1¦ 4¦ \A1;800¦
| 1단계_정거장 - 복사본 | 1단계_정거장 - 복사본 | 001~003. T1001001~003 916 정거장 목록표,범례도, 표지,간지.dwg | (공통 상세도)¦ T¦ 1¦ 0¦ 0¦ 1¦ 0¦ 0¦ 3¦ 0¦ 0¦ 1¦ 공통¦ T¦ 1¦ 0¦ 0¦ 0¦ 0¦ 0¦ 0¦ 0¦ 0¦ 0¦ 네트워크장비 통신기기실 실장도¦ 서지보호기 상세도¦ DU 시스템 상세도¦ DU RACK 상세도¦ RRU 시스템 상세도¦ OFD 48C 상세도¦ OFD 24C 상세도¦ FDF 48C 상세도¦ 실내안테나 설치상세도¦ 옥상안테나폴[5M] 상세도¦ 옴니 안테나 상세도¦ 정류기 상세도¦ RACK 접지상세도¦ 수공 상세도[1/2]¦ 수공 상세도[2/2]¦ 수공철개 상세도¦ PIPING 상세도[1/3]¦ PIPING 상세도[2/3]¦ PIPING 상세도[3/3]¦ TERMINAL BOX 상세도¦ 접지함 상세도¦ WALL PULLBOX DETAIL¦ 여자화장실 INTERPHONE DETAIL¦ RACK 바닥고정 설치상세도¦ 광점퍼코드[OJC]상세도¦ 도면번호¦ 구 분¦ 도 면 명¦ 축 척¦ 도면번호¦ 구 분¦ 축 척¦ 도면번호¦ 구 분¦ 축 척¦ 1¦ 2¦ 도면목록표¦ NONE¦ 3¦ NONE¦ 4¦ NONE¦ 5¦ NONE¦ 6¦ 7¦ 8¦ NONE¦ 9¦ 1/100¦ 10¦ 11¦ 12¦ 13¦ 14¦ 15¦ 16¦ 17¦ 18¦ 19¦ 20¦ 21¦ 22¦ 23¦ 24¦ 25¦ 26¦ 도 면 명¦ 도 면 명¦ 1/600¦ 1/600¦ 도 면 목 록 표¦ NONE¦ 도 면 목 록 표¦ S = NONE¦ 916정거장 CIRCUIT WIRING SYSTEM DIAGRAM / 신설¦ 916정거장 통신기계실 & 안전관리실 CABLE WIRING DIAGRAM¦ 916정거장 종합무선중계,열차무선설비 DIAGRAM¦ NONE¦ NONE¦ NONE¦ NONE¦ NONE¦ NONE¦ NONE¦ NONE¦ NONE¦ NONE¦ NONE¦ NONE¦ 정거장 통신설비 계통도¦ 범례도¦ 916정거장 ¦ 27¦ 28¦ 29¦ 30¦ 31¦ 32¦ 33¦ 34¦ 35¦ 916정거장 종합무선중계설비 지하1층 평면도¦ 916정거장 통신기계실 기기배치도 및 바닥 TRAY 설치도¦ 36¦ 37¦ 38¦ 39¦ 40¦ 41¦ 42¦ 43¦ 44¦ 공통상세도¦ 45¦ 46¦ NONE¦ NONE¦ NONE¦ NONE¦ NONE¦ 47¦ 48¦ 49¦ 50¦ 51¦ 52¦ 53¦ 54¦ 55¦ 56¦ 57¦ 58¦ 59¦ 60¦ 61¦ 62¦ 63¦ 64¦ 65¦ 66¦ 67¦ 68¦ 69¦ 70¦ 71¦ 72¦ 73¦ 74¦ NONE¦ NONE¦ NONE¦ NONE¦ NONE¦ NONE¦ NONE¦ NONE¦ NONE¦ NONE¦ NONE¦ NONE¦ NONE¦ NONE¦ NONE¦ 심 볼¦ 명 칭¦ 비 고¦ 심 볼¦ 명 칭¦ 비 고¦ ( 36 )¦ ATT¦ 관 로 케 이 블 포 설 (신설)¦ GND¦ MGB¦ 직 매 케 이 블 포 설¦ 트 라 후 내 포 설¦ 천 장 노 출 배 관¦ 케 이 블 접 속¦ 바 닥 배 관¦ 전 선 관 규 격¦ 전 선 관 상 향¦ 전 선 관 하 향¦ 전 선 관 통 과¦ 분 전 반¦ U T P 단 자 함¦ 주 접 지 단 자 함¦ 접 지 단 자 함¦ 천 장 형 풀 박 스¦ 기 설 천 장 형 풀 박 스¦ 벽 부 형 풀 박 스¦ 아 웃 레 트 박 스¦ 인 공¦ 수 공 (신 설)¦ 모 듈 러 잭 (R J - 4 5)¦ 구 내 전 화¦ 역 간 직 통 전 화¦ 사 령 전 화¦ 키 폰 전 화 모 장 치¦ 키 폰 전 화 자 장 치¦ 인 터 폰 자 장 치¦ 모 사 전 송 장 치¦ 콜 폰¦ T V 단 자¦ 장 애 자 용 유 도 음 향 장 치¦ 증 폭 기¦ 천 장 형 스 피 커 (3 W)¦ 벽 부 형 스 피 커 (3 W)¦ 벽 부 형 스 피 커 (3 W)¦ 천 장 형 스 피 커 (5 W)¦ 벽 부 형 스 피 커 (5 W)¦ 컬 럼 형 스 피 커 (20 W)¦ 음 량 조 절 기¦ H I V 1 . 5 ㎟ x 3 조¦ 안 테 나¦ 카 메 라¦ 펜 틸 트 카 메 라¦ 열 차 행 선 안 내 게 시 기¦ 부 모 시 계¦ 자 시 계¦ 사 각 시 계¦ M¦ 방 송 단 자 함¦ P¦ P¦ KP¦ KP¦ H¦ M¦ G¦ PA AMP¦ T¦ 기 설 벽 부 형 풀 박 스¦ INT¦ H o r n 스 피 커 (30 W)¦ 4D¦ AMP¦ T V 분 배 기¦ T V 증 폭 기¦ C/R¦ ACU¦ 출 입 통 제 자 장 치¦ 출 입 통 제 주 장 치¦ 종 단 저 항¦ (200x200x100)¦ (400x500x150)¦ 심 볼¦ 명 칭¦ 비 고¦ SMS¦ ATVM¦ AAM¦ AGM¦ 자 동 발 매 기¦ 자 동 정 산 기¦ 역 단 위 전 산 기¦ 개 집 표 기¦ 케 이 블 트 레 이¦ 일 반 전 화 (국선)¦ KT¦ ATTENUATOR 포함¦ 수치규격표시¦ 수치규격표시¦ 분 배 기¦ D¦ 승 강 장 천 장 노 출 배 관¦ (36) : 수치규격표시¦ 인터폰¦ 모장치¦ 인 터 폰 모 장 치¦ MSC¦ MWS¦ 시스템박스¦ 컬 럼 형 스 피 커 (10 W)¦ INSTALLATION OF DUCT SYSTEM¦ INSTALLATION OF DIRECTBURIED CABLE¦ INSTALLATION OF TROUGH SYSTEM¦ CABLE TRAY¦ CABLE IN CONDUIT CELING EXPOSED¦ CABLE JOINT¦ CABLE IN CONDUIT FLOOR EXPOSED¦ CONDUIT SIZE¦ CONDUIT GOING UPWARD¦ CONDUIT GOING DOWNWARD¦ CONDUIT PASSING¦ POWER DISTRIBUTION BOARD¦ UTP TERMINAL BOX¦ PUBLIC ADDRESS TERMINAL BOX¦ MAIN GROUND BOX¦ EARTH TERMINAL BOX¦ CEILING PULL BOX¦ CEILING PULL BOX¦ WALL PULL BOX¦ WALL PULL BOX¦ MODULAR JACK¦ SYSTEM BOX¦ INTERIOR TELEPHONE¦ MAGNETIC TELEPHONE¦ DISPATCH TELEPHONE¦ KEYPHONE MASTER¦ KEYPHONE SLAVE¦ AUTOMATIC TELEPHONE¦ INTERPHONE MASTER¦ INTERPHONE SLAVE¦ FACSIMILE¦ CALL PHONE¦ OUTLET FOR TV¦ AMPLIFILER¦ SPEAKER (CEILING MOUNTED TYPE)¦ SPEAKER (WALL MOUNTED TYPE)¦ SPEAKER (WALL MOUNTED TYPE)¦ SPEAKER (CEILING MOUNTED TYPE)¦ SPEAKER (WALL MOUNTED TYPE)¦ SPEAKER (COLUMN MOUNTED TYPE)¦ SPEAKER (COLUMN MOUNTED TYPE)¦ SPEAKER (HORN MOUNTED TYPE)¦ ATTENUATOR¦ DISTRIBUTOR FOR TV¦ BOOSTER FOR TV¦ CAMERA FOR CCTV¦ PANTILTED CAMERA¦ DISPLAY FOR TRAIN DESTINATION INDICATION¦ REPEAT ELETRIC CLOCK¦ SLAVE ELECTRIC CLOCK (WALL MOUNTED TYPE)¦ INDEPENDENCE OUTSIDE CLOCK¦ ACCESS CONTROL UNIT¦ CARD READER¦ ANTENNA¦ DISTRIBUTOR FOR RADIO COMMUNICATION¦ DUMMY LOAD¦ STATION MONITORING SYSTEM¦ AUTOMATIC TICKET VENDING MACHINE¦ AUTOMATIC ADD FARE MACHINE¦ AUTOMATIC GATE MACHINE¦ CABLE IN CONDUIT CELING EXPOSED FOR PALTFORM¦ OUTLET BOX¦ Man Hole¦ Hand Hole¦ 토크백¦ 모장치¦ 토 크 백 모 장 치¦ TALK BACK MASTER¦ 수 공 (기 설)¦ H¦ Hand Hole¦ 관 로 케 이 블 포 설 (기설)¦ INSTALLATION OF DUCT SYSTEM¦ 콤바이너¦ c¦ COMBINER¦ 소 방 무 선 접 속 단 자 함¦ RADIO TERMINAL CONNECTION BOX FOR THE FIRE¦ 관 리 역 전 산 기¦ MANAGING STATION COMPUTER¦ 유 지 보 수 전 산 기¦ MAINTENCE WORK STATION¦ 연 선 전 화¦ WAY SIDE TELEPHONE¦ 토 크 백¦ TALK BACK¦ Vmh¦ VMT¦ 환급기¦ V M 수 신 기¦ V M 송 신 기¦ 출 입 구 및 환 승 통 로 안 내 게 시 기¦ L¦ 환 급 기¦ 범 례 도¦ NONE¦ 범 례 표¦ S = NONE¦ 서지보호기 상세도¦ OPDP 상세도¦ RRU 시스템 상세도¦ OFD 48C 상세도¦ FDF 48C 상세도¦ 실내안테나 설치상세도¦ 옴니 안테나 상세도¦ RACK 접지상세도¦ PIPING 상세도[1/3]¦ PIPING 상세도[2/3]¦ PIPING 상세도[3/3]¦ TERMINAL BOX 상세도¦ 접지함 상세도¦ WALL PULLBOX DETAIL¦ 여자화장실 INTERPHONE DETAIL¦ RACK 바닥고정 설치상세도¦ 광점퍼코드[OJC]상세도¦ 방송설비 설치 상세도¦ 천정형 P/T BRACKET 설치 상세도¦ 자시계 외형도¦ 카메라 설치 상세도¦ 행선안내 표시기 외형도¦ 행선안내 표시기 현장 설치도¦ 출입구 및 환승통로 게시기 상세도¦ 출입통제시스템 설치 상세도¦ 종합무선중계설비 상세도¦ 발매기 설치 상세도¦ AFC PIPING DETAIL¦ AGM CHANEL BASE 설치 상세도¦ 무선통신 외부단자 및 공시청 안테나 설치 상세도¦ T1001002-001¦ T1001003-001¦ T1001004-001¦ 916정거장 CIRCUIT WIRING SYSTEM DIAGRAM / 철거¦ T1001026-001¦ T1001026-002¦ 916정거장 종합무선중계설비 지하2층 평면도¦ T4009934-001¦ T4009934-002¦ 916(샛강) 역사노드 랙 배치도¦ 916정거장 역사 L3스위치 인터페이스 구성도¦ T9103026-001¦ T9103075-001¦ T9103066-001¦ T9103038-001¦ T9103038-002¦ T9103038-003¦ T9103038-004¦ T9103038-005¦ T9103038-006¦ T9103038-007¦ T9103038-008¦ T9103038-009¦ T9103038-010¦ T9103038-011¦ T9103038-012¦ T9103038-013¦ T9103038-014¦ T9103038-015¦ T9103038-016¦ T9103038-017¦ T9103038-018¦ T9103038-019¦ T9103038-020¦ T9103038-021¦ T9103038-022¦ T9103038-023¦ T9103038-024¦ T9103038-025¦ T9103038-026¦ T9103038-027¦ T9103038-028¦ T9103038-029¦ T9103038-030¦ 916정거장 AFC SYSTEM DIAGRAM ¦ 916정거장 AFC CABLE WIRING DIAGRAM ¦ 916정거장 출입통제설비 CABLE WIRING DIAGRAM ¦ 916정거장 출입통제설비 CABLE WIRING DIAGRAM / 철거¦ T7001034-001¦ T7001034-002¦ T7001034-003¦ T7001034-004¦ T7001034-005¦ T7001034-006¦ T7001034-007¦ T7001034-008¦ T7005034-001¦ T7005034-002¦ T7005034-003¦ T7005034-004¦ T7005034-005¦ T7005034-006¦ T7005034-007¦ T7005034-008¦ T1001026-003¦ T1001026-004¦ T1001026-005¦ T1001026-006¦ T1001026-007¦ T1001026-008¦ T1001026-009¦ T1001026-010¦ T1001026-011¦ T1001026-012¦ T1001026-013¦ T9103066-002¦ T9103066-003¦ T9103066-004¦ 916정거장 AFC설비 지하2층 평면도 ¦ T5001034-001¦ 916정거장 AFC SYSTEM DIAGRAM / 철거¦ T7003034-001¦ T7003034-002¦ T7003034-003¦ T7003034-004¦ 916정거장 AFC설비 지하2층 장비배치도 ¦ 1/400¦ T7009934-001¦ T7009934-002¦ T7009934-003¦ T7009934-004¦ 916정거장 출입통제설비 지하1층 평면도 ¦ 916정거장 출입통제설비 지하2층 평면도 (1/2) ¦ 1/400¦ 1/400¦ 1/400¦ 1/400¦ 916정거장 AFC CABLE WIRING DIAGRAM / 철거¦ 916정거장 AFC설비 지하2층 장비배치도 / 철거 ¦ 916정거장 COMMUNICATION CABLE WIRING DIAGRAM¦ 916정거장 전화설비 지하1층 신설평면도¦ 916정거장 CCTV,TDI,시계설비 CABLE WIRING DIAGRAM¦ 916정거장 전화설비 지하2층 신설평면도 (1/2)¦ 916정거장 전화설비 지하2층 신설평면도(2/2)¦ 916정거장 전화설비 지하3층 신설평면도(1/2)¦ 916정거장 CCTV,TDI,시계설비 지하1층 신설평면도¦ 916정거장 안전관리실 기기배치도 및 바닥 TRAY 설치도¦ 916정거장 전화설비 지하1층 철거평면도¦ 916정거장 전화설비 지하2층 철거평면도 (1/2)¦ 916정거장 전화설비 지하2층 철거평면도(2/2)¦ 916정거장 전화설비 지하3층 철거평면도(1/2)¦ 916정거장 CCTV,TDI,시계설비 지하2층 신설평면도 (1/2)¦ 916정거장 CCTV,TDI,시계설비 지하2층 신설평면도2/2)¦ 916정거장 CCTV,TDI,시계설비 지하3층 신설평면도(1/2)¦ 916정거장 CCTV,TDI,시계설비 지하1층 철거평면도¦ 916정거장 CCTV,TDI,시계설비 지하2층 철거평면도 (1/2)¦ 916정거장 CCTV,TDI,시계설비 지하2층 철거평면도(2/2)¦ 916정거장 CCTV,TDI,시계설비 지하3층 철거평면도(1/2)¦ 916정거장 전화설비 지하3층 신설평면도(2/2)¦ 916정거장 전화설비 지하3층 철거평면도(2/2)¦ 916정거장 CCTV,TDI,시계설비 지하3층 신설평면도(2/2)¦ 916정거장 CCTV,TDI,시계설비 지하3층 철거평면도(2/2)¦ 916정거장 방송설비 지하1층 신설평면도¦ 916정거장 방송설비 지하2층 신설평면도 (1/2)¦ 916정거장 방송설비 지하2층 신설평면도(2/2)¦ 916정거장 방송설비 지하3층 신설평면도(1/2)¦ 916정거장 방송설비 지하3층 신설평면도(2/2)¦ 916정거장 방송설비 CABLE WIRING DIAGRAM¦ NONE¦ NONE¦ NONE¦ NONE¦ NONE¦ NONE¦ NONE¦ NONE¦ NONE¦ NONE¦ NONE¦ 1/400¦ T7001034-009¦ T7001034-010¦ 1/400¦ 1/400¦ 1/400¦ 1/400¦ 1/400¦ 1/400¦ 1/400¦ 1/400¦ 1/400¦ T7003034-005¦ 1/400¦ 1/400¦ 1/400¦ 1/400¦ 1/400¦ T7005034-009¦ T7005034-010¦ 1/400¦ 1/400¦ 1/400¦ 1/400¦ 1/400¦ 1/400¦ 1/400¦ 1/400¦ 1/400¦ 1/400¦ T7009934-005¦ T7009934-006¦ 916정거장 출입통제설비 지하2층 평면도 (2/2) ¦ 916정거장 출입통제설비 지하1층 철거평면도 ¦ 916정거장 출입통제설비 지하2층 철거평면도 (1/2) ¦ 916정거장 출입통제설비 지하2층 철거평면도 (2/2) ¦ 1/400¦ 1/400¦ 1/50¦ 1/600¦ 1/600¦ 75¦ 76¦ 77¦ 78¦ 79¦ 80¦ 81¦ 82¦ 83¦ 84¦ 85¦ 86¦ T¦ 공통¦ 1¦ 0¦ 0¦ 1¦ 0¦ 0¦ 2¦ 0¦ 0¦ 1¦ 서울시메트로9호선(주) 대체투자(신호 및 통신설비) 타당성조사, 기본 및 실시설계 용역¦ 실 시 설 계 도 면¦ 2019. 03. ¦ [ 통신 설비-916정거장 ]¦ (주)안세기술 컨소시엄¦ 서울시메트로 9호선(주)¦ 서울시메트로9호선(주) 대체투자(신호 및 통신설비) 타당성조사, 기본 및 실시설계 용역¦ 실 시 설 계 도 면¦ 2019. 03. ¦ [ 통신 설비-905정거장 ]¦ (주)안세기술 컨소시엄¦ 서울시메트로 9호선(주)¦ (916 정거장)¦
| 1단계_정거장 - 복사본 | 1단계_정거장 - 복사본 | 035. T7005034-002 915정거장 CCTV,TDI,시계설비 지하1층 신설평면도 (2_2).dwg | vmh¦ CONSOLE¦ P¦ \A1;8,600¦ \A1;8,600¦ \A1;24,800¦ \A1;7,500¦ \A1;7,500¦ \A1;4,900¦ \A1;4,900¦ \A1;82,500¦ \A1;95,041¦ \A1;12,541¦ \A1;7,400¦ \A1;3,800¦ \A1;5,000¦ \A1;6,000¦ \A1;6,690¦ \A1;6,150¦ \A1;5,000¦ \A1;5,000¦ \A1;5,000¦ \A1;5,000¦ \A1;5,000¦ \A1;5,000¦ \A1;5,000¦ \A1;5,000¦ \A1;5,000¦ \A1;5,000¦ \A1;5,000¦ \A1;5,000¦ L¦ L1¦ TRAY (300x100)¦ UTP CAT.5E 25Px1조 (CONSOLE)¦ UTP CAT.5E 4Px4조 (CONSOLE)¦ FR-CV 3C/6.0㎟x1조 (LSE POWER)¦ UTP Cat.5E 4Px2조 (CL POWER)(신설)¦ F-CV 3C/2.5㎟x1조 (공간화상)(기존활용)¦ OF- SM-4Cx1조 (공간화상)(기존활용)¦ UTP Cat.5E4Px15조 (CAMERA)(신설)¦ OF-SM-8C(난연)x10조(신설) ¦ FR-CV 3C/4.0㎟x10조(신설) ¦ OF-SM-8C(난연)x2조(승강장모니터)(신설) ¦ FR-CV 3C/4.0㎟x2조(승강장모니터)(신설) ¦ C/R¦ MATCH LINE DWG No. "S1-TA-S15-DB-017-0"¦ MATCH LINE¦ Q¦ N¦ G¦ I¦ D¦ B¦ A¦ H¦ M¦ KEY PLAN¦ J¦ K¦ L¦ X24¦ X25¦ X26¦ X27¦ X28¦ X29¦ X30¦ X31¦ Y06¦ Y05¦ Y03¦ Y02¦ Y01¦ Y00¦ Y04¦ X14¦ X15¦ X16¦ X17¦ X18¦ X19¦ X20¦ X21¦ X22¦ X23¦ OPEN¦ DN¦ 5호선 대합실¦ (기존)¦ 역무실(5호선)¦ UP¦ DN¦ DN¦ UP¦ 발매기실2¦ 대합실¦ 안전관리실¦ 물탱크실¦ 공조기계실¦ 기존출입구 확장¦ 외부출입구4¦ 내부계단5¦ 내부계단4¦ 내부계단2¦ 내부계단3¦ 방범셔터설치¦ 5호선 대합실¦ (기존)¦ 9호선¦ 5호선¦ (신설)¦ (기존)¦ 915 정거장¦ 901M¦ STA.17km195.823¦ 750M¦ 9호선¦ (신설)¦ 외부출입구3¦ 5호선 대합실¦ (기존)¦ MATCH LINE¦ (P29:200x200x100)¦ (P23:200x200x100)¦ (P25:200x200x100)¦ (P21:200x200x100)¦ (P22:200x200x100)¦ ES-3¦ ES-7¦ ES-8¦ C-2¦ ATVM-1¦ ES-4¦ Q¦ N¦ J¦ B¦ G¦ D¦ B¦ A¦ (P24:200x200x100)¦ AGM-4¦ (P28:200x200x100)¦ (P:200x200x100)¦ AGM-3¦ B¦ M¦ (P23:200x200x100)¦ ES-10¦ ES-9¦ B¦ B¦ L¦ B¦ H¦ I¦ K¦ DOWN TO 안전관리실 ACCESS FLOOR¦ TRAY (900x150)¦ UTP Cat.5E 4Px4조 (CONSOLE)¦ UTP Cat.5E 25Px1조 (CONSOLE)¦ UTP Cat.5E 4Px4조 (CONSOLE)¦ UTP Cat.5E 25Px1조 (CONSOLE)¦ TRAY (300x100)¦ UTP Cat.5E 4Px4조 (CONSOLE)¦ UTP Cat.5E 25Px1조 (CONSOLE)¦ TRAY (300x100)¦ UTP Cat.5E 4Px4조 (CONSOLE)¦ UTP Cat.5E 25Px1조 (CONSOLE)¦ TRAY (300x100)¦ UTP Cat.5E 4Px4조 (CONSOLE)¦ UTP Cat.5E 25Px1조 (CONSOLE)¦ TRAY (300x100)¦ DOWN TO 지하 2층¦ TRAY (600x150)¦ DOWN TO 지하 2층¦ TRAY (600x150)¦ TRAY (300x100)¦ TRAY (300x100)¦ FR-CV 3C/6.0㎟x1조 (LSE POWER)¦ FR-CV 3C/6.0㎟x1조 (LSE POWER)¦ FR-CV 3C/6.0㎟x1조 (LSE POWER)¦ FR-CV 3C/6.0㎟x1조 (LSE POWER)¦ FR-CV 3C/6.0㎟x1조 (LSE POWER)¦ 지하 2층¦ 지하 2층¦ R¦ R¦ OF-SM-8Core(난연)x2조(대합실게시기)(신설)¦ FR-CV 3C/4.0㎟x1조 (대합실게시기 POWER)(기존활용)¦ OF-SM-8Core(난연)x2조(대합실게시기)(신설)¦ FR-CV 3C/4.0㎟x1조 (대합실게시기 POWER)(기존활용)¦ D-1¦ D-1¦ UTP Cat.5E 4Px4조 (CONSOLE)¦ UTP Cat.5E 25Px1조 (CONSOLE)¦ TRAY (300x100)¦ FR-CV 3C/6.0㎟x1조 (LSE POWER)¦ OF-SM-8Core(난연)x2조(대합실게시기)(신설)¦ FR-CV 3C/4.0㎟x1조 (대합실게시기 POWER)(기존활용)¦ 스피드돔¦ (16) OF-SM-8C(난연)x1조(CAMERA) ¦ (16) FR-CV 3C/4.0㎟x1조(CAMERA) ¦ (16) OF-SM-8C(난연)x1조(CAMERA) ¦ (16) FR-CV 3C/4.0㎟x1조(CAMERA) ¦ (16) OF-SM-8C(난연)x1조(CAMERA) ¦ (16) FR-CV 3C/4.0㎟x1조(CAMERA) ¦ (16) OF-SM-8C(난연)x1조(CAMERA) ¦ (16) FR-CV 3C/4.0㎟x1조(CAMERA) ¦ OF-SM-8C(난연)x10조(CAMERA) ¦ FR-CV 3C/4.0㎟x10조(CAMERA) ¦ OF-SM-8C(난연)x6조(CAMERA) ¦ FR-CV 3C/4.0㎟x6조(CAMERA) ¦ (16) OF-SM-8C(난연)x1조(CAMERA) ¦ (16) FR-CV 3C/4.0㎟x1조(CAMERA) ¦ OF-SM-8C(난연)x6조(CAMERA) ¦ FR-CV 3C/4.0㎟x6조(CAMERA) ¦ OF-SM-8C(난연)x6조(CAMERA) ¦ FR-CV 3C/4.0㎟x6조(CAMERA) ¦ (16) OF-SM-8C(난연)x1조(CAMERA) ¦ (16) FR-CV 3C/4.0㎟x1조(CAMERA) ¦ OF-SM-8C(난연)x6조(CAMERA) ¦ FR-CV 3C/4.0㎟x6조(CAMERA) ¦ (16) OF-SM-8C(난연)x1조(CAMERA) ¦ (16) FR-CV 3C/4.0㎟x1조(CAMERA) ¦ OF-SM-8C(난연)x2조(CAMERA) ¦ FR-CV 3C/4.0㎟x2조(CAMERA) ¦ (16) OF-SM-8C(난연)x1조(CAMERA) ¦ (16) FR-CV 3C/4.0㎟x1조(CAMERA) ¦ UTP Cat.5E 4Px8조 (TDI)(기존활용)¦ UL 2919-AMESB 24AWG 4Px4조 (TDI)(기존활용)¦ FR-CV 3C/4.0㎟x4조 (TDI POWER)(기존활용)¦ OF-MM-12Core(난연)x2조 (TDI)(기존활용)¦ UL 2919-AMESB 24AWG 4Px2조 (TDI)(기존활용)¦ FR-CV 3C/4.0㎟x2조 (TDI POWER)(기존활용)¦ OF-MM-12Core(난연)x2조 (TDI)(기존활용)¦ UL 2919-AMESB 24AWG 4Px2조 (TDI)(기존활용)¦ FR-CV 3C/4.0㎟x2조 (TDI POWER)(기존활용)¦ UTP Cat.5E 4Px4조 (TDI)(기존활용)¦ UL 2919-AMESB 24AWG 4Px2조 (TDI)(기존활용)¦ FR-CV 3C/4.0㎟x2조 (TDI POWER)(기존활용)¦ UTP Cat.5E 4Px4조 (TDI)(기존활용)¦ OF-MM-12Core(난연)x4조 (TDI)(기존활용)¦ UTP Cat.5E 4Px4조 (TDI)(기존활용)¦ OF-MM-12Core(난연)x2조 (TDI)(기존활용)¦ UTP Cat.5E 4Px4조 (TDI)(기존활용)¦ UL 2919-AMESB 24AWG 4Px2조 (TDI)(기존활용)¦ FR-CV 3C/4.0㎟x2조 (TDI POWER)(기존활용)¦ OF-MM-12Core(난연)x2조 (TDI)(기존활용)¦ UTP Cat.5E 4Px4조 (TDI)(기존활용)¦ UL 2919-AMESB 24AWG 4Px2조 (TDI)(기존활용)¦ FR-CV 3C/4.0㎟x2조 (TDI POWER)(기존활용)¦ OF-MM-12Core(난연)x2조 (TDI)(기존활용)¦ 지하철 915정거장¦ 국회의사당¦ 여의도¦ 샛강¦ 1/400¦ S = 1 / 400¦ 915정거장 CCTV,TDI,시계설비 지하1층 신설평면도(2/2)¦ 915정거장 CCTV,TDI,시계설비 지하1층¦ 신설평면도(2/2)¦ T¦ 7¦ 0¦ 0¦ 5¦ 0¦ 3¦ 4¦ 0¦ 0¦ 2¦ CCTV(기존동축활용)¦ P¦
| 1단계_정거장 - 복사본 | 1단계_정거장 - 복사본 | 040. T7003034-007 903정거장 방송설비 지하4층 신설평면도-1.dwg | KEY PLAN¦ \A1;4350¦ \A1;7450¦ \A1;4350¦ \A1;7,500¦ \A1;7,500¦ \A1;7,500¦ \A1;7,500¦ \A1;7,500¦ \A1;7,500¦ \A1;7450¦ \A1;23600¦ \A1;5,000¦ \A1;5,000¦ \A1;5,000¦ \A1;5,000¦ \A1;5,000¦ \A1;5,000¦ \A1;{\fHYHeadLine-Medium¦b0¦i0¦c129¦p50;30,000}¦ \A1;7,500¦ \A1;10,5000¦ S = 1 / 400¦ 903정거장 방송설비 지하1층 신설평면도(2/2)¦ 1/400¦ 903정거장 방송설비 지하2층 신설평면도 (2/2)¦ 0¦ 0¦ 0¦ -¦ 0¦ 0¦ 0¦ 0¦ (기설활용)¦ -¦ T¦ 7¦ 0¦ 0¦ 3¦ 0¦ 3¦ 4¦ 0¦ 1¦ 6¦ MATCH LINE DWG No. "S1-TA-S03-DB-024-1.dwg"¦ : (16) HIV 1.5㎟x6조¦ : (22) HIV 1.5㎟x10조¦ : (22) HIV 1.5㎟x8조¦ : (22) HIV 1.5㎟x7조¦ : (16) HIV 1.5㎟x5조¦ : (16) HIV 1.5㎟x4조¦ : (16) HIV 1.5㎟x3조¦ : (16) HIV 1.5㎟x2조¦ NOTE¦ E/S 내려옴¦ Y00¦ Y01¦ E/S 올라감¦ UP¦ 창고¦ UP¦ Y02¦ UP¦ Y04¦ Y03¦ X00¦ X01¦ X02¦ X03¦ X04¦ UP¦ X06¦ X05¦ X07¦ X08¦ 창고¦ X09¦ X10¦ X11¦ X12¦ X13¦ 천정형 5W : 22 EA¦ 지하철 903정거장¦ 김포공항¦ 공항시장¦ 신방화¦ S = 1 / 400¦ 903정거장 방송설비 지하4층 신설평면도(1/2)¦ 1/400¦ 903정거장 방송설비 지하4층 신설평면도 (1/2)¦ (기설활용)¦ T¦ 7¦ 0¦ 0¦ 3¦ 0¦ 3¦ 4¦ 0¦ 0¦ 7¦
| 1단계_정거장 - 복사본 | 1단계_정거장 - 복사본 | 059. T9103038-012 PIPING 상세도 (1_3).dwg | \A1;500¦ \A1;500¦ \A1;1,250¦ \A1;1,500¦ \A1;400¦ \A1;250¦ \A1;500¦ \A1;600¦ \A1;500¦ \A1;500¦ \A1;300¦ \A1;300¦ \A1;300¦ \A1;300¦ -¦ T¦ 0¦ 0¦ 0¦ 0¦ 0¦ 0¦ 0¦ 0¦ 0¦ 0¦ 공통¦ PULL BOX¦ TB BOX ¦ 후강전선관¦ DATA용 배관¦ 정 면 도 (안전관리실)¦ 후강전선관¦ 측 면 도¦ 후강전선관¦ 후강전선관¦ TB BOX ¦ 측 면 도¦ 정 면 도¦ ACCESS FLOOR 또는 콘크리트 닥트¦ 층 FLOOR¦ TB BOX ¦ DOUBLE CEILING¦ 노말밴드¦ PULL BOX¦ DOUBLE CEILING¦ ACCESS FLOOR¦ ACCESS FLOOR¦ 분전반¦ 전기에서 설계¦ MAIN POWER용¦ 정 면 도¦ Vertical Elbow¦ 측 면 도¦ DOUBLE CEILING¦ ACCESS FLOOR¦ CONCOURSE FLOOR¦ 후강전선관¦ TERMINAL BOX¦ 정 면 도¦ 측 면 도¦ 후강전선관¦ TERMINAL BOX¦ SW BOX¦ SW BOX¦ 후강 전선관¦ 정 면 도¦ 후강 전선관¦ 측 면 도¦ SW BOX¦ SW BOX¦ TV UNIT¦ 후강 전선관¦ 정 면 도¦ 후강 전선관¦ 측 면 도¦ 후강 전선관¦ TV UNIT¦ SUS DUCT¦ (300x100)¦ SUS DUCT¦ (300x100)¦ PIPING 상세도 (1/3)¦ PIPING 상세도 (1/3)¦ S = NONE¦ NONE¦ T¦ 9¦ 1¦ 0¦ 3¦ 0¦ 3¦ 8¦ 0¦ 1¦ 2¦ \A1;300¦ \A1;200¦ \A1;500¦
| 1단계_정거장 - 복사본 | 1단계_정거장 - 복사본 | 051. T7005034-010 903정거장 CCTV,TDI,시계설비 지하1층 철거평면도-2.dwg | CCTV¦ ACU¦ KEY PLAN¦ \A1;7450¦ \A1;23600¦ \A1;7450¦ \A1;4350¦ \A1;4350¦ \A1;7,500¦ \A1;7,500¦ \A1;5,000 ¦ \A1;5,000 ¦ \A1;5,000 ¦ \A1;7,500¦ \A1;7,500¦ \A1;7,500¦ \A1;7,500¦ \A1;7,500¦ L¦ L1¦ C/R¦ ES-2¦ (P7:200x200x100)¦ ES-4¦ (16) ECX 5C-2Vx1조 (CAMERA)(기존활용)¦ A¦ B¦ D¦ ATVM-1¦ C¦ (16) ECX 5C-2Vx1조 (CAMERA)(기존활용)¦ DOWN TO 지하2층¦ TRAY (600x150)¦ ECX 5C-2Vx7조 (CAMERA)(기존활용)¦ UL 2919-AMESB 24AWG 4Px2조 (TDI)¦ FR-CV 3C/4.0㎟x2조 (TDI POWER)¦ E¦ F¦ G¦ ES-5¦ AGM-1¦ (16) ECX 5C-2Vx1조 (CAMERA)(기존활용)¦ FR-CV 3C/4.0㎟x2조 (TDI POWER)¦ UL 2919-AMESB 24AWG 4Px2조 (TDI)¦ ECX 5C-2Vx9조 (CAMERA)(기존활용)¦ TRAY (600x150)¦ DOWN TO 지하2층¦ HIV 1.5㎟x2조 (CLOCK)(철거)¦ B¦ A¦ ECX 5C-2Vx8조 (CAMERA)(기존활용)¦ C¦ D¦ TRAY (300x100)¦ E¦ UL 2919-AMESB 24AWG 4Px2조 (TDI)¦ FR-CV 3C/4.0㎟x2조 (TDI POWER)¦ UTP CAT.5E 25Px1조 (CONSOLE)¦ UTP CAT.5E 4Px4조 (CONSOLE)¦ F¦ G¦ H¦ J¦ (16) ECX 5C-2Vx1조 (CAMERA)(기존활용)¦ (P9:200x200x100)¦ ELE-4¦ (22) ECX 5C-2Vx2조 (CAMERA)(기존활용)¦ ES-6¦ (22) ECX 5C-2Vx2조 (CAMERA)(기존활용)¦ (16) ECX 5C-2Vx1조 (CAMERA)(기존활용)¦ (16) ECX 5C-2Vx1조 (CAMERA)(기존활용)¦ I¦ H¦ CONM-1¦ HIV 1.5㎟x4조 (CLOCK)(철거)¦ HIV 2.5㎟x2조 (CL POWER)(철거)¦ UTP CAT.5E 25Px1조 (CONSOLE)¦ UTP CAT.5E 4Px4조 (CONSOLE)¦ ECX 5C-2Vx32조 (CAMERA)(기존활용)¦ DOWN TO 통신기계실 ACCESS FLOOR¦ TRAY (600x150)¦ (16) ECX 5C-2Vx1조 (CAMERA)(기존활용)¦ TRAY (900x150)¦ DOWN TO 지하4층¦ ELE-3¦ UP TO 지상 E/L¦ (16) ECX 5C-2Vx1조 (CAMERA)(기존활용)¦ (16) ECX 5C-2Vx1조 (CAMERA)(기존활용)¦ UP TO 지상 E/L¦ (22) ECX 5C-2Vx2조 (CAMERA)(기존활용)¦ (28) ECX 5C-2Vx4조 (CAMERA)(기존활용)¦ MATCH LINE DWG No. "S1-TA-S03-DB-025-1.dwg"¦ (P6:300x300x200)¦ (P5:200x200x100)¦ (P8:200x200x100)¦ ATVM-2¦ (16)ECX 5C-2Vx1조 (CAMERA)(기존활용)¦ Y04¦ Y03¦ Y02¦ Y01¦ Y00¦ X13¦ X14¦ X15¦ X16¦ X17¦ X18¦ X19¦ X20¦ X21¦ X22¦ X23¦ X24¦ X25¦ X26¦ DN¦ DN¦ E/V¦ DN¦ E/V¦ E/V¦ UP¦ UP¦ UP¦ UP¦ 비품창고¦ 편 의 점¦ 발매기실¦ 발매기실 창고¦ 안전관리실¦ 내부계단¦ 통신기계실¦ 용역원대기실¦ 이동통신¦ 기계실¦ 복 도¦ UTP Cat.5E 4Px4조 (TDI)¦ OF-MM-12Core(난연)x2조(TDI)¦ OF-MM-12Core(난연)x2조(TDI)¦ UTP Cat.5E 4Px4조 (TDI)¦ OF-MM-12Core(난연)x2조(TDI)¦ UTP Cat.5E 4Px4조 (TDI)¦ FR-CVVSB 10C/1.5㎟x1조[PAN/TILT](철거)¦ FR-CV 3C/4.0㎟x1조[CA POWER]¦ FR-CVVSB 10C/1.5㎟x1조 [PAN/TILT](철거)¦ FR-CV 3C/4.0㎟x1조[CA POWER]¦ NOTE¦ 1. 광케이블, 전원/접지케이블 (OF-SM-4Core, CV 3C/2.5㎟)¦ 2. 승강장 ANT설치위치: 열차 진행방향 정거장 시종점부에 설치¦ 2. 광케이블, 전원/접지케이블 (OF-SM-8Core, CV 3C/2.5㎟)¦ F-CV 3C/2.5㎟x1조 (공간화상)(철거)¦ OF- SM-4Cx1조 [공간화상)(철거)¦ F-CV 3C/2.5㎟x1조 (공간화상)(철거)¦ OF- SM-4Cx1조 [공간화상)(철거)¦ F-CV 3C/2.5㎟x2조 (공간화상)(철거)¦ OF-SM-4Cx2조 [공간화상)(철거)¦ TRAY (300x100)¦ TRAY (300x100)¦ FR-CV 3C/6.0㎟x1조 (LSE POWER)¦ FR-CV 3C/6.0㎟x1조 (LSE POWER)¦ (16) HIV 2.5㎟x2조 (CL POWER)(철거)¦ FR-CV 3C/4.0㎟x4조 (TDI POWER)¦ UTP CAT.5E 25Px1조 (CONSOLE)¦ UTP CAT.5E 4Px4조 (CONSOLE)¦ TRAY (600x150)¦ DOWN TO 안전관리실 ACCESS FLOOR¦ UL 2919-AMESB 24AWG 4Px4조 (TDI)¦ UTP Cat.5E 4Px8조 (TDI)¦ OF-MM-12Core(난연)x4조(TDI)¦ FR-CV 3C/6.0㎟x1조 (LSE POWER)¦ FR-CV 3C/4.0㎟x2조 (TDI POWER)¦ UL 2919-AMESB 24AWG 4Px2조 (TDI)¦ ECX 5C-2Vx19조 (CAMERA)(기존활용)¦ OF-MM-12Core(난연)x2조(TDI)¦ UTP Cat.5E 4Px4조 (TDI)¦ FR-CVVSB 10C/1.5㎟x1조 [PAN/TILT]¦ FR-CV 3C/4.0㎟x1조[CA POWER]¦ F-CV 3C/2.5㎟x1조 (공간화상)(철거)¦ OF- SM-4Cx1조 [공간화상)(철거)¦ TRAY (300x100)¦ ECX 5C-2Vx26조 (CAMERA)(기존활용)¦ FR-CVVSB 10C/1.5㎟x1조 [PAN/TILT](철거)¦ FR-CV 3C/4.0㎟x1조[CA POWER]¦ UTP CAT.5E 25Px1조 (CONSOLE)¦ UTP CAT.5E 4Px4조 (CONSOLE)¦ FR-CV 3C/6.0㎟x1조 (LSE POWER)¦ F-CV 3C/2.5㎟x1조 (공간화상)(철거)¦ OF- SM-4Cx1조 [공간화상)(철거)¦ TRAY (300x100)¦ ECX 5C-2Vx27조 (CAMERA)(기존활용)¦ FR-CVVSB 10C/1.5㎟x1조 [PAN/TILT](철거)¦ FR-CV 3C/4.0㎟x1조[CA POWER]¦ UTP CAT.5E 25Px1조 (CONSOLE)¦ UTP CAT.5E 4Px4조 (CONSOLE)¦ FR-CV 3C/6.0㎟x1조 (LSE POWER)¦ F-CV 3C/2.5㎟x1조 (공간화상)(철거)¦ OF- SM-4Cx1조 [공간화상)(철거)¦ TRAY (300x100)¦ ECX 5C-2Vx31조 (CAMERA)(기존활용)¦ FR-CVVSB 10C/1.5㎟x1조 [PAN/TILT](철거)¦ FR-CV 3C/4.0㎟x1조[CA POWER]¦ UTP CAT.5E 25Px1조 (CONSOLE)¦ UTP CAT.5E 4Px4조 (CONSOLE)¦ FR-CV 3C/6.0㎟x1조 (LSE POWER)¦ F-CV 3C/2.5㎟x1조 (공간화상)(철거)¦ OF- SM-4Cx1조 [공간화상)(철거)¦ ECX 5C-2Vx7조 (CAMERA)(기존활용)¦ I¦ TRAY (300x100)¦ ECX 5C-2Vx32조 (CAMERA)(기존활용)¦ FR-CVVSB 10C/1.5㎟x1조 [PAN/TILT](철거)¦ FR-CV 3C/4.0㎟x1조[CA POWER]¦ UTP CAT.5E 25Px1조 (CONSOLE)¦ UTP CAT.5E 4Px4조 (CONSOLE)¦ FR-CV 3C/6.0㎟x1조 (LSE POWER)¦ F-CV 3C/2.5㎟x1조 (공간화상)(철거)¦ OF- SM-4Cx1조 [공간화상)(철거)¦ J¦ K¦ K¦ (16) HIV 2.5㎟x4조 (CL POWER)(철거)¦ (16) HIV 1.5㎟x4조 (CLOCK)(철거)¦ vmh¦ vmh¦ vmh¦ vmh¦ vmh¦ vmh¦ vmh¦ VMT¦ vmh¦ vmh¦ 용역창고¦ (28) FR-CV 3C/4.0㎟x1조 (출입구게시기)(철거)¦ (16) UTP Cat 5E 4Px1조(출입구게시기)(철거)¦ (28) FR-CV 3C/4.0㎟x1조 (출입구게시기)(철거)¦ (16) UTP Cat 5E 4Px1조(출입구게시기)(철거)¦ (28) FR-CV 3C/4.0㎟x1조 (출입구게시기)(철거)¦ (16) UTP Cat 5E 4Px1조(출입구게시기)(철거)¦ (28) FR-CV 3C/4.0㎟x1조 (출입구게시기)(철거)¦ (16)x2 UTP Cat 5E 4Px2조(출입구게시기)(철거)¦ L¦ L¦ FR-CV 3C/4.0㎟x2조 (출입구게시기)(철거)¦ UTP Cat 5E 4Px4조 (출입구게시기)(철거)¦ FR-CV 3C/4.0㎟x2조 ¦ UTP Cat 5E 4Px4조(출입구게시기)(철거)¦ FR-CV 3C/4.0㎟x2조 ¦ UTP Cat 5E 4Px4조(출입구게시기)(철거)¦ FR-CV 3C/4.0㎟x2조 (출입구게시기)(철거)¦ UTP Cat 5E 4Px4조 (출입구게시기)(철거)¦ (철거)¦ (철거)¦ M¦ (28) FR-CV 3C/4.0㎟x1조 (대합실게시기 POWER)(기존활용)¦ UTP Cat 5E 4Px2조(대합실게시기)(철거)¦ FR-CV 3C/4.0㎟x1조 (대합실게시기 POWER)(기존활용)¦ UTP Cat.5E 4Px2조(대합실게시기)(철거)¦ FR-CV 3C/4.0㎟x2조 (대합실게시기 POWER)(기존활용)¦ M¦ M¦ (철거)¦ (철거)¦ (철거)¦ (16) HIV 1.5㎟x2조 (CLOCK)(철거)¦ HIV 1.5㎟x2조 (CLOCK)(철거)¦ (16) HIV 1.5㎟x2조 (CLOCK)(철거)¦ (16) HIV 1.5㎟x2조 (CLOCK)(철거)¦ HIV 1.5㎟x4조 (CLOCK)(철거)¦ HIV 2.5㎟x2조 (CL POWER)(철거)¦ HIV 1.5㎟x4조 (CLOCK)(철거)¦ HIV 2.5㎟x2조 (CL POWER)(철거)¦ HIV 1.5㎟x4조 (CLOCK)(철거)¦ HIV 2.5㎟x2조 (CL POWER)(철거)¦ HIV 1.5㎟x4조 (CLOCK)(철거)¦ HIV 2.5㎟x2조 (CL POWER)(철거)¦ HIV 1.5㎟x4조 (CLOCK)(철거)¦ HIV 2.5㎟x2조 (CL POWER)(철거)¦ (철거)¦ (철거)¦ (28) UTP Cat 5E 4Px2조(대합실게시기)(철거)¦ 지하철 903정거장¦ 김포공항¦ 공항시장¦ 신방화¦ 1/400¦ S = 1 / 400¦ 903정거장 CCTV,TDI,시계설비 지하1층 철거평면도(2/2)¦ 903정거장 CCTV,TDI,시계설비 지하1층¦ 철거평면도(2/2)¦ -¦ T¦ 7¦ 0¦ 0¦ 5¦ 0¦ 3¦ 4¦ 0¦ 1¦ 0¦ CCTV(기존동축활용)¦ P¦
| 1단계_정거장 - 복사본 | 1단계_정거장 - 복사본 | 020. T7001034-003 910정거장 전화설비 지하2층 신설평면도 (1_2).dwg | \A1;520¦ \A1;7,711¦ \A1;7,709¦ \A1;520¦ \A1;3,730¦ \A1;3,729¦ \A1;8,231¦ \A1;8,229¦ \A1;3,730¦ \A1;11,960¦ \A1;11,959¦ \A1;23,919¦ 1. 일반교환기에 수용된 전화기는 IP전화기로 교체한다.¦ NOTE¦ 2. 콜폰, E/L폰, 승강장 비상통화장치도 교체한다.¦ 3. 전화 및 인터폰 구간의 배선배관은 기존활용한다.¦ 1. 음향유도기 전원은 전기콘센트를 이용한다.¦ NOTE¦ 2. 증폭기전원은 전기콘센트를 이용한다.¦ 3. 통신기계실 및 안전관리실 MAIN 분전반은 전기에서 설치한다.¦ KEY PLAN¦ MATCH LINE DWG No. "S1-TA-S10-DB-012-0"¦ (P11:100x100x100)¦ (P13:100x100x100)¦ (P14:100x100x100)¦ (P12:100x100x100)¦ (16) UTP Cat.5E 4Px1조 (승강장 INT)¦ (16) UTP Cat.5E 4Px1조 (승강장 INT)¦ (16) UTP Cat.5E 4Px2조 (승강장 INT)¦ (16) UTP Cat.5E 4Px1조 (승강장 INT)¦ (16) UTP Cat.5E 4Px1조 (승강장 INT)¦ (16) UTP Cat.5E 4Px1조 (승강장 INT)¦ (16) UTP Cat.5E 4Px1조 (승강장 INT)¦ (16) UTP Cat.5E 4Px2조 (승강장 INT)¦ Y-00¦ Y-01¦ Y-05¦ Y-06¦ Y-03¦ X00¦ X01¦ X02¦ X03¦ X04¦ X05¦ X06¦ X07¦ X08¦ X09¦ X12¦ X10¦ X11¦ 3,750¦ 7,500¦ 7,500¦ 7,500¦ 7,500¦ 7,500¦ 7,500¦ 5,000¦ 5,000¦ 5,000¦ 5,000¦ 5,000¦ 5,573¦ 32,500¦ 20,573¦ UP¦ 올라감¦ UP¦ 올라감¦ PSD기계실 1¦ PSD기계실 2¦ 26,250¦ 1. 일반교환기에 수용된 전화기는 안전관리실만 IP전화기로 교체한다.¦ NOTE¦ 2. 콜폰, E/L폰, 승강장 비상통화장치도 교체한다.¦ 3. 전화 및 인터폰 구간의 배선배관은 기존활용한다.¦ 지하철 910정거장¦ 등촌¦ 염창¦ 신목동¦ 1/400¦ 910정거장 전화설비 지하2층 신설평면도(1/2)¦ S = 1/400¦ 910정거장 전화설비 지하2층 신설평면도(1/2)¦ T¦ 7¦ 0¦ 0¦ 1¦ 0¦ 3¦ 4¦ 0¦ 0¦ 3¦ (기설활용)¦ P¦ INT¦
| 1단계_정거장 - 복사본 | 1단계_정거장 - 복사본 | 041. T7009934-002 918정거장 출입통제설비 지하1층 평명도 (2_2).dwg | C/R¦ {\C0;vmh}¦ P¦ \A1;56,300¦ \A1;3,800¦ \A1;7,500¦ \A1;7,500¦ \A1;5,000¦ \A1;5,000¦ \A1;5,000¦ \A1;5,000¦ \A1;5,000¦ \A1;5,000¦ \A1;5,000¦ \A1;5,000¦ \A1;5,000¦ \A1;5,000¦ \A1;5,000¦ \A1;5,000¦ \A1;5,000¦ \A1;5,000¦ \A1;5,000¦ \A1;5,000¦ \A1;30,150¦ \A1;11,300¦ \A1;7,550¦ \A1;11,300¦ \A1;9,600¦ \A1;3,550¦ \A1;4,000¦ \A1;42,500¦ \A1;200¦ L¦ E/V¦ KEY PLAN¦ X15¦ X16¦ X17¦ X18¦ X19¦ X20¦ X21¦ X22¦ X23¦ X24¦ X25¦ X26¦ X27¦ X28¦ X29¦ X30¦ X31¦ X32¦ X33¦ Y00¦ Y01¦ Y02¦ Y-01¦ Y03¦ Y03-1¦ UP¦ 공조기계실-2¦ 전 기 실¦ 비상전원실¦ CO2실-1¦ 변 전 실¦ 운영원대기실¦ 복도 -2¦ 연결통로¦ 외부출입구2¦ 방범셔터¦ UP¦ 외부엘리베이터 2¦ UP¦ 내부엘리베이터 3¦ 본동 지하도(기존)¦ (기존)¦ (기존)¦ CO2실-2¦ MATCH LINE DWG No. "S1-TA-S18-DB-017-0"¦ MATCH LINE¦ (16) UTP Cat.5E 4Px2조 (출입통제)¦ (16) UTP Cat.5E 4Px2조 (출입통제)¦ MATCH LINE¦ UTP Cat.5E 4Px4조 (출입통제)¦ UTP Cat.5E 4Px4조 (출입통제)¦ E/V¦ 지상E/L¦ 임대상가¦ 918정거장 출입통제설비 지하1층 평면도 (2/2)¦ 918정거장 출입통제설비 지하1층 평면도 (2/2)¦ S = 1 / 400¦ 1/400¦ 지하철 918정거장¦ 노량진¦ 노들¦ 중앙대입구¦ T¦ 7¦ 0¦ 0¦ 9¦ 9¦ 3¦ 4¦ 0¦ 0¦ 2¦ P¦
| 1단계_정거장 - 복사본 | 1단계_정거장 - 복사본 | 035. T7003034-003 종합관리 및 복지후생동 방송설비 지상1층 신설평면도.dwg | AMP¦ \A1;7,700¦ \A1;67,100¦ \A1;6,600¦ \A1;6,600¦ \A1;6,600¦ \A1;6,600¦ \A1;6,600¦ \A1;6,600¦ \A1;6,600¦ \A1;6,600¦ \A1;6,600¦ \A1;2,100¦ \A1;10,800¦ \A1;7,500¦ \A1;27,900¦ \A1;3,200¦ \A1;3,400¦ \A1;3,200¦ \A1;3,400¦ \A1;2,100¦ \A1;7,500¦ \A1;2,000¦ \A1;3,400¦ \A1;3,500¦ \A1;1,800¦ \A1;5,700¦ \A1;3,300¦ \A1;3,300¦ \A1;3,600¦ \A1;3,000¦ \A1;3,400¦ \A1;1,200¦ \A1;2,700¦ (기설활용)¦ 주출입구¦ DN¦ DN¦ UP¦ 안내¦ 무대¦ DECK¦ SUN KEN¦ DN¦ UP¦ CL.¦ DECK¦ 상부OPEN¦ 하부 장비반입구¦ 하부 D.A¦ 하부 D.A¦ 장애우¦ 장애우¦ AD¦ 탕비실¦ 하부 D.A¦ 하부 D.A¦ P¦ D¦ P¦ D¦ A¦ D¦ C¦ H¦ 17인승¦ 17인승¦ 장애우¦ 겸 용¦ Y01¦ Y02¦ Y04¦ Y05¦ Y06¦ Y03¦ X01¦ X02¦ X03¦ X04¦ X05¦ X06¦ X07¦ X08¦ X09¦ X10¦ X11¦ 화장실(남)¦ 화장실(여)¦ 계단실-2¦ 계단실-1¦ 강당¦ HALL¦ 휴게공간¦ 강사대기실¦ 노조사무실¦ 예비군대대¦ 용역사무실¦ 양호실¦ 무기고¦ 홍보전시실¦ 공조실¦ 휴게실¦ 방풍실¦ 준비실¦ 당직실¦ 영사실¦ 복도¦ CASH¦ BANK¦ 팬코일커버¦ 창고¦ DN¦ 하부 D.A¦ 하부 D.A¦ DECK¦ DN¦ SLOPE¦ 하부창고¦ 17인승¦ EPS¦ DOWN TO 지하1층 전기실¦ (16) HIV 1.5㎟x5조 (지하 1.2층 SP)¦ (54) FR-CVVSB 20C/1.5㎟x1조 (준비실)¦ (28) MIC-SH 2C/0.75㎟x2조 (준비실)¦ (54) FR-CVVSB 20C/1.5㎟x1조 (준비실)¦ (28) MIC-SH 2C/0.75㎟x2조 (준비실)¦ (16) HIV 1.5㎟x5조 (지하1,2층 SP)¦ (16) HIV 1.5㎟x5조 (지상1층 SP)¦ UP TO 지상2층 EPS실¦ (P3:400x400X200)¦ : (16) HIV 1.5㎟x2조¦ NOTE¦ : (16) HIV 1.5㎟x5조¦ : (16) HIV 1.5㎟x6조¦ : (22) HIV 1.5㎟x7조¦ : (22) HIV 1.5㎟x8조¦ : (22) HIV 1.5㎟x10조¦ : (16) HIV 1.5㎟x4조¦ : (16) HIV 1.5㎟x3조¦ (P1:200x200X100)¦ (P2:200x200X100)¦ (54) FR-CVVSB 20C/1.5㎟x1조 (준비실)¦ (28) MIC-SH 2C/0.75㎟x2조 (준비실)¦ DOWN TO 준비실 AMP¦ (54) FR-CVVSB 20C/1.5㎟x1조 (준비실)¦ (28) MIC-SH 2C/0.75㎟x2조 (준비실)¦ (16) UTP Cat.5E 4Px1조 (화재탐지용)¦ (16) UTP Cat.5E 4Px1조 (화재탐지용)¦ (전기시설분)¦ 화재수신반¦ (16) UTP Cat.5E 4Px1조 (화재탐지용)¦ (P4:300x300X200)¦ (28) UTP Cat.5E 25Px1조 (화재탐지용)¦ (28) UTP Cat.5E 25Px1조 (화재탐지용)¦ (54) FR-CVVSB 20C/1.5㎟x1조 (준비실)¦ (28) MIC-SH 2C/0.75㎟x2조 (준비실)¦ (28) UTP Cat.5E 25Px1조 (화재탐지용)¦ 신설평면도¦ 종합관리 및 복지후생동 방송설비 지상1층 신설평면도¦ S = 1/300¦ 1/300¦ 차량기지¦ 차량기지¦ T¦ 7¦ 0¦ 0¦ 3¦ 0¦ 3¦ 4¦ 0¦ 0¦ 3¦ 종합관리 및 복지후생동 방송설비 지상1층 ¦ P¦
| 1단계_정거장 - 복사본 | 1단계_정거장 - 복사본 | 034. T7003034-001 903정거장 방송설비 지하1층 신설평면도-1.dwg | KEY PLAN¦ \A1;4350¦ \A1;4350¦ \A1;7450¦ \A1;23600¦ \A1;7450¦ \A1;7,500¦ \A1;7,500¦ \A1;7,500¦ \A1;7,500¦ \A1;7,500¦ \A1;5,000¦ \A1;5,000¦ \A1;5,000¦ \A1;5,000¦ \A1;5,000¦ \A1;5,000¦ \A1;7,500¦ \A1;7,500¦ S = 1 / 400¦ 901정거장 방송설비 지하1층 철거평면도(1/2)¦ 1/400¦ 901정거장 방송설비 지상2층 평면도¦ (기설활용)¦ -¦ T¦ 7¦ 0¦ 0¦ 3¦ 0¦ 3¦ 4¦ 0¦ 1¦ 6¦ MATCH LINE DWG No. "S1-TA-S03-DB-018-1.dwg"¦ : (16) HIV 1.5㎟x6조¦ : (22) HIV 1.5㎟x10조¦ : (22) HIV 1.5㎟x8조¦ : (22) HIV 1.5㎟x7조¦ : (16) HIV 1.5㎟x5조¦ : (16) HIV 1.5㎟x4조¦ : (16) HIV 1.5㎟x3조¦ : (16) HIV 1.5㎟x2조¦ NOTE¦ Y03¦ Y04¦ Y02¦ Y01¦ Y00¦ X00¦ X01¦ X02¦ X03¦ X04¦ X05¦ X06¦ X07¦ X08¦ X09¦ X10¦ X11¦ X13¦ X12¦ E/V¦ UP¦ UP¦ UP¦ UP¦ 화 장 실¦ 대 합 실¦ 천정형 3W : 26 EA¦ 임대상가¦ 임대상가¦ 임대상가¦ 임대상가¦ 지하철 903정거장¦ 김포공항¦ 공항시장¦ 신방화¦ S = 1 / 400¦ 903정거장 방송설비 지하1층 신설평면도(1/2)¦ 1/400¦ 903정거장 방송설비 지하1층 신설평면도 (1/2)¦ (기설활용)¦ T¦ 7¦ 0¦ 0¦ 3¦ 0¦ 3¦ 4¦ 0¦ 0¦ 1¦
| 1단계_정거장 - 복사본 | 1단계_정거장 - 복사본 | 039. T5001034-001 917정거장 AFC설비 지하1층 평면도__완료(완전).dwg | GND¦ SMS¦ HUB¦ \A1;7,500¦ \A1;7,500¦ \A1;7,500¦ \A1;7,500¦ \A1;7,500¦ \A1;7,500¦ \A1;7,500¦ \A1;7,500¦ \A1;7,500¦ \A1;7,500¦ \A1;7,500¦ \A1;7,500¦ \A1;7,500¦ \A1;7,500¦ \A1;7,500¦ \A1;7,500¦ \A1;7,500¦ \A1;7,500¦ \A1;7,500¦ \A1;3,750¦ \A1;2,750¦ \A1;146,250¦ \A1;7,070¦ \A1;9,160¦ \A1;9,160¦ \A1;3,300¦ \A1;28,690¦ DN¦ H¦ F-GV 4.0㎟x1조 (게이트 GND)¦ HFCO 3C/4.0㎟x1조 (게이트 POWER)¦ FTP Cat.5E 4Px1조 (게이트 COMMS)¦ O¦ DOWN TO 분전반¦ (발매기,정산기,환급기,게이트,S/W HUB POWER)¦ N¦ DOWN TO AFC 접지단자함¦ F-GV 4.0㎟x5조 (발매기,정산기,환급기,게이트,S/W HUB GND)¦ A¦ Q¦ DOWN TO 분전반¦ SMS, S/W HUB, POWER)¦ HFCO 3C/4.0㎟x9조 (발매기,정산기,환급기, 게이트)¦ OF-MM-4Cx1조 (통신기계실~S/W HUB)¦ TRAY (통신)¦ X00¦ X01¦ X02¦ X03¦ X04¦ X05¦ X06¦ X07¦ X08¦ X09¦ X10¦ X11¦ X12¦ X13¦ X14¦ X15¦ X16¦ X17¦ X18¦ X19¦ Y04¦ Y02¦ Y00¦ Y01¦ Y03¦ 전 기 실¦ 복 도¦ 119구조대 사무실¦ 용역원대기실¦ CO2실¦ 비상전원실¦ 대 합 실¦ 발매기실 1¦ 편 의 점¦ 안전관리실¦ 발매기실 2¦ 화장실 2 (PAID)¦ 화장실 3 (FREE)¦ 환승통로¦ 대 합 실¦ DN¦ DN¦ DN¦ DN¦ 국철노량진역과환승¦ 대합실(PAID)¦ DN¦ DN¦ UP¦ UP¦ UP¦ UP¦ 통신기계실¦ 방범셔터¦ 방범셔터¦ 외부출입구 4¦ 내부계단 4¦ 내부계단 3¦ 외부출입구 1¦ 내부계단 1¦ 내부계단 2¦ 용역창고¦ DN¦ DN¦ UP¦ UP¦ 내부엘리베이터 1¦ 내부엘리베이터 2¦ 119구조대 창고¦ 119구조대 복도¦ 119구조대¦ 119구조대¦ 119구조대 침실 3¦ 917 정거장 ¦ STA.18km111.750¦ 샤워실 2¦ 샤워실 3¦ 119구조대¦ 샤워실 1¦ 이동통신기계실¦ 119구조대 침실 2¦ 119구조대 침실 1¦ S/W HUB ¦ 전송장비 ¦ OF-MM-4Cx1조 (통신기계실~S/W HUB)¦ TRAY (통신)¦ OF-MM-4Cx1조 (통신기계실~S/W HUB)¦ TRAY (통신)¦ O¦ N¦ K¦ Y¦ UP TO TRAY (통신)¦ Q¦ C¦ OF-MM-4Cx1조 (SMS~S/W HUB)¦ FTP Cat.5E 4Px12조 (발매기,정산기,환급기,게이트 COMMS)¦ A¦ H¦ L¦ DOWN TO 통신기계실 ACCESS FLOOR¦ DOWN TO S/W HUB¦ F7 DUCT¦ 정산기 ¦ HFCO 3C/4.0㎟x1조 (정산기 POWER)¦ FTP Cat.5E 4Px1조 (정산기 COMMS)¦ UTP Cat.5E 4Px1조 (정산기 INT)¦ F-GV 4.0㎟x1조 (정산기 GND)¦ (28)¦ (28)¦ FR-CVVS 4C/2.5㎟x1조 (DPC)¦ A¦ HFCO 3C/4.0㎟x1조 (발매기 POWER)¦ FTP Cat.5E 4Px2조 (발매기 COMMS)¦ UTP Cat.5E 4Px2조 (발매기 INT)¦ F7 DUCT¦ F-GV 4.0㎟x1조 (발매기 GND)¦ OF-MM-4Cx1조 (SMS~S/W HUB)¦ FR-CVVS 4C/2.5㎟x1조 (DPC)¦ UTP Cat.5E 4Px4조 (발매기,정산기,환급기 INT)¦ 정산기 ¦ I¦ I¦ I¦ F-GV 4.0㎟x1조 (게이트 GND)¦ HFCO 3C/4.0㎟x4조 (게이트 POWER)¦ FTP Cat.5E 4Px8조 (게이트 COMMS)¦ FR-CVVS 4C/2.5㎟x1조 (DPC)¦ F7 DUCT¦ I¦ M¦ TRAY (통신)¦ OF-MM-4Cx1조 (통신기계실~S/W HUB)¦ FR-CVVS 4C/2.5㎟x1조 (DPC)¦ UTP Cat.5E 4Px4조 (발매기,정산기,환급기 INT)¦ UTP Cat.5E 4Px2조 (EM GATE#1,2 INT)¦ OF-MM-4Cx1조 (통신기계실~S/W HUB)¦ UTP Cat.5E 4Px3조 (발매기,정산기 INT)¦ UTP Cat.5E 4Px2조 (EM GATE#1,2 INT)¦ TRAY (통신)¦ K¦ M¦ F¦ G¦ G¦ (28)x2 HFCO 2C/4.0㎟x2조 (EM GATE#3,4)¦ (22)x2 UTP Cat.5E 4Px2조 (EM GATE#3,4 INT)¦ F¦ (28)x1 HFCO 2C/4.0㎟x1조 (EM GATE#3)¦ (22)x1 UTP Cat.5E 4Px1조 (EM GATE#3 INT)¦ HFCO 3C/4.0㎟x1조 (S/W HUB POWER)¦ F-GV 4.0㎟x1조 (S/W HUB GND)¦ HFCO 3C/4.0㎟x1조 (S/W HUB POWER)¦ UTP Cat.5E 4Px2조 (EM GATE#3,4 INT)¦ E¦ (28)x2 HFCO 2C/4.0㎟x2조 (EM GATE#1,2)¦ (22)x2 UTP Cat.5E 4Px2조 (EM GATE#1,2 INT)¦ D¦ (28) HFCO 2C/4.0㎟x1조 (EM GATE#1)¦ (22) UTP Cat.5E 4Px1조 (EM GATE#1 INT)¦ E¦ D¦ 환급기¦ 환급기¦ C¦ F-GV 4.0㎟x1조 (환급기 GND)¦ HFCO 3C/4.0㎟x1조 (환급기 POWER)¦ UTP Cat.5E 4Px1조 (환급기 INT)¦ FTP Cat.5E 4Px1조 (환급기)¦ (28)¦ (28)¦ C¦ HFCO 3C/4.0㎟x8조¦ L¦ TRAY (통신)¦ OF-MM-4Cx1조 (통신기계실~S/W HUB)¦ UTP Cat.5E 4Px3조 (발매기,정산기 INT)¦ UTP Cat.5E 4Px2조 (EM GATE#1,2 INT)¦ HFCO 3C/4.0㎟x1조 (환급기 POWER)¦ OF-MM-4Cx1조 (SMS~S/W HUB)¦ HFCO 3C/4.0㎟x1조 (환급기 POWER) ¦ F-GV 4.0㎟x1조 (환급기 GND)¦ J¦ J¦ OF-MM-4Cx1조 (SMS~S/W HUB)¦ UTP Cat.5E 4Px3조 (발매기,정산기 INT)¦ UP TO TRAY(통신)¦ HFCO 2C/4.0㎟x1조 (EM GATE#1,2)¦ UTP Cat.5E 4Px2조 (EM GATE#3,4 INT)¦ F-GV 4.0㎟x1조 (환급기 GND)¦ FTP Cat.5E 4Px1조 (환급기)¦ P¦ HFCO 3C/4.0㎟x3조 (SMS,S/W HUB POWER)¦ HFCO 3C/4.0㎟x3조 (SMS,S/W HUB POWER)¦ HFCO 3C/4.0㎟x2조 (SMS,S/W HUB POWER)¦ HFCO 3C/4.0㎟x2조 (SMS,S/W HUB POWER)¦ HFCO 3C/4.0㎟x2조 (SMS,S/W HUB POWER)¦ UTP Cat.5E 4Px8조 (발매기,정산기,환급기 INT)¦ UTP Cat.5E 4Px4조 (EM GATE#1,2,3,4 INT)¦ H¦ HFCO 3C/4.0㎟x2조 (SMS,S/W HUB POWER)¦ P¦ DOWN TO AFC 접지단자함¦ F-GV 4.0㎟x6조 (발매기,정산기,환급기,게이트,SMS,S/W HUB GND)¦ UTP Cat.5E 4Px8조 (발매기,정산기,환급기 INT)¦ UTP Cat.5E 4Px4조 (EM GATE#1,2,3,4 INT)¦ OF-MM-4Cx1조 (SMS~S/W HUB)¦ FTP Cat.5E 4Px1조 (환급기 COMMS)¦ OF-MM-4Cx1조 (SMS~S/W HUB)¦ B¦ B¦ B¦ 917정거장 AFC설비 지하1층 평면도¦ 917정거장 AFC설비 지하2층 평면도¦ S = 1 / 400¦ 1/400¦ 지하철 917정거장¦ 샛강¦ 노량진¦ 노들¦ T¦ 5¦ 0¦ 0¦ 1¦ 0¦ 3¦ 4¦ 0¦ 0¦ 1¦
| 1단계_정거장 - 복사본 | 1단계_정거장 - 복사본 | 036. T7005034-007 906정거장 CCTV,TDI,시계설비 지하2층 철거평면도(1_2).dwg | KEY PLAN¦ \A1;7500¦ \A1;7500¦ \A1;7500¦ \A1;7500¦ \A1;7500¦ \A1;7500¦ \A1;7500¦ \A1;7500¦ \A1;7500¦ \A1;7500¦ \A1;7500¦ \A1;9750¦ \A1;9750¦ \A1;19500¦ \A1;2900¦ \A1;6850¦ \A1;2900¦ \A1;6850¦ \A1;82500¦ vmh¦ vmh¦ P-1¦ P-3¦ (28) FR-CV 3C/4.0㎟x1조 (TDI POWER)¦ (16) UL 2919-AMESB 24AWG 4Px1조 (TDI)¦ (16) UL 2919-AMESB 24AWG 4Px1조 (TDI)¦ (28) FR-CV 3C/4.0㎟x1조 (TDI POWER)¦ (16) ECX 5C-2Vx1조 (CAMERA)(기존활용)¦ ECX 5C-2Vx2조 (CAMERA)(기존활용)¦ FR-CV 3C/4.0㎟x1조 (TDI POWER)¦ UL 2919-AMESB 24AWG 4Px1조 (TDI)¦ MATCH LINE DWG No. "S1-TA-S06-DB-020-1.dwg"¦ ELE-7¦ ELE-8¦ (16) ECX 5C-2Vx1조 (CAMERA)(기존활용)¦ (16) ECX 5C-2Vx1조 (CAMERA)(기존활용)¦ (P15:100x100x100)¦ (P14:100x100x100)¦ (P16:200x200x100)¦ Y00¦ Y02¦ Y03¦ Y06¦ Y04¦ X08¦ X09¦ X10¦ X11¦ X02¦ X03¦ X04¦ X05¦ X06¦ X07¦ X01¦ X00¦ UP¦ UP¦ UP¦ UP¦ 승 강 장¦ 승 강 장¦ 창 고¦ 이동통신기계실 ¦ 창 고¦ 창 고¦ (16) UTP Cat.5E 4Px2조 (TDI)¦ (28) OF-MM-12Core (난연)x1조(TDI)¦ (16) UTP Cat.5E 4Px2조 (TDI)¦ (28) OF-MM-12Core (난연)x1조(TDI)¦ OF-MM-12Core (난연)x1조(TDI)¦ UTP Cat.5E 4Px2조 (TDI)¦ (28) OF-SM-8Cx1조 [공간화상)(철거)¦ (28) F-CV 3C/2.5㎟1조 (공간화상)(철거)¦ OF-SM-8Cx1조 [공간화상)(철거)¦ F-CV 3C/2.5㎟x1조 (공간화상)(철거)¦ 본선 TRAY 이용¦ OF-SM-8Cx1조 [공간화상)(철거)¦ F-CV 3C/2.5㎟x1조 (공간화상)(철거)¦ NOTE¦ 1. 광케이블, 전원/접지케이블 (OF-SM-4Core, CV 3C/2.5㎟)¦ 3. 승강장 ANT설치위치: 열차 진행방향 정거장 시종점부에 설치¦ 2. 광케이블, 전원/접지케이블 (OF-SM-8Core, CV 3C/2.5㎟)¦ TRAY (200x100)¦ FR-CV 3C/4.0㎟x1조 (TDI POWER)¦ UL 2919-AMESB 24AWG 4Px1조 (TDI)¦ OF-MM-12Core (난연)x1조(TDI)¦ UTP Cat.5E 4Px2조 (TDI)¦ OF-SM-8Cx1조 [공간화상)(철거)¦ F-CV 3C/2.5㎟x1조 (공간화상)(철거)¦ TRAY (200x100)¦ ECX 5C-2Vx2조 (CAMERA)(기존활용)¦ FR-CV 3C/4.0㎟x1조 (TDI POWER)¦ UL 2919-AMESB 24AWG 4Px1조 (TDI)¦ OF-MM-12Core (난연)x1조(TDI)¦ UTP Cat.5E 4Px2조 (TDI)¦ TRAY (200x100)¦ (철거)¦ 지하철 906정거장¦ 마곡나루¦ 양천향교¦ 가양¦ 1/400¦ S = 1 / 400¦ 906정거장 CCTV,TDI,시계설비 지하2층 철거평면도(1/2)¦ 906정거장 CCTV,TDI,시계설비 지하2층¦ 철거평면도(1/2)¦ T¦ 7¦ 0¦ 0¦ 5¦ 0¦ 3¦ 4¦ 0¦ 0¦ 7¦ CCTV(기존동축활용)¦ P¦ G¦ P¦
| 1단계_정거장 - 복사본 | 1단계_정거장 - 복사본 | 001~003. T1001001~1003 904 정거장 목록표,범례도, 표지,간지.dwg | (공통 상세도)¦ (904 정거장)¦ 공통¦ T¦ 1¦ 0¦ 0¦ 0¦ 0¦ 0¦ 0¦ 0¦ 0¦ 0¦ 도 면 목 록 표¦ NONE¦ 도 면 목 록 표¦ S = NONE¦ 심 볼¦ 명 칭¦ 비 고¦ 심 볼¦ 명 칭¦ 비 고¦ ( 36 )¦ ATT¦ 관 로 케 이 블 포 설 (신설)¦ GND¦ MGB¦ 직 매 케 이 블 포 설¦ 트 라 후 내 포 설¦ 천 장 노 출 배 관¦ 케 이 블 접 속¦ 바 닥 배 관¦ 전 선 관 규 격¦ 전 선 관 상 향¦ 전 선 관 하 향¦ 전 선 관 통 과¦ 분 전 반¦ U T P 단 자 함¦ 주 접 지 단 자 함¦ 접 지 단 자 함¦ 천 장 형 풀 박 스¦ 기 설 천 장 형 풀 박 스¦ 벽 부 형 풀 박 스¦ 아 웃 레 트 박 스¦ 인 공¦ 수 공 (신 설)¦ 모 듈 러 잭 (R J - 4 5)¦ 구 내 전 화¦ 역 간 직 통 전 화¦ 사 령 전 화¦ 키 폰 전 화 모 장 치¦ 키 폰 전 화 자 장 치¦ 인 터 폰 자 장 치¦ 모 사 전 송 장 치¦ 콜 폰¦ T V 단 자¦ 장 애 자 용 유 도 음 향 장 치¦ 증 폭 기¦ 천 장 형 스 피 커 (3 W)¦ 벽 부 형 스 피 커 (3 W)¦ 벽 부 형 스 피 커 (3 W)¦ 천 장 형 스 피 커 (5 W)¦ 벽 부 형 스 피 커 (5 W)¦ 컬 럼 형 스 피 커 (20 W)¦ 음 량 조 절 기¦ H I V 1 . 5 ㎟ x 3 조¦ 안 테 나¦ 카 메 라¦ 펜 틸 트 카 메 라¦ 열 차 행 선 안 내 게 시 기¦ 부 모 시 계¦ 자 시 계¦ 사 각 시 계¦ M¦ 방 송 단 자 함¦ P¦ P¦ KP¦ KP¦ H¦ M¦ G¦ PA AMP¦ T¦ 기 설 벽 부 형 풀 박 스¦ INT¦ H o r n 스 피 커 (30 W)¦ 4D¦ AMP¦ T V 분 배 기¦ T V 증 폭 기¦ C/R¦ ACU¦ 출 입 통 제 자 장 치¦ 출 입 통 제 주 장 치¦ 종 단 저 항¦ (200x200x100)¦ (400x500x150)¦ 심 볼¦ 명 칭¦ 비 고¦ SMS¦ ATVM¦ AAM¦ AGM¦ 자 동 발 매 기¦ 자 동 정 산 기¦ 역 단 위 전 산 기¦ 개 집 표 기¦ 케 이 블 트 레 이¦ 일 반 전 화 (국선)¦ KT¦ ATTENUATOR 포함¦ 수치규격표시¦ 수치규격표시¦ 분 배 기¦ D¦ 승 강 장 천 장 노 출 배 관¦ (36) : 수치규격표시¦ 인터폰¦ 모장치¦ 인 터 폰 모 장 치¦ MSC¦ MWS¦ 시스템박스¦ 컬 럼 형 스 피 커 (10 W)¦ INSTALLATION OF DUCT SYSTEM¦ INSTALLATION OF DIRECTBURIED CABLE¦ INSTALLATION OF TROUGH SYSTEM¦ CABLE TRAY¦ CABLE IN CONDUIT CELING EXPOSED¦ CABLE JOINT¦ CABLE IN CONDUIT FLOOR EXPOSED¦ CONDUIT SIZE¦ CONDUIT GOING UPWARD¦ CONDUIT GOING DOWNWARD¦ CONDUIT PASSING¦ POWER DISTRIBUTION BOARD¦ UTP TERMINAL BOX¦ PUBLIC ADDRESS TERMINAL BOX¦ MAIN GROUND BOX¦ EARTH TERMINAL BOX¦ CEILING PULL BOX¦ CEILING PULL BOX¦ WALL PULL BOX¦ WALL PULL BOX¦ MODULAR JACK¦ SYSTEM BOX¦ INTERIOR TELEPHONE¦ MAGNETIC TELEPHONE¦ DISPATCH TELEPHONE¦ KEYPHONE MASTER¦ KEYPHONE SLAVE¦ AUTOMATIC TELEPHONE¦ INTERPHONE MASTER¦ INTERPHONE SLAVE¦ FACSIMILE¦ CALL PHONE¦ OUTLET FOR TV¦ AMPLIFILER¦ SPEAKER (CEILING MOUNTED TYPE)¦ SPEAKER (WALL MOUNTED TYPE)¦ SPEAKER (WALL MOUNTED TYPE)¦ SPEAKER (CEILING MOUNTED TYPE)¦ SPEAKER (WALL MOUNTED TYPE)¦ SPEAKER (COLUMN MOUNTED TYPE)¦ SPEAKER (COLUMN MOUNTED TYPE)¦ SPEAKER (HORN MOUNTED TYPE)¦ ATTENUATOR¦ DISTRIBUTOR FOR TV¦ BOOSTER FOR TV¦ CAMERA FOR CCTV¦ PANTILTED CAMERA¦ DISPLAY FOR TRAIN DESTINATION INDICATION¦ REPEAT ELETRIC CLOCK¦ SLAVE ELECTRIC CLOCK (WALL MOUNTED TYPE)¦ INDEPENDENCE OUTSIDE CLOCK¦ ACCESS CONTROL UNIT¦ CARD READER¦ ANTENNA¦ DISTRIBUTOR FOR RADIO COMMUNICATION¦ DUMMY LOAD¦ STATION MONITORING SYSTEM¦ AUTOMATIC TICKET VENDING MACHINE¦ AUTOMATIC ADD FARE MACHINE¦ AUTOMATIC GATE MACHINE¦ CABLE IN CONDUIT CELING EXPOSED FOR PALTFORM¦ OUTLET BOX¦ Man Hole¦ Hand Hole¦ 토크백¦ 모장치¦ 토 크 백 모 장 치¦ TALK BACK MASTER¦ 수 공 (기 설)¦ H¦ Hand Hole¦ 관 로 케 이 블 포 설 (기설)¦ INSTALLATION OF DUCT SYSTEM¦ 콤바이너¦ c¦ COMBINER¦ 소 방 무 선 접 속 단 자 함¦ RADIO TERMINAL CONNECTION BOX FOR THE FIRE¦ 관 리 역 전 산 기¦ MANAGING STATION COMPUTER¦ 유 지 보 수 전 산 기¦ MAINTENCE WORK STATION¦ 연 선 전 화¦ WAY SIDE TELEPHONE¦ 토 크 백¦ TALK BACK¦ Vmh¦ VMT¦ 환급기¦ V M 수 신 기¦ V M 송 신 기¦ 출 입 구 및 환 승 통 로 안 내 게 시 기¦ L¦ 환 급 기¦ 범 례 도¦ NONE¦ 범 례 표¦ S = NONE¦ 도면번호¦ 구 분¦ 도 면 명¦ 축 척¦ 도면번호¦ 구 분¦ 축 척¦ 도면번호¦ 구 분¦ 축 척¦ 1¦ 2¦ 도면목록표¦ NONE¦ 3¦ NONE¦ 4¦ 5¦ NONE¦ 6¦ NONE¦ 7¦ 8¦ 9¦ NONE¦ 10¦ 11¦ 12¦ 13¦ 14¦ 15¦ 16¦ 17¦ 18¦ 19¦ 20¦ 21¦ 22¦ 23¦ 24¦ 25¦ 26¦ 도 면 명¦ 도 면 명¦ NONE¦ 1/100¦ 1/600¦ 904정거장 CIRCUIT WIRING SYSTEM DIAGRAM / 철거¦ 904정거장 CIRCUIT WIRING SYSTEM DIAGRAM / 신설¦ 904정거장 통신기계실&안전관리실 CABLE WIRING DIAGRAM¦ 904정거장 종합무선중계,열차무선설비 DIAGRAM¦ 904정거장 열차무선설비 지하1층 평면도¦ 904정거장 열차무선설비 지하2층 평면도¦ 904정거장 역사노드 랙 배치도¦ NONE¦ NONE¦ NONE¦ NONE¦ NONE¦ NONE¦ NONE¦ NONE¦ NONE¦ NONE¦ NONE¦ NONE¦ NONE¦ 904정거장 L3 스위치 인터페이스 구성도¦ 범례도¦ 904정거장 ¦ 27¦ 28¦ 29¦ 30¦ 31¦ 32¦ 33¦ 34¦ 35¦ 36¦ 37¦ 38¦ 39¦ 40¦ 41¦ 42¦ 43¦ 44¦ 공통상세도¦ 45¦ 46¦ 904정거장 통신기계실 기기배치도 및 바닥 TRAY 설치도¦ 47¦ 48¦ 49¦ 50¦ 51¦ 52¦ 53¦ 54¦ 55¦ 56¦ 57¦ 58¦ 59¦ 60¦ 61¦ 62¦ 63¦ 64¦ 65¦ 66¦ 67¦ 68¦ 69¦ 70¦ 71¦ 72¦ 73¦ 74¦ 75¦ 76¦ 1/600¦ NONE¦ NONE¦ NONE¦ NONE¦ NONE¦ NONE¦ NONE¦ NONE¦ NONE¦ NONE¦ NONE¦ NONE¦ NONE¦ NONE¦ NONE¦ NONE¦ 77¦ 78¦ 79¦ 80¦ 서지보호기 상세도¦ OPDP 상세도¦ RRU 시스템 상세도¦ OFD 48C 상세도¦ FDF 48C 상세도¦ 실내안테나 설치상세도¦ 옴니 안테나 상세도¦ RACK 접지상세도¦ PIPING 상세도[1/3]¦ PIPING 상세도[2/3]¦ PIPING 상세도[3/3]¦ TERMINAL BOX 상세도¦ 접지함 상세도¦ 여자화장실 INTERPHONE DETAIL¦ RACK 바닥고정 설치상세도¦ 광점퍼코드[OJC]상세도¦ 방송설비 설치 상세도¦ 카메라 설치 상세도¦ 천정형 P/T BRACKET 설치 상세도¦ 행선안내 표시기 외형도¦ 행선안내 표시기 현장 설치도¦ 출입구 및 환승통로 게시기 상세도¦ 출입통제시스템 설치 상세도¦ 종합무선중계설비 상세도¦ 발매기 설치 상세도¦ AFC PIPING DETAIL¦ AGM CHANEL BASE 설치 상세도¦ 무선통신 외부단자 및 공시청 안테나 설치 상세도¦ 정거장 통신설비 계통도¦ T1001002-001¦ T1001003-001¦ T1001004-001¦ T1001026-001¦ T1001026-002¦ T4009934-001¦ T4009934-002¦ T9103026-001¦ T9103075-001¦ T9103066-001¦ T9103038-001¦ T9103038-002¦ T9103038-003¦ T9103038-004¦ T9103038-005¦ T9103038-006¦ T9103038-007¦ T9103038-008¦ T9103038-009¦ T9103038-010¦ T9103038-011¦ T9103038-012¦ T9103038-013¦ T9103038-014¦ T9103038-015¦ T9103038-016¦ T9103038-017¦ T9103038-018¦ T9103038-019¦ T9103038-020¦ T9103038-021¦ T9103038-022¦ T9103038-023¦ T9103038-024¦ T9103038-025¦ T9103038-026¦ T9103038-027¦ T9103038-028¦ S = NONE¦ 도 면 목 록 표¦ 도면번호¦ 구 분¦ 도 면 명¦ 축 척¦ T-7000002-001¦ 904정거장 COMMUNICATION CABLE WIRING DIAGRAM¦ 904정거장 전화설비 지하1층 신설평면도 (1/2)¦ 904정거장 CCTV,TDI,시계설비 CABLE WIRING DIAGRAM¦ 904정거장 CCTV,TDI,시계설비 지하1층 신설평면도 (1/2)¦ 904정거장 통신기계실 기기배치도 및 바닥 TRAY 설치도¦ 1¦ 2¦ 3¦ 4¦ 5¦ 6¦ 7¦ 8¦ 9¦ 10¦ 11¦ 12¦ 13¦ 14¦ 15¦ 16¦ 17¦ 18¦ 19¦ 20¦ 21¦ 22¦ 23¦ 24¦ 25¦ 26¦ 27¦ 29¦ 도면목록표¦ 범례도¦ NONE¦ NONE¦ NONE¦ NONE¦ NONE¦ NONE¦ 1 / 400¦ 1 / 400¦ 1 / 400¦ 1 / 400¦ 1 / 400¦ 1 / 400¦ 1 / 400¦ 904정거장 안전관리실 기기배치도 및 바닥 TRAY 설치도¦ 28¦ 1/100¦ 1/50¦ NONE¦ NONE¦ NONE¦ NONE¦ NONE¦ 9 0 4 정 거 장¦ 공 통 상 세 도¦ T-7000002-002¦ T-7000026-003¦ T-7000026-004¦ T-7000026-005¦ T-7000026-007¦ T-7001034-008¦ 904정거장 전화설비 지하1층 신설평면도 (2/2)¦ T-7001034-009¦ 904정거장 전화설비 지하2층 신설평면도(1/2)¦ T-7001034-010¦ 904정거장 전화설비 지하2층 신설평면도(2/2)¦ T-7001034-011¦ 904정거장 전화설비 지하1층 철거평면도 (1/2)¦ T-7005034-012¦ 904정거장 전화설비 지하1층 철거평면도 (2/2)¦ T-7005034-013¦ 904정거장 전화설비 지하2층 철거평면도(1/2)¦ T-7005034-014¦ 904정거장 전화설비 지하2층 철거평면도(2/2)¦ T-7005034-015¦ T-7001034-020¦ 904정거장 CCTV,TDI,시계설비 지하1층 신설평면도 (2/2)¦ 904정거장 CCTV,TDI,시계설비 지하2층 신설평면도(1/2)¦ 904정거장 CCTV,TDI,시계설비 지하2층 신설평면도(2/2)¦ T-7001034-021¦ T-7001034-022¦ T-7001034-023¦ 904정거장 CCTV,TDI,시계설비 지하1층 철거평면도 (1/2)¦ T-7005034-024¦ 904정거장 CCTV,TDI,시계설비 지하1층 철거평면도 (2/2)¦ 904정거장 CCTV,TDI,시계설비 지하2층 철거평면도(1/2)¦ 904정거장 CCTV,TDI,시계설비 지하2층 철거평면도(2/2)¦ T-7005034-025¦ T-7005034-026¦ T-7005034-027¦ T-9103066-028¦ T-9103066-029¦ 1 / 400¦ 1 / 400¦ 1 / 400¦ 1 / 400¦ NONE¦ NONE¦ T-7003034-017¦ T-7003034-018¦ T-7003034-019¦ T-7003034-016¦ 1 / 400¦ 904정거장 방송설비 CABLE WIRING DIAGRAM¦ NONE¦ T-7000026-006¦ NONE¦ 카메라 설치 상세도¦ NONE¦ 천전형 PT BRACKET 설치 상세도¦ NONE¦ 자시계 외형도¦ NONE¦ 행선안내 표시기 외형도¦ NONE¦ 행선안내 표시기 현장 설치도¦ T-7005038-037¦ T-7005038-038¦ T-7009938-039¦ T-8002038-040¦ T-8002038-041¦ 도면번호¦ 구 분¦ 도 면 명¦ 축 척¦ 37¦ 38¦ 39¦ 40¦ 41¦ 30¦ 31¦ 접지함 상세도¦ T-7002038-034¦ 32¦ 33¦ 34¦ 36¦ 35¦ PIPING 상세도(1-3)¦ T-7002038-030¦ PIPING 상세도(2-3)¦ T-7002038-031¦ PIPING 상세도(3-3)¦ T-7002038-032¦ TERMINAL BOX 상세도¦ T-7002038-033¦ 여자화장실 INTERPHONE DETAIL ¦ T-7002038-035¦ 방송설비 설치 상세도¦ T-7002038-036¦ T1001026-003¦ T1001026-004¦ T1001026-005¦ T1001026-006¦ T1001026-007¦ T1001026-008¦ T1001026-009¦ T1001026-010¦ T1001026-011¦ T1001026-012¦ T1001026-013¦ NONE¦ NONE¦ NONE¦ NONE¦ NONE¦ NONE¦ NONE¦ NONE¦ NONE¦ NONE¦ NONE¦ 904정거장 AFC SYSTEM DIAGRAM¦ 904정거장 AFC SYSTEM DIAGRAM / 철거¦ 904정거장 AFC CABLE WIRING DIAGRAM¦ 904정거장 AFC CABLE WIRING DIAGRAM / 철거¦ 904정거장 출입통제설비 CABLE WIRING DIAGRAM¦ 904정거장 출입통제설비 CABLE WIRING DIAGRAM / 철거¦ T7001034-001¦ T7001034-002¦ T7001034-003¦ T7001034-004¦ T7001034-005¦ T7001034-006¦ T7001034-007¦ T7001034-008¦ 1/400¦ T7003034-001¦ T7003034-002¦ T7003034-003¦ T7003034-004¦ 904정거장 방송설비 지하1층 신설평면도 (2/2)¦ 904정거장 방송설비 지하2층 신설평면도(1/2)¦ 904정거장 방송설비 지하2층 신설평면도(2/2)¦ 904정거장 방송설비 지하1층 신설평면도 (1/2)¦ T7005034-001¦ T7005034-002¦ T7005034-003¦ T7005034-004¦ T7005034-005¦ T7005034-006¦ T7005034-007¦ T7005034-008¦ 904정거장 AFC설비 지하1층 평면도¦ T5001034-001¦ 1/400¦ 1/400¦ 1/400¦ 1/400¦ 1/400¦ 1/400¦ 1/400¦ 1/400¦ 1/400¦ 1/400¦ 1/400¦ 1/400¦ 1/400¦ 1/400¦ 1/400¦ 1/400¦ 1/400¦ 1/400¦ 1/400¦ 1/400¦ T7009934-001¦ T7009934-002¦ T7009934-003¦ T7009934-004¦ 904정거장 출입통제설비 지하1층 평면도 (1/2)¦ 904정거장 출입통제설비 지하1층 평면도 (2/2)¦ 904정거장 출입통제설비 지하1층 철거평면도 (1/2) ¦ 904정거장 출입통제설비 지하1층 철거평면도 (2/2) ¦ 1/400¦ 1/400¦ 1/400¦ 1/400¦ T9103066-002¦ T9103066-003¦ T9103066-004¦ T9103066-005¦ T9103066-006¦ 904정거장 안전관리실 기기배치도 및 바닥 TRAY 설치도¦ 1/50¦ 904정거장 AFC설비 장비배치도 (1/2)¦ 1/600¦ 1/600¦ 1/600¦ 1/600¦ 904정거장 AFC설비 장비배치도 (2/2)¦ 904정거장 AFC설비 장비배치도 (1/2) / 철거¦ 904정거장 AFC설비 장비배치도 (2/2) / 철거¦ T9103038-029¦ NONE¦ 자시계 외형도¦ T¦ 공통¦ 0¦ 0¦ 1¦ 0¦ 0¦ 2¦ 0¦ 0¦ 1¦ 1¦ T¦ 1¦ 0¦ 0¦ 1¦ 0¦ 0¦ 3¦ 0¦ 0¦ 1¦ 서울시메트로9호선(주) 대체투자(신호 및 통신설비) 타당성조사, 기본 및 실시설계 용역¦ 실 시 설 계 도 면¦ 2019. 03. ¦ [ 통신 설비-905정거장 ]¦ (주)안세기술 컨소시엄¦ 서울시메트로 9호선(주)¦ 서울시메트로9호선(주) 대체투자(신호 및 통신설비) 타당성조사, 기본 및 실시설계 용역¦ 실 시 설 계 도 면¦ 2019. 03. ¦ [ 통신 설비-904정거장 ]¦ (주)안세기술 컨소시엄¦ 서울시메트로 9호선(주)¦
| 1단계_정거장 - 복사본 | 1단계_정거장 - 복사본 | 034. T7001034-012 913정거장 전화설비 지하2층 철거평면도 (3_3).dwg | KT¦ IP¦ IDF¦ \A1;21,370¦ \A1;6,750¦ \A1;7,800¦ \A1;6,820¦ \A1;88,750¦ \A1;88,750¦ \A1;3,750¦ \A1;7,500¦ \A1;7,500¦ \A1;7,500¦ \A1;7,500¦ \A1;7,500¦ \A1;7,500¦ \A1;7,500¦ \A1;7,500¦ \A1;7,500¦ \A1;7,500¦ \A1;5,000¦ \A1;5,000¦ MATCH LINE DWG No. "S1-TA-S13-DB-012-0"¦ B¦ 인터폰선 0.6x2Px17조 (INT)¦ C¦ UTP Cat.5E 25Px2조 (CONSOLE CONTROL, LSE)¦ DOWN TO 안전관리실 ACCESS FLOOR¦ OF-MM-4Core(난연)x1조 (안전관리실)¦ UTP Cat.5E 25Px2조 (안전관리실)¦ TRAY (600x150)¦ UTP Cat.5E 25Px2조 (CONSOLE CONTROL, LSE)¦ OF-MM-4Core(난연)x1조 (안전관리실)¦ UTP Cat.5E 25Px2조 (안전관리실)¦ TRAY (300x100)¦ A¦ UTP Cat.5E 25Px2조 (CONSOLE CONTROL, LSE)¦ OF-MM-4Core(난연)x1조 (안전관리실)¦ UTP Cat.5E 25Px2조 (안전관리실)¦ TRAY (300x100)¦ UTP Cat.5E 4Px3조 (승강장 공중전화)¦ UTP Cat.5E 4Px2조 (공조기계실-2)¦ 1. 음향유도기 전원은 전기콘센트를 이용한다.¦ NOTE¦ 2. 증폭기전원은 전기콘센트를 이용한다.¦ 3. 통신기계실 및 안전관리실 MAIN 분전반은 전기에서 설치한다.¦ DOWN TO 지하3층¦ UTP Cat.5E 4Px3조 (승강장 공중전화)¦ TRAY (600x150)¦ UTP Cat.5E 4Px3조 (승강장 공중전화)¦ UTP Cat.5E 4Px1조 (승강장 INT)¦ UTP Cat.5E 4Px1조 (승강장 INT)¦ UTP Cat.5E 4Px1조 (승강장 INT)¦ KEY PLAN¦ X31¦ X32¦ X33¦ X34¦ X35¦ X36¦ X37¦ X38¦ X39¦ X40¦ X41¦ X42¦ X43¦ Y00¦ Y02¦ Y05¦ Y07¦ Y01¦ Y03¦ Y06¦ Y04¦ DN¦ OPEN¦ 공조기계실¦ 안전관리실¦ 발매기실¦ 대합실¦ 외부출입구3¦ 외부출입구4¦ 내부계단4¦ 913 정거장¦ STA.14km831.097¦ x2¦ x4 ¦ UTP 25P¦ [TB No.4]¦ (16) UTP Cat.5E 4Px2조 (공조기계실-2)¦ B¦ C¦ A¦ x2¦ UTP 25P¦ [IDF No.4]¦ MIS HUB 8Port¦ x3¦ UTP Cat.5E 4Px1조 (편의점)¦ UTP Cat.5E 4Px1조 (편의점)¦ UTP Cat.5E 4Px1조 (편의점)¦ UTP Cat.5E 25Px2조 (콜폰)¦ 인터폰선 0.6x2Px17조 (INT)¦ UTP Cat.5E 25Px2조 (콜폰)¦ 인터폰선 0.6x2Px17조 (INT)¦ UTP Cat.5E 25Px2조 (콜폰)¦ 6-1~4¦ 6-5~8¦ V1.2.3.4¦ (철거)¦ (철거)¦ 지하철 913정거장¦ 선유도¦ 당산¦ 국회의사당¦ 1/400¦ 913정거장 전화설비 지하2층 철거평면도(3/3)¦ S = 1/400¦ 913정거장 전화설비 지하2층 철거평면도(3/3)¦ T¦ 7¦ 0¦ 0¦ 1¦ 0¦ 3¦ 4¦ 0¦ 1¦ 2¦ (기설활용)¦ CONSOLE¦
| 1단계_정거장 - 복사본 | 1단계_정거장 - 복사본 | 043. T4009934-001 916정거장 종합무선중계설비 지하1층 평면도.dwg | -¦ T¦ 0¦ 0¦ 0¦ 0¦ 0¦ 0¦ 0¦ 0¦ 0¦ 0¦ \A1;4,400¦ \A1;4,400¦ \A1;4,950¦ \A1;7,080¦ \A1;32,860¦ \A1;4,950¦ \A1;7,080¦ \A1;147,500¦ \A1;65,000¦ \A1;5,000¦ \A1;10,000¦ \A1;10,000¦ \A1;10,000¦ \A1;5,000¦ \A1;7,500¦ \A1;7,500¦ \A1;10,000¦ \A1;5,000¦ \A1;5,000¦ \A1;5,000¦ \A1;7,500¦ \A1;8,750¦ \A1;8,750¦ \A1;8,750¦ \A1;8,750¦ \A1;5,000¦ \A1;5,000¦ \A1;5,000¦ \A1;5,000¦ \A1;5,000¦ \A1;5,000¦ \A1;5,000¦ \A1;5,000¦ \A1;5,000¦ \A1;5,000¦ \A1;5,000¦ \A1;5,000¦ \A1;5,000¦ \A1;5,000¦ \A1;5,000¦ \A1;5,000¦ \A1;5,000¦ \A1;5,000¦ \A1;10,300¦ HFC-12D-FR (신설)¦ 2D¦ 훨체어리프트¦ 장애자용¦ DOWN TO 지하2층¦ TRAY (600x150)¦ HFC-12D-FR (대합실 복합통신)¦ (P1:100x100x100)¦ (28) HFC-12D-FR (대합실 복합통신)¦ P¦ STA.17km956,000¦ 916 정거장 ¦ 통로¦ 내부계단 2¦ 내부계단 1¦ OPEN¦ 공조기계실 1¦ DN¦ DN¦ Y06¦ Y05¦ Y03¦ Y01¦ Y00¦ X-08¦ X27¦ X-07¦ X-06¦ X-05¦ X-04¦ X-03¦ X-02¦ X-01¦ X00¦ X01¦ X03¦ X05¦ X06¦ X07¦ X08¦ X09¦ X11¦ X13¦ X15¦ X17¦ X19¦ X21¦ X23¦ X25¦ 2D¦ 2D¦ 본선¦ 환기실¦ MCC¦ 2D¦ MCC실-2¦ 환기실¦ 916정거장 열차무선설비 지하1층 평면도¦ 916정거장 열차무선설비 지하1층 평면도¦ S = 1 / 600¦ 1/600¦ 여의도¦ 샛강¦ 노량진¦ T¦ 4¦ 0¦ 0¦ 9¦ 9¦ 3¦ 4¦ 0¦ 0¦ 1¦ P¦
| 1단계_정거장 - 복사본 | 1단계_정거장 - 복사본 | 060. T9103038-010 PIPING 상세도 (2_3).dwg | \A1;200¦ -¦ T¦ 0¦ 0¦ 0¦ 0¦ 0¦ 0¦ 0¦ 0¦ 0¦ 0¦ 공통¦ PULL BOX 하로 연결¦ PULL BOX 뒤로 연결¦ PULL BOX +형 연결¦ PULL BOX¦ PULL BOX¦ PULL BOX¦ 1,500¦ PULL BOX 설치 상세도¦ PULL BOX 직선연결¦ PULL BOX 앞으로 연결¦ PULL BOX¦ PULL BOX¦ 새들¦ 크램프¦ 후강전선관¦ PULL BOX¦ (1/4"x55)¦ 앙카볼트¦ 50¦ (41x25x2.3t)¦ C형 찬넬¦ 500¦ 400¦ 50¦ UP TO DOWN 배관¦ PIPE¦ BOLT HOLE¦ CHANNEL¦ CLAMP¦ 후강 전선관¦ DETAIL "C"¦ 30¦ DETAIL "A"¦ 2단 배관 설치도¦ DETAIL "B"¦ 300¦ 240¦ 30¦ DETAIL "A"¦ 1단 배관 설치도¦ 30¦ 300¦ 240¦ 30¦ PVC 전선관¦ (41x25x2.3t)¦ 전산볼트¦ (3/8" x 1,000)¦ DETAIL "C"¦ (41x25x2.3t)¦ C형 찬넬¦ 와샤¦ 3/8"너 트¦ C형 찬넬¦ DETAIL "B"¦ 전산볼트¦ (3/8"x1,000)¦ 셋트앙카¦ (3/8")¦ DETAIL "A"¦ 사각와샤¦ 평와샤¦ 너트¦ (3/8"x1,000)¦ 전산볼트¦ 사각와샤¦ 평와샤¦ 너트¦ 연결너트¦ 어스본드¦ PIPING 상세도 (2/3)¦ PIPING 상세도 (2/3)¦ S = NONE¦ NONE¦ T¦ 9¦ 1¦ 0¦ 3¦ 0¦ 3¦ 8¦ 0¦ 1¦ 0¦ \A1;25¦ \A1;25¦
| 1단계_정거장 - 복사본 | 1단계_정거장 - 복사본 | 016. T1001026-012 905정거장 출입통제설비 CABLE WIRING DIAGRAM (철거).dwg | 통신기계실¦ ELE-4 (지상층)¦ ELE-3 (대합실)¦ ELE-2 (지상층)¦ ELE-1 (대합실)¦ ELE-5 (대합실)¦ ELE-6 (대합실)¦ ES-1 (외부계단출입구)¦ ES-5 (대합실)¦ ES-6 (대합실)¦ ES-7 (대합실)¦ T-1 (화장실.여)¦ P-1 (승강장정차)¦ P-2 (승강장정차)¦ P-4 (승강장급행)¦ P-5 (승강장정차)¦ AGM-1 (대합실)¦ ATVM-1 (대합실)¦ C-1 ( (대합실)¦ SIG-1 (신호통신기계실)¦ 운전취급실¦ 편의점¦ 대합실¦ ELEC-1 (전기실)¦ ES-8 (대합실)¦ ELE-7 (승강장상선)¦ ELE-8 (승강장하선)¦ P-3 (승강장급행)¦ P-6 (승강장정차)¦ 안전관리실¦ 출입¦ 통제¦ 시스템¦ (ACU)¦ C/R¦ C/R¦ C/R¦ UTP Cat.5E 4Px2조x4¦ 용역원대기실¦ ES-9 (대합실)¦ ES-10 (대합실)¦ P-7 (승강장급행)¦ P-8 (승강장급행)¦ 발매기실¦ C/R¦ 905정거장 출입통제설비 CABLE WIRING DIAGRAM (철거)¦ S = NONE¦ AGM-2 (대합실)¦ 905정거장 출입통제설비 CABLE WIRING DIAGRAM (철거)¦ NONE¦ 지하철 905정거장¦ 신방화¦ 마곡나루¦ 양천향교¦ T¦ 1¦ 0¦ 0¦ 1¦ 0¦ 2¦ 6¦ 2¦ 0¦ 1¦
| 1단계_정거장 - 복사본 | 1단계_정거장 - 복사본 | 012. T1001026-008 910정거장 AFC SYSTEM DIAGRAM (철거).dwg | ATVM¦ ATVM¦ 02¦ 01¦ L-AFC-1-분전반¦ 통신기계실¦ MAIN POWER¦ 접지단자함¦ 05¦ AGM10¦ AGM6¦ [ 비상게이트 ]¦ AGM8¦ AGM8¦ AGM8¦ 01¦ 02¦ 04¦ 03¦ CONTROL¦ EM.GATE¦ BOX¦ 안전관리실¦ BOX¦ DPC¦ COM¦ INTER¦ COMMS¦ S/W HUB¦ 화재¦ 수신반¦ 통로안내표시기¦ AAM¦ 01¦ 주제어장치¦ Cross Cable¦ D/I MUX¦ I/F¦ S/W HUB¦ AIS¦ SMS¦ AIM (4통로)¦ Cross Cable¦ Cross Cable¦ Cross Cable¦ Cross Cable¦ GROUND¦ 접지단자함¦ MAIN¦ (공통)¦ 승강장¦ NO.07 (AGM10)¦ H U B¦ 06¦ AGM11¦ 07¦ AGM12¦ 분전반~AAM, AGM, SMS, ATVM, AIM¦ : IN USE¦ 접지반~AAM, AGM, SMS, ATVM¦ EM. GATE¦ MAIN GROUND¦ INTERCOM~ATVM, AAM¦ SMS(S/W HUB)~TOM, AGM, ATVM¦ D/I MUX(ROUTER)~SMS(S/W HUB)¦ NOTE¦ 화재수신반~DPC BOX¦ I/F¦ DPC¦ DPC SW~AGM(DPC)¦ : FR-CV 3C/4.0㎟¦ : F-GV 4.0㎟¦ : FR-CV 2C/4.0㎟¦ : F-GV 50㎟¦ : CPEV 0.65/5P, STP Cat.5E 4P¦ : STP Cat.5E 4Px1조¦ : STP Cat.5E 4Px1조¦ : CPEV 0.9x5P¦ : Interface Unit¦ : Direct Power Control¦ : FR-CVVS 4C/2.5㎟¦ INTERCOM~EM.GATE¦ : UTP Cat.5E 4P¦ AIS~AIM¦ : OF-SM-2Core¦ : UTP Cat.5E 4P¦ AIS~AIM¦ 환급기¦ 01¦ 910정거장 AFC SYSTEM DIAGRAM (철거)¦ 910정거장 AFC SYSTEM DIAGRAM (철거)¦ S = NONE¦ NONE¦ 지하철 910정거장¦ 등촌¦ 염창¦ 신목동¦ T¦ 1¦ 0¦ 0¦ 1¦ 0¦ 2¦ 6¦ 8¦ 0¦ 0¦
| 1단계_정거장 - 복사본 | 1단계_정거장 - 복사본 | 047. T7009934-001 914정거장 출입통제설비 지하2층 평면도 (1_2).dwg | UP¦ DN¦ UP¦ UP¦ 발매기실¦ 국회민원출장소¦ 본선환기실¦ 본선환기실¦ 대합실¦ 화장실-1¦ 오수펌프실¦ 내부계단1¦ 외부출입구통로4¦ 외부출입구1¦ 외부출입구통로1¦ 내부계단5¦ 외부출입구5¦ 외부출입구2¦ 외부출입구통로2¦ 방범셔터설치¦ 외부출입구6¦ 외부출입구6¦ 임대상가1¦ 임대상가3¦ 각도: -5˚¦ MATCH LINE DWG No. "S1-TA-S14-DB-022-0"¦ KEY PLAN¦ X-01¦ X-02¦ X-03¦ X-05¦ X-04¦ X-06¦ X-07¦ X00¦ X01¦ X02¦ X03¦ X04¦ X05¦ X06¦ X07¦ X08¦ 47,170¦ Y00¦ Y01¦ Y02¦ Y03¦ 65,500¦ (P1:200x200x100)¦ (16) UTP Cat.5E 4Px2조 (출입통제)¦ MATCH LINE¦ MATCH LINE¦ 지상E/L¦ UTP Cat.5E 4Px2조 (출입통제)¦ 914정거장 출입통제설비 지하2층 평면도 (1/2)¦ 914정거장 출입통제설비 지하2층 평면도 (1/2)¦ S = 1 / 400¦ 1/400¦ 지하철 914정거장¦ 당산¦ 국회의사당¦ 여의도¦ T¦ 7¦ 0¦ 0¦ 9¦ 9¦ 3¦ 4¦ 0¦ 0¦ 2¦ P¦ C/R¦ \A1;7,500¦ \A1;7,500¦ \A1;7,500¦ \A1;7,500¦ \A1;7,500¦ \A1;7,500¦ \A1;7,500¦ \A1;7,500¦ \A1;5,500¦ \A1;7,500¦ \A1;7,500¦ \A1;7,500¦ \A1;7,500¦ \A1;7,500¦ \A1;4,270¦ \A1;5,400¦ \A1;10,000¦ \A1;20,980¦ \A1;5490¦ \A1;5490¦
| 1단계_정거장 - 복사본 | 1단계_정거장 - 복사본 | 025. T7001034-008 903정거장 전화설비 지하4층 신설평면도-2.dwg | INT¦ KEY PLAN¦ \A1;7,500¦ \A1;10,5000¦ \A1;7,500¦ \A1;5,000 ¦ \A1;5,000 ¦ \A1;5,000 ¦ \A1;5,000 ¦ \A1;5,000 ¦ \A1;7,500¦ \A1;{\fHYHeadLine-Medium¦b0¦i0¦c129¦p50;30,000}¦ \A1;5,000 ¦ \A1;7,500¦ \A1;7,500¦ \A1;7,500¦ \A1;7,500¦ \A1;4350¦ \A1;4350¦ \A1;7450¦ \A1;23600¦ \A1;7450¦ 1. 일반교환기에 수용된 전화기는 IP전화기로 교체한다.¦ NOTE¦ 2. 콜폰, E/L폰, 승강장 비상통화장치도 교체한다.¦ 3. 전화 및 인터폰 구간의 배선배관은 기존활용한다.¦ \A1;7,500¦ \A1;10,5000¦ \A1;7,500¦ \A1;5,000 ¦ \A1;5,000 ¦ \A1;5,000 ¦ \A1;5,000 ¦ \A1;5,000 ¦ \A1;7,500¦ \A1;{\fHYHeadLine-Medium¦b0¦i0¦c129¦p50;30,000}¦ \A1;5,000 ¦ \A1;7,500¦ \A1;7,500¦ \A1;7,500¦ \A1;7,500¦ \A1;4350¦ \A1;4350¦ \A1;7450¦ \A1;23600¦ \A1;7450¦ 인터폰선 0.6x2Px4조 (INT)¦ DOWN TO CP PANEL¦ 인터폰선 0.6x2Px4조 (INT)¦ DOWN TO CP PANEL¦ (16)UTP Cat.5E 4Px1조 (승강장 INT)¦ (16)UTP Cat.5E 4Px1조 (승강장 INT)¦ [TB NO.6]¦ UTP 25P¦ (16)UTP Cat.5E 4Px1조 (승강장 INT)¦ (16)UTP Cat.5E 4Px1조 (승강장 INT)¦ [TB NO.7]¦ UTP 25P¦ UTP Cat.5E 4Px3조 (승강장 INT)¦ UTP Cat.5E 4Px3조 (승강장 공중전화)¦ TRAY (600x150)¦ UP TO 지하3층¦ UTP Cat.5E 4Px3조 (승강장 INT)¦ UTP Cat.5E 4Px3조 (승강장 공중전화)¦ TRAY (900x150)¦ UP TO 지하3층¦ (22)UTP Cat.5E 4Px3조 (승강장 INT)¦ (16)UTP Cat.5E 4Px2조 (승강장 INT)¦ (16)UTP Cat.5E 4Px2조 (승강장 INT)¦ (22)UTP Cat.5E 4Px3조 (승강장 INT)¦ MATCH LINE DWG No. "S1-TA-S03-DB-015-1.dwg"¦ (22)UTP Cat.5E 4Px3조 (승강장 공중전화)¦ (22)UTP Cat.5E 4Px3조 (승강장 공중전화)¦ (P30:400x400X300)¦ (P31:400x400X300)¦ (P32:400x400X300)¦ (P33:400x400X300)¦ (P34:400x400X300)¦ (P35:400x400X300)¦ 창고¦ 창고¦ PSD¦ 승 강 장¦ 승 강 장¦ PSD¦ UP¦ E/S 올라감¦ E/S 올라감¦ UP¦ ELEV. CAR¦ (15인승)¦ (15인승)¦ ELEV. CAR¦ X13¦ X14¦ X25¦ X21¦ X20¦ X19¦ X17¦ X15¦ X16¦ X18¦ X22¦ X23¦ X24¦ X26¦ Y03¦ Y04¦ Y02¦ Y01¦ Y00¦ 3. 통신기계실 및 안전관리실 MAIN 분전반은 전기에서 설치한다.¦ 1. 음향유도기 전원은 전기콘센트를 이용한다.¦ NOTE¦ 2. 증폭기전원은 전기콘센트를 이용한다.¦ 인터폰선 0.6x2Px4조 (INT)¦ DOWN TO CP PANEL¦ 인터폰선 0.6x2Px4조 (INT)¦ DOWN TO CP PANEL¦ (16)UTP Cat.5E 4Px1조 (승강장 INT)¦ (16)UTP Cat.5E 4Px1조 (승강장 INT)¦ [TB NO.6]¦ UTP 25P¦ (16)UTP Cat.5E 4Px1조 (승강장 INT)¦ (16)UTP Cat.5E 4Px1조 (승강장 INT)¦ [TB NO.7]¦ UTP 25P¦ UTP Cat.5E 4Px3조 (승강장 INT)¦ UTP Cat.5E 4Px3조 (승강장 공중전화)¦ TRAY (600x150)¦ UP TO 지하3층¦ UTP Cat.5E 4Px3조 (승강장 INT)¦ UTP Cat.5E 4Px3조 (승강장 공중전화)¦ TRAY (900x150)¦ UP TO 지하3층¦ (22)UTP Cat.5E 4Px3조 (승강장 INT)¦ (16)UTP Cat.5E 4Px2조 (승강장 INT)¦ (16)UTP Cat.5E 4Px2조 (승강장 INT)¦ (22)UTP Cat.5E 4Px3조 (승강장 INT)¦ MATCH LINE DWG No. "S1-TA-S03-DB-015-1.dwg"¦ (22)UTP Cat.5E 4Px3조 (승강장 공중전화)¦ (22)UTP Cat.5E 4Px3조 (승강장 공중전화)¦ (P30:400x400X300)¦ (P31:400x400X300)¦ (P32:400x400X300)¦ (P33:400x400X300)¦ (P34:400x400X300)¦ (P35:400x400X300)¦ 창고¦ 창고¦ PSD¦ 승 강 장¦ 승 강 장¦ PSD¦ UP¦ E/S 올라감¦ E/S 올라감¦ UP¦ ELEV. CAR¦ (15인승)¦ (15인승)¦ ELEV. CAR¦ X13¦ X14¦ X25¦ X21¦ X20¦ X19¦ X17¦ X15¦ X16¦ X18¦ X22¦ X23¦ X24¦ X26¦ Y03¦ Y04¦ Y02¦ Y01¦ Y00¦ 3. 통신기계실 및 안전관리실 MAIN 분전반은 전기에서 설치한다.¦ 1. 음향유도기 전원은 전기콘센트를 이용한다.¦ NOTE¦ 2. 증폭기전원은 전기콘센트를 이용한다.¦ 1. 일반교환기에 수용된 전화기는 안전관리실만 IP전화기로 교체한다.¦ NOTE¦ 2. 콜폰, E/L폰, 승강장 비상통화장치도 교체한다.¦ 3. 전화 및 인터폰 구간의 배선배관은 기존활용한다.¦ 지하철 903정거장¦ 김포공항¦ 공항시장¦ 신방화¦ 1/400¦ 903정거장 전화설비 지하4층 신설평면도(2/2)¦ S=1/400¦ 903정거장 전화설비 지하4층 신설평면도(2/2)¦ T¦ 7¦ 0¦ 0¦ 1¦ 0¦ 3¦ 4¦ 0¦ 0¦ 8¦ (기설활용)¦ P¦
| 1단계_정거장 - 복사본 | 1단계_정거장 - 복사본 | 008. T1001026-004 901정거장 방송설비 CABLE WIRING DIAGRAM.dwg | 통신기계실¦ HIV 1.5㎟x3조¦ HIV 1.5㎟x3조¦ HIV 1.5㎟x2조¦ HIV 1.5㎟x4조¦ 락카룸¦ 기능실복도¦ 체력단력실¦ 시설작업실¦ 다용도실¦ 침실 (숙소) x6¦ 탕비실¦ 용역원대기실¦ 승강장상선¦ 지상3층¦ 지상1층¦ 전기실¦ 발매기실¦ 통신기계실¦ 안전관리실¦ 승강장하선¦ 설비작업실¦ 비상발전기실¦ 신호작업실¦ 실승무기관사 (승무대기실)¦ 운영기관사¦ 통신작업실¦ 전기작업실¦ 편의점¦ 대합실¦ 화장실 (남,여)¦ 장애자용화장실¦ 기능실복도¦ 통합분소¦ 지상2층¦ HIV 1.5㎟x4조¦ x9¦ x2¦ x6¦ x2¦ x6¦ x3¦ x2¦ x2¦ x2¦ x4¦ x17¦ x17¦ 시설창고¦ 설비창고¦ 신호창고¦ 통신창고¦ 전기창고¦ 복도¦ 비품창고¦ 탈의실 (남,여)¦ x2¦ .¦ P¦ A¦ A¦ M¦ P¦ R¦ A¦ C¦ K¦ 임대상가¦ x6¦ x6¦ HIV 1.5㎟x2조¦ x8¦ 901정거장 방송설비 CABLE WIRING DIAGRAM¦ 901정거장 방송설비 CABLE WIRING DIAGRAM¦ S = NONE¦ NONE¦ 지하철 901정거장¦ 개화¦ 김포공항¦ T¦ 1¦ 0¦ 0¦ 1¦ 0¦ 2¦ 6¦ 0¦ 0¦ 4¦
| 1단계_정거장 - 복사본 | 1단계_정거장 - 복사본 | 026. T7003034-002 909정거장 방송설비 지하1층 신설평면도 (2_2).dwg | P¦ CONSOLE¦ \A1;2,537¦ \A1;5,000¦ \A1;5,000¦ \A1;5,000¦ \A1;5,000¦ \A1;5,000¦ \A1;5,000¦ \A1;5,000¦ \A1;5,000¦ \A1;5,000¦ \A1;5,000¦ \A1;5,000¦ \A1;5,000¦ \A1;5,000¦ \A1;7,500¦ \A1;7,500¦ \A1;7,500¦ \A1;7,500¦ \A1;7,500¦ \A1;7,500¦ \A1;7,500¦ \A1;7,500¦ \A1;7,900¦ \A1;28,000¦ \A1;7,600¦ \A1;7,900¦ \A1;6,100¦ \A1;6,100¦ \A1;77,538¦ \A1;30,000¦ \A1;137,537¦ \A1;107,537¦ \A1;30,000¦ \A1;5,000¦ \A1;5,000¦ S = 1 / 400¦ 903정거장 방송설비 지하1층 신설평면도(2/2)¦ 1/400¦ 904정거장 방송설비 지하1층 신설평면도 (1/2)¦ 0¦ 0¦ 0¦ -¦ 0¦ 0¦ 0¦ 0¦ (기설활용)¦ -¦ T¦ 7¦ 0¦ 0¦ 3¦ 0¦ 3¦ 4¦ 0¦ 1¦ 6¦ : (22) HIV 1.5㎟x8조¦ : (22) HIV 1.5㎟x10조¦ MATCH LINE¦ MATCH LINE¦ MATCH LINE¦ MATCH LINE¦ MATCH LINE DWG No. "S1-TA-S09-DB-013-0"¦ : (16) HIV 1.5㎟x2조¦ NOTE¦ : (16) HIV 1.5㎟x5조¦ : (16) HIV 1.5㎟x6조¦ : (22) HIV 1.5㎟x7조¦ : (16) HIV 1.5㎟x4조¦ : (16) HIV 1.5㎟x3조¦ KEY PLAN¦ Y04¦ Y03¦ Y02¦ Y01¦ Y00¦ X10¦ X12¦ X14¦ X16¦ X18¦ X20¦ X22¦ X24¦ X26¦ X27¦ X28¦ X29¦ X30¦ X31¦ X32¦ X33¦ UP¦ 운영원대기실¦ CO2실¦ 내부계단 3¦ 비상전원실¦ 안전관리실¦ 발매기실 2¦ 변전실¦ 전 기 실¦ 창 고¦ 내부계단 4¦ 909 정거장¦ STA.10km845.167¦ 외부계단 3¦ 공조기계실(PIT)¦ CO2실¦ (P5:200x200x100)¦ (P6:200x200x100)¦ (P7:200x200x100)¦ (P8:200x200x100)¦ (P9:200x200x100)¦ (P10:200x200x100)¦ UTP Cat.5E 4Px1조 (화재탐지용)¦ UTP Cat.5E 4Px1조 (자동방송, 근접화재)¦ TRAY (600x150)¦ DOWN TO ACCESS FLOOR¦ (16) UTP Cat.5E 4Px1조 (화재탐지용)¦ (16) UTP Cat.5E 4Px1조 (화재탐지용)¦ (16) UTP Cat.5E 4Px1조 (화재탐지용)¦ (16) UTP Cat.5E 4Px1조 (화재탐지용)¦ (16) UTP Cat.5E 4Px1조 (화재탐지용)¦ (16) UTP Cat.5E 4Px1조 (화재탐지용)¦ (22) UL 2464-AMESB 24AWG 16Cx2조 (PA)¦ (16) UL 2464-AMESB 24AWG 4Cx1조 (PA)¦ (22) UL 2464-AMESB 24AWG 16Cx2조 (PA)¦ (16) UL 2464-AMESB 24AWG 4Cx1조 (PA)¦ (22) UL 2464-AMESB 24AWG 16Cx2조 (PA)¦ (16) UL 2464-AMESB 24AWG 4Cx1조 (PA)¦ (22) UL 2464-AMESB 24AWG 16Cx2조 (PA)¦ (16) UL 2464-AMESB 24AWG 4Cx1조 (PA)¦ (22) UL 2464-AMESB 24AWG 16Cx2조 (PA)¦ (16) UL 2464-AMESB 24AWG 4Cx1조 (PA)¦ (22) UL 2464-AMESB 24AWG 16Cx2조 (PA)¦ (16) UL 2464-AMESB 24AWG 4Cx1조 (PA)¦ UL 2464-AMESB 24AWG 16Cx2조 (PA)¦ UL 2464-AMESB 24AWG 4Cx1조 (PA)¦ (16) UTP Cat.5E 4Px1조 (자동방송, 근접화재)¦ (16) CPEV 0.9/5Px1조 (PA)¦ (16) UTP Cat.5E 4Px1조 (자동방송, 근접화재)¦ (16) CPEV 0.9/5Px1조 (PA)¦ (16) UTP Cat.5E 4Px1조 (자동방송, 근접화재)¦ (16) CPEV 0.9/5Px1조 (PA)¦ (16) UTP Cat.5E 4Px1조 (자동방송, 근접화재)¦ (16) CPEV 0.9/5Px1조 (PA)¦ (16) UTP Cat.5E 4Px1조 (자동방송, 근접화재)¦ (16) CPEV 0.9/5Px1조 (PA)¦ (16) UTP Cat.5E 4Px1조 (자동방송, 근접화재)¦ (16) CPEV 0.9/5Px1조 (PA)¦ CPEV 0.9/5Px1조 (PA)¦ 외부출입구 2¦ 벽부형 3W : 9 EA¦ 천정형 3W : 24 EA¦ 지하철 909정거장¦ 가양¦ 등촌¦ 염창¦ S = 1 / 400¦ 909정거장 방송설비 지하1층 신설평면도(2/2)¦ 1/400¦ 909정거장 방송설비 지하1층 신설평면도 (2/2)¦ (기설활용)¦ T¦ 7¦ 0¦ 0¦ 3¦ 0¦ 3¦ 4¦ 0¦ 0¦ 2¦
| 1단계_정거장 - 복사본 | 1단계_정거장 - 복사본 | 030. T7003034-001 915정거장 방송설비 지하1층 신설평면도 (1_2).dwg | PA AMP¦ \A1;8,600¦ \A1;8,600¦ \A1;24,800¦ \A1;7,500¦ \A1;7,500¦ \A1;4,900¦ \A1;4,900¦ \A1;70,559¦ \A1;5,000¦ \A1;70,559¦ \A1;27,900¦ \A1;6,000¦ \A1;5,000¦ \A1;4,900¦ \A1;6,000¦ \A1;6,000¦ \A1;5,500¦ \A1;5,000¦ \A1;3,700¦ \A1;6,000¦ \A1;5,000¦ \A1;5,000¦ \A1;5,000¦ \A1;5,000¦ \A1;5,000¦ \A1;5,000¦ \A1;5,360¦ \A1;5,000¦ \A1;5,000¦ S = 1 / 400¦ 903정거장 방송설비 지하1층 신설평면도(2/2)¦ 1/400¦ 904정거장 방송설비 지하1층 신설평면도 (1/2)¦ 0¦ 0¦ 0¦ -¦ 0¦ 0¦ 0¦ 0¦ (기설활용)¦ -¦ T¦ 7¦ 0¦ 0¦ 3¦ 0¦ 3¦ 4¦ 0¦ 1¦ 6¦ KEY PLAN¦ X-05¦ X-04¦ X-03¦ X-02¦ X-01¦ X00¦ X01¦ X02¦ X03¦ X04¦ X05¦ X06¦ X07¦ X08¦ X09¦ X10¦ X11¦ X12¦ X13¦ B¦ DOWN TO 지하2층¦ HIV 1.5㎟x4조 (승강장 SP)¦ F¦ A¦ (22) HIV 1.5㎟x8조 (승강장 SP)¦ (16) UTP Cat.5E 4Px1조 (화재탐지용)¦ (22) HIV 1.5㎟x8조 (승강장 SP)¦ (16) UTP Cat.5E 4Px1조 (화재탐지용)¦ (22) HIV 1.5㎟x8조 (승강장 SP)¦ C¦ (16) HIV 1.5㎟x4조 (승강장 SP)¦ E¦ (16) UTP Cat.5E 4Px1조 (화재탐지용)¦ HIV 1.5㎟x4조 (승강장 SP)¦ D¦ (16) UTP Cat.5E 4Px1조 (화재탐지용)¦ G¦ : (16) HIV 1.5㎟x2조¦ NOTE¦ : (16) HIV 1.5㎟x5조¦ : (16) HIV 1.5㎟x6조¦ : (22) HIV 1.5㎟x7조¦ : (22) HIV 1.5㎟x8조¦ : (22) HIV 1.5㎟x10조¦ : (16) HIV 1.5㎟x4조¦ : (16) HIV 1.5㎟x3조¦ MATCH LINE DWG No. "S1-TA-S15-DB-014-0"¦ MATCH LINE¦ TRAY (600x150)¦ DOWN TO 지하2층¦ TRAY (600x150)¦ Y06¦ Y05¦ Y03¦ Y02¦ Y01¦ Y00¦ Y04¦ DN¦ DN¦ UP¦ 기존5호선 화장실¦ UP¦ 변전실¦ 운영원대기실¦ 이동통신기계실¦ 비상전원실¦ 비품창고¦ 창 고¦ 편의점¦ 발매기실1¦ CO2 실¦ 통신기계실¦ 복 도¦ 전기실¦ 공조기계실¦ 화장실¦ 외부엘리베이터2 (신설)¦ 외부출입구5 (기존)¦ 외부출입구6¦ 내부계단1,6¦ 방범셔터설치¦ 창 고¦ UP¦ SLPOE¦ 외부엘리베이터1 (기존)¦ MATCH LINE¦ (P6:200x200x100)¦ (P5:200x200x100)¦ (P4:100x100x100)¦ (P1:200x200x100)¦ (P2:200x200x100)¦ (P3:200x200x100)¦ 방송단자함 (10P)¦ D¦ C¦ A¦ F¦ B¦ HIV 1.5㎟x8조 (승강장 SP)¦ G¦ E¦ (P6:200x200x100)¦ (16) HIV 1.5㎟x4조 (승강장 SP)¦ (22) UL 2464-AMESB 24AWG 16Cx2조 (PA)¦ (16) UL 2464-AMESB 24AWG 4Cx1조 (PA)¦ (22) UL 2464-AMESB 24AWG 16Cx2조 (PA)¦ (16) UL 2464-AMESB 24AWG 4Cx1조 (PA)¦ (22) UL 2464-AMESB 24AWG 16Cx2조 (PA)¦ (16) UL 2464-AMESB 24AWG 4Cx1조 (PA)¦ (22) UL 2464-AMESB 24AWG 16Cx2조 (PA)¦ (16) UL 2464-AMESB 24AWG 4Cx1조 (PA)¦ TRAY (600x150)¦ H¦ UP TO 신호통신기계실¦ UTP Cat.5E 4Px1조 (화재탐지용)¦ UL 2464 AMESB 24AWG 16Cx2조 (PA)¦ UL 2464 AMESB 24AWG 4Cx1조 (PA)¦ CPEV 0.9/5Px1조 (PA)¦ UTP Cat.5E 4Px1조 (자동방송, 근접화재)¦ (16) UTP Cat.5E 4Px1조 (자동방송, 근접화재)¦ (16) CPEV 0.9/5Px1조 (PA)¦ (16) UTP Cat.5E 4Px1조 (자동방송, 근접화재)¦ (16) CPEV 0.9/5Px1조 (PA)¦ (16) UTP Cat.5E 4Px1조 (자동방송, 근접화재)¦ (16) CPEV 0.9/5Px1조 (PA)¦ (16) UTP Cat.5E 4Px1조 (자동방송, 근접화재)¦ (16) CPEV 0.9/5Px1조 (PA)¦ H¦ 벽부형 스피커 이동¦ 벽부형 스피커 이동¦ 임대상가¦ 벽부형 3W : 7 EA¦ 천정형 3W : 48 EA¦ 지하철 915정거장¦ 국회의사당¦ 여의도¦ 샛강¦ S = 1 / 400¦ 915정거장 방송설비 지하1층 신설평면도(1/2)¦ 1/400¦ 915정거장 방송설비 지하1층 신설평면도 (1/2)¦ (기설활용)¦ T¦ 7¦ 0¦ 0¦ 3¦ 0¦ 3¦ 4¦ 0¦ 0¦ 1¦ P¦
| 1단계_정거장 - 복사본 | 1단계_정거장 - 복사본 | 047. T9103066-002 919정거장 안전관리실 기기배치도 및 바닥 TRAY 설치도.dwg | \A1;800¦ \A1;1,000¦ \A1;1,000¦ \A1;2,764¦ \A1;7,538¦ \A1;4,806¦ \A1;12,344¦ \A1;6,075¦ \A1;975¦ \A1;1,146¦ \A1;4,806¦ \A1;7,538¦ \A1;12,344¦ \A1;6,075¦ \A1;1,801¦ \A1;701¦ \A1;1,000¦ (LSE 2)¦ (LSE 1)¦ TRAY 설치도¦ 906정거장 안전관리실 기기배치도 및 바닥¦ -¦ T¦ 0¦ 0¦ 0¦ 0¦ 0¦ 0¦ 0¦ 0¦ 0¦ 0¦ X19¦ X18¦ Y00¦ Y01¦ 안전관리실¦ 행선안내¦ SMS¦ PRINTER¦ PSD 제어반¦ 설비자동제어반¦ 화재탐지반¦ 조명제어반¦ CCTV 및 통신종합집중관리반¦ 종합집중관리¦ 설비 콘솔1¦ 종합집중관리¦ 설비 콘솔2¦ 행선안내¦ TRAY (W300xH100)¦ \pi127.93;{\C0;L-AFC}¦ \pi17.324;{\C0;AFC GATE용}¦ \pi24.66;{\C0;접지단자함}¦ \pi81.498;{\C0;UTP 50P}¦ \pi81.498;{\C0;UTP 25P}¦ (28)x6¦ (28)x3¦ (28)x6¦ X19¦ X18¦ Y00¦ Y01¦ 안전관리실¦ 행선안내¦ SMS¦ PSD 제어반¦ 설비자동제어반¦ 화재탐지반¦ 조명제어반¦ CCTV 및 통신¦ 종합집중관리¦ 설비 콘솔1¦ 종합집중관리¦ 설비 콘솔2¦ \A1;900¦ 행선안내¦ \A1;1,000¦ \A1;2,764¦ TRAY (W300xH100)¦ \pi255.87;{\C0;L-AFC}¦ \pi34.647;{\C0;AFC GATE용}¦ \pi49.321;{\C0;접지단자함}¦ \pi163;{\C0;UTP 50P}¦ \pi163;{\C0;UTP 25P}¦ (28)x6¦ (28)x3¦ (28)x6¦ \A1;1,200¦ Equipment Schedule¦ 1¦ 번 호¦ 장 비 명¦ 규 격 (W x D x H)¦ 행선안내¦ 1200x750x1000¦ 설비자동제어반¦ 화재탐지반¦ 조명제어반¦ CCTV 및 통신종합집중관리반¦ PSD 제어반¦ SMS¦ PRINTER¦ 종합집중관리 설비 콘솔1¦ 종합집중관리 설비 콘솔2¦ 1000x600x1600¦ 1800x600x1800¦ 864x600x2304¦ 1768x600x1600¦ 800x800x2000¦ 650x800x1000¦ 700x800x750¦ 600x600x1600¦ 600x600x1600¦ 6¦ 5¦ 4¦ 3¦ 2¦ 10¦ 9¦ 8¦ 7¦ 종합집중관리반¦ 축척 - 2배확대¦ (LSE 1)¦ (LSE 2)¦ 919정거장 안전관리실 기기배치도 및 바닥 TRAY 설치도¦ S = 1/50¦ 1/50¦ 지하철 919정거장¦ 노들¦ 중앙대입구¦ 동작¦ TRAY 설치도¦ 919정거장 안전관리실 기기배치도 및 바닥¦ 9¦ 1¦ 0¦ 3¦ 0¦ 6¦ 6¦ 0¦ 0¦ 2¦ T¦
| 1단계_정거장 - 복사본 | 1단계_정거장 - 복사본 | 021. T1001026-017 915정거장 통신기계실 & 안전관리실 CABLE WIRING DIAGRAM.dwg | 공통접지 단자함¦ FR-CVVSB 4P/1.5㎟ (연선전화)¦ FR-CVVSB 4P/1.5㎟ (연선전화)¦ 발매기실 접지단자함 (AFC)¦ F-GV 50㎟x1조¦ From: 914 ¦ To: 916 ¦ From: 914 ¦ To: 916 ¦ F/S(J.F) 0.65x25P (50%%%차폐) 직통전화¦ F/S(J.F) 0.65x25P (50%%%차폐) 직통전화¦ From: 914 ¦ To: 916 ¦ From: 914 ¦ To: 916 ¦ OF-SM 46Core (상선)¦ OF-SM 46Core (상선)¦ OF-SM 46Core (하선)¦ OF-SM 46Core (하선)¦ F-GV 6.0㎟x9조¦ OFD¦ 배선반¦ ADM¦ CCTV MATRIX RACK¦ 부모시계¦ 열차무선 장치¦ 종합무선 중계장치¦ UPS¦ 분전반¦ 종합집중관리 콘솔¦ 화재수신반¦ 광점퍼코드 (FC-PC)x4조¦ 광점퍼코드 (FC-PC)x4조¦ UTP Cat.5E 25Px10조¦ UTP Cat.5E 4Px1조 (DATA)¦ UL 2464-AMESB 24AWGx16Cx3조(방송)¦ P.A AMP RACK¦ FR-CV 4C/25㎟x2조¦ FR-CV 3C/4.0㎟¦ FR-CV 3C/4.0㎟¦ FR-CV 3C/6.0㎟¦ FR-CV 3C/4.0㎟¦ FR-CV 3C/6.0㎟¦ F-GV 6.0㎟x1조¦ F-GV 6.0㎟x2조¦ F-GV 6.0㎟x4조¦ F-GV 6.0㎟x5조¦ F-GV 6.0㎟x7조¦ F-GV 6.0㎟x8조¦ 통신기계실¦ UTP Cat.5E 4Px4조 (영상)¦ UTP Cat.5E 25Px2조 (CONSOLE)¦ FR-CV 3C/4.0㎟¦ 접지단자함 (AFC)¦ F-GV 50㎟x1조¦ 접지단자함 (통신)¦ UTP Cat.5E 25Px1조 (CCTV)¦ F-GV 6㎟x1조¦ F-GV 50㎟x1조¦ F-GV 50㎟x1조¦ 분전반¦ 출입통제 (ACU)¦ UTP Cat.5E 4Px1조 (DATA)¦ FR-CV 3C/4.0㎟¦ F-GV 6.0㎟x6조¦ 행선안내게시기 (LSE)¦ 안전관리실¦ UTP Cat.5E 25Px1조 (LSE)¦ FR-CV 3C/6.0㎟¦ UTP Cat.5E 4Px1조 (화재탐지용)¦ UL 2464-AMESB 24AWG 16Cx2조 (방송), CPEV 0.9 5Px1조, UL 2464-AMESB 24AWG 4Cx1조¦ UTP Cat.5E 4Px1조 (자동방송)¦ 사령전화 역장치¦ 종합집중관리 장치¦ CCTV 콘솔¦ 방송원격조정기¦ UTP Cat.5E 4Px1조¦ UTP Cat.5E 4Px1조¦ UTP Cat.5E 4Px1조¦ CPEV 0.9 5Px1조¦ UTP Cat.5E 4Px1조¦ UTP Cat.5E 4Px1조¦ HFC-12Dx1조¦ F-GV 16㎟x1조¦ 광점퍼코드 (FC-PC)x2조¦ F-GV 6.0㎟x2조¦ F-GV 6.0㎟x1조¦ FR-CV 3C/6.0㎟¦ UTP Cat.5E 4Px1조 (UPS NMS)¦ F-GV 6㎟x1조¦ 역단위 전산기 (SMS)¦ L-M 분전반¦ FR-CV 3C/2.5㎟¦ FR-CV 3C/4㎟¦ UTP Cat.5E 25Px1조¦ UTP Cat.5E 25Px1조¦ UTP Cat.5E 4Px1조¦ FR-CV 3C/4.0㎟¦ OF-SM 48Core (상선)¦ From: 914정거장 ¦ OF-SM 48Core (하선)¦ OF-SM 48Core (상선)¦ OF-SM 48Core (하선)¦ To: 916정거장 ¦ *전송(IP-MPLS) 및 열차무선(LTE-R)의 전원 및 신호계통은 별도 도면 참조¦ *점선( ) : 철거, 실선( ) : 신설¦ UTP Cat.5E 25Px2조¦ 단자함, OFD¦ OF-SM-24CORE X1조¦ From: 914정거장 ¦ 915정거장 통신기계실 & 안전관리실 CABLE WIRING DIAGRAM¦ 915정거장 통신기계실 & 안전관리실 CABLE WIRING DIAGRAM¦ S = NONE¦ NONE¦ 국회의사당¦ 여의도¦ 샛강¦ T¦ 1¦ 0¦ 0¦ 1¦ 0¦ 2¦ 6¦ 0¦ 1¦ 7¦ T¦ 0¦ 0¦ 0¦ 0¦ 0¦ 0¦ 0¦ 0¦ 0¦ 0¦ OFD¦ 배선반¦ 전송설비¦ CCTV MATRIX RACK¦ 사령전화(역장치)¦ 열차무선 중계장치(SOR)¦ UPS¦ 분전반¦ 종합집중관리 콘솔¦ 화재수신반¦ 광점퍼코드x4¦ 광점퍼코드x2¦ UTP Cat.5E 25Px10¦ UL 2464-AMESB 24AWGx16Cx3(방송) , CPEV 0.65/5Px1 (Rail Condition)¦ CPEV 0.65/5Px1(Rail Condition)¦ P.A AMP RACK¦ F-CV 4C/25㎟¦ F-CV 3C/4.0㎟¦ F-CV 3C/4.0㎟¦ F-CV 3C/4.0㎟¦ F-CV 3C/4.0㎟¦ 전기공통접지 단자함¦ UTP Cat.5E 4Px1 (화재수신)¦ UL 2464-AMESB 24AWG 16Cx1 (방송)¦ F-GV 6.0㎟x1¦ F-GV 6.0㎟x2¦ F-GV 6.0㎟x4¦ F-GV 6.0㎟x5¦ F-GV 6.0㎟x7¦ F-GV 6.0㎟x8¦ 통신기계실¦ UTP Cat.5E 4Px4 (영상), UTP Cat.5E 25Px1 (제어)¦ UTP Cat.5E 25Px1 (CONSOLE)¦ F-CV 3C/4.0㎟¦ 접지단자함 (AFC)¦ F-GV 50㎟x1¦ 접지단자함 (통신)¦ UTP Cat.5E 25Px1 (CCTV)¦ F-GV 50㎟x1¦ 분전반((AFC)¦ OF-SM 72Core (상선)¦ Fom: 930정거장 ¦ OF-SM 72Core (하선)¦ To: 932정거장 ¦ 출입통제 (ACU)¦ UTP Cat.5E 4Px1 (DATA)¦ F-CV 3C/4.0㎟¦ F-GV 6.0㎟x6¦ F-GV 6.0㎟x3¦ 행선안내게시기 (LSE)¦ 역무관리실¦ UTP Cat.5E 25Px1 (LSE)¦ Fom: 930정거장 ¦ To: 932정거장 ¦ F-CV 2C/10㎟¦ UTP Cat.5E 4Px1 (화재수신)¦ UTP Cat.5E 4Px1 (화재수신)¦ 지하재방송(역장치)¦ 광점퍼코드x4(FM, TV, 예비)¦ M I S(역장치)¦ 광점퍼코드x12(상위망, 하위망)¦ F-CV 3C/4.0㎟¦ F-CV 3C/4.0㎟¦ F-GV 6.0㎟x9¦ F-GV 6.0㎟x10¦ F-GV 6.0㎟x11¦ 광점퍼코드x2¦ CPEV-S 0.9x10Px2조 직통전화, 연선전화¦ CPEV-S 0.9x10Px2조 직통전화, 연선전화¦ F-GV 6.0㎟x1¦ F-GV 6.0㎟x2¦ *전송(IP-MPLS) 및 열차무선(LTE-R)의 전원 및 신호계통은 별도 도면 참조¦ *점선( ) : 철거, 실선( ) : 신설¦ OF-SM 48Core (상선)¦ From: 930정거장 ¦ OF-SM 48Core (하선)¦ OF-SM 48Core (상선)¦ OF-SM 48Core (하선)¦ To: 932정거장 ¦
| 1단계_정거장 - 복사본 | 1단계_정거장 - 복사본 | 041. T7005034-006 914정거장 CCTV,TDI,시계설비 지하2층 철거평면도 (2_2).dwg | C/R¦ CONSOLE¦ ACU¦ CCTV¦ P¦ \A1;27,000¦ \A1;7,500¦ \A1;7,500¦ \A1;7,500¦ \A1;7,500¦ \A1;7,500¦ \A1;7,500¦ \A1;8,130¦ \A1;7,500¦ \A1;7,500¦ \A1;7,500¦ \A1;7,500¦ \A1;7,500¦ \A1;7,500¦ \A1;2,000¦ \A1;10,000¦ \A1;20,980¦ \A1;5490¦ \A1;5490¦ L¦ S = 1 / 400¦ 901정거장 CCTV,TDI,시계,출입통제설비 지하1층 철거평면도(1/2)¦ 903정거장 CCTV,TDI,시계,출입통제설비,¦ 지하1층 철거평면도(2/2)¦ S = 1 / 400¦ 925정거장 CCTV,TDI,시계설비 지하2층 철거평면도(1/2)¦ 925정거장 CCTV,TDI,시계설비 지하2층¦ 철거평면도(1/2)¦ L1¦ E¦ TRAY (300x100)¦ ECX 5C-2Vx25조 (CAMERA)(기존활용)¦ FR-CVVSB 10C/1.5㎟x2조 (PAN/TILT)¦ FR-CV 3C/4.0㎟x2조 (CA POWER)(철거)¦ HIV 2.5㎟x2조 (CL POWER)(철거)¦ 지상E/L¦ H¦ DOWN TO 지하 3층¦ TRAY (900x150)¦ OF-MM-12Core(난연)x4조 (TDI)¦ UL 2919-AMESB 24AWG 4Px4조 (TDI)¦ FR-CV 3C/4.0㎟x4조 (TDI POWER)¦ ECX 5C-2Vx2조 (CAMERA)(기존활용)¦ (16) ECX 5C-2Vx1조 (CAMERA)(기존활용)¦ HIV 2.5㎟x2조 (CL POWER)(철거)¦ UTP Cat.5E 4Px4조 (CONSOLE)¦ UTP Cat.5E 25Px1조 (CONSOLE)¦ J¦ TRAY (300x100)¦ ECX 5C-2Vx30조 (CAMERA)(기존활용)¦ FR-CVVSB 10C/1.5㎟x2조 (PAN/TILT)¦ FR-CV 3C/4.0㎟x2조 (CA POWER)(철거)¦ HIV 2.5㎟x2조 (CL POWER)(철거)¦ UTP Cat.5E 4Px4조 (CONSOLE)¦ UTP Cat.5E 25Px1조 (CONSOLE)¦ K¦ DOWN TO 통신기계실 ACCESS FLOOR¦ ECX 5C-2Vx39조 (CAMERA)(기존활용)¦ FR-CVVSB 10C/1.5㎟x2조 (PAN/TILT)¦ FR-CV 3C/4.0㎟x2조 (CA POWER)(철거)¦ TRAY (600x150)¦ I¦ TRAY (300x100)¦ UTP Cat.5E 4Px4조 (CONSOLE)¦ UTP Cat.5E 25Px1조 (CONSOLE)¦ MATCH LINE DWG No. "S1-TA-S14-DB-021-0"¦ A¦ (16) ECX 5C-2Vx1조 (CAMERA)(기존활용)¦ (36) FR-CVVSB 10C/1.5㎟x1조 (PAN/TILT)¦ (28) FR-CV 3C/4.0㎟x1조 (CA POWER)(철거)¦ B¦ TRAY (300x100)¦ C¦ D¦ (16) ECX 5C-2Vx1조 (CAMERA)(기존활용)¦ UP TO 지상 E/L¦ (36) ECX 5C-2Vx6조 (CAMERA)(기존활용)¦ ELE-2¦ L¦ KEY PLAN¦ X09¦ X10¦ X11¦ X12¦ X13¦ X14¦ X15¦ X16¦ X17¦ X18¦ X19¦ X20¦ X21¦ X22¦ Y00¦ Y01¦ Y02¦ Y03¦ 100,130¦ UP¦ DN¦ UP¦ UP¦ 비품창고¦ 비상전원실¦ 복도¦ 본선환기실¦ 승차권창고¦ 용역창고¦ 용역대기실¦ 대합실¦ 통신기계실¦ 안전관리실¦ 이동통신기계실¦ 비품창고¦ CO2 실¦ 전기실¦ 발매기실¦ 편의점¦ 화장실-2¦ 외부엘리베이터2¦ 내부계단2¦ 외부출입구4¦ 외부엘리베이터2¦ 외부출입구3¦ 내부계단4¦ 내부계단3¦ 외부출입구통로3¦ 내부엘리베이터¦ 914 정거장¦ STA.16km294.519¦ DOWN TO 지하 2층 E/L¦ (16) ECX 5C-2Vx1조 (CAMERA)(기존활용)¦ (16) ECX 5C-2Vx1조 (CAMERA)(기존활용)¦ ELE-1¦ (22) ECX 5C-2Vx2조 (CAMERA)(기존활용)¦ (16) ECX 5C-2Vx1조 (CAMERA)(기존활용)¦ (36) ECX 5C-2Vx6조 (CAMERA)(기존활용)¦ HIV 2.5㎟x2조 (CL POWER)(철거)¦ FR-CV 3C/4.0㎟x2조 (CA POWER)(철거)¦ ECX 5C-2Vx23조 (CAMERA)(기존활용)¦ FR-CVVSB 10C/1.5㎟x2조 (PAN/TILT)¦ TRAY (300x100)¦ HIV 2.5㎟x2조 (CL POWER)(철거)¦ HIV 2.5㎟x2조 (CL POWER)(철거)¦ UTP Cat.5E 4Px4조 (CONSOLE)¦ TRAY (600x150)¦ DOWN TO 안전관리실 ACCESS FLOOR¦ HIV 2.5㎟x2조 (CL POWER)(철거)¦ FR-CV 3C/4.0㎟x2조 (CA POWER)(철거)¦ ECX 5C-2Vx30조 (CAMERA)(기존활용)¦ FR-CVVSB 10C/1.5㎟x2조 (PAN/TILT)¦ TRAY (300x100)¦ UTP Cat.5E 4Px4조 (CONSOLE)¦ UTP Cat.5E 25Px1조 (CONSOLE)¦ 지상E/L¦ (16) ECX 5C-2Vx1조 (CAMERA)(기존활용)¦ DOWN TO 지하 2층 E/L¦ (16) ECX 5C-2Vx1조 (CAMERA)(기존활용)¦ (16) ECX 5C-2Vx1조 (CAMERA)(기존활용)¦ UP TO 지상 E/L¦ (16) ECX 5C-2Vx1조 (CAMERA)(기존활용)¦ (22) ECX 5C-2Vx2조 (CAMERA)(기존활용)¦ FR-CVVSB 10C/1.5㎟x2조 (PAN/TILT)¦ FR-CV 3C/4.0㎟x2조 (CA POWER)(철거)¦ TRAY (300x100)¦ ECX 5C-2Vx26조 (CAMERA)(기존활용)¦ UTP Cat.5E 25Px1조 (CONSOLE)¦ A¦ E¦ F¦ G¦ H¦ I¦ J¦ K¦ (P12:300x300x200)¦ (P13:200x200x100)¦ (P14:200x200x100)¦ ES-4(1)¦ (P22:200x200x100)¦ ES-8¦ (P37:200x200x100)¦ ELE-5¦ AGM-4¦ ATVM-2¦ (P24:200x200x100)¦ ES-9¦ (P:200x200x100)¦ (P25:200x200x100)¦ COMM-1¦ ELE-4¦ (P15:200x200x100)¦ C-2¦ ES-6(1)¦ (P21:200x200x100)¦ (P20:200x200x100)¦ (P19:300x300x200)¦ ELE-3¦ D¦ C¦ B¦ (P17:200x200x100)¦ AGM-3¦ (P18:200x200x100)¦ (P16:200x200x100)¦ M¦ F¦ TRAY (300x100)¦ ECX 5C-2Vx29조 (CAMERA)(기존활용)¦ FR-CVVSB 10C/1.5㎟x2조 (PAN/TILT)¦ FR-CV 3C/4.0㎟x1조 (CA POWER)(철거)¦ HIV 2.5㎟x2조 (CL POWER)(철거)¦ G¦ TRAY (300x100)¦ ECX 5C-2Vx30조 (CAMERA)(기존활용)¦ FR-CVVSB 10C/1.5㎟x2조 (PAN/TILT)¦ FR-CV 3C/4.0㎟x2조 (CA POWER)(철거)¦ HIV 2.5㎟x2조 (CL POWER)(철거)¦ M¦ DOWN TO 지하 3층¦ TRAY (900x150)¦ ECX 5C-2Vx7조 (CAMERA)(기존활용)¦ UTP Cat.5E 4Px8조 (TDI)¦ T-2¦ (P23:200x200x100)¦ ES-4(2)¦ (22) ECX 5C-2Vx2조 (CAMERA)(기존활용)¦ ES-6(2)¦ (22) ECX 5C-2Vx2조 (CAMERA)(기존활용)¦ NOTE¦ 1. 광케이블, 전원/접지케이블 (OF-SM-4Core, CV 3C/2.5㎟)¦ 3. 승강장 ANT설치위치: 열차 진행방향 정거장 시종점부에 설치¦ 2. 광케이블, 전원/접지케이블 (OF-SM-8Core, CV 3C/2.5㎟)¦ OF-SM-4Cx2조 [공간화상)(철거)¦ F-CV 3C/2.5㎟x2조 (공간화상)(철거)¦ OF-SM-4Cx2조 [공간화상)(철거)¦ F-CV 3C/2.5㎟x2조 (공간화상)(철거)¦ FR-CV 3C/6.0㎟x1조 (LSE POWER)¦ FR-CV 3C/6.0㎟x1조 (LSE POWER)¦ FR-CV 3C/6.0㎟x1조 (LSE POWER)¦ FR-CV 3C/6.0㎟x1조 (LSE POWER)¦ FR-CV 3C/6.0㎟x1조 (LSE POWER)¦ OF-MM-12Core(난연)x4조 (TDI)¦ UL 2919-AMESB 24AWG 4Px4조 (TDI)¦ FR-CV 3C/4.0㎟x4조 (TDI POWER)¦ UTP Cat.5E 4Px8조 (TDI)¦ OF-MM-12Core(난연)x4조 (TDI)¦ UL 2919-AMESB 24AWG 4Px4조 (TDI)¦ FR-CV 3C/4.0㎟x4조 (TDI POWER)¦ UTP Cat.5E 4Px8조 (TDI)¦ vmh¦ vmh¦ vmh¦ vmh¦ vmh¦ vmh¦ vmh¦ vmh¦ VMT¦ vmh¦ vmh¦ vmh¦ vmh¦ vmh¦ vmh¦ vmh¦ (28) FR-CV 3C/4.0㎟x1조 (출입구게시기)(철거)¦ (16) UTP Cat 5E 4Px1조 (출입구게시기)(철거)¦ (28) FR-CV 3C/4.0㎟x1조 (출입구게시기)(철거)¦ (16)x2 UTP Cat 5E 4Px1조x2 (출입구게시기)(철거)¦ (28) FR-CV 3C/4.0㎟x1조 (출입구게시기)(철거)¦ (16) UTP Cat 5E 4Px1조 (출입구게시기)(철거)¦ (28) FR-CV 3C/4.0㎟x1조 (출입구게시기)(철거)¦ (16) UTP Cat 5E 4Px1조 (출입구게시기)(철거)¦ (28) FR-CV 3C/4.0㎟x1조 (출입구게시기)(철거)¦ (16) UTP Cat 5E 4Px1조 (출입구게시기)(철거)¦ (28) FR-CV 3C/4.0㎟x1조 (출입구게시기)(철거)¦ (16)x2 UTP Cat 5E 4Px2조 (출입구게시기)(철거)¦ FR-CV 3C/4.0㎟x3조 (출입구게시기)(철거)¦ UTP Cat 5E 4Px6조 (출입구게시기)(철거)¦ FR-CV 3C/4.0㎟x3조 (출입구게시기)(철거)¦ UTP Cat 5E 4Px6조 (출입구게시기)(철거)¦ FR-CV 3C/4.0㎟x3조 (출입구게시기)(철거)¦ UTP Cat 5E 4Px6조 (출입구게시기)(철거)¦ FR-CV 3C/4.0㎟x3조 (출입구게시기)(철거)¦ UTP Cat 5E 4Px6조 (출입구게시기)(철거)¦ FR-CV 3C/4.0㎟x3조 (출입구게시기)(철거)¦ UTP Cat 5E 4Px6조 (출입구게시기)(철거)¦ FR-CV 3C/4.0㎟x3조 (출입구게시기)(철거)¦ UTP Cat 5E 4Px6조 (출입구게시기)(철거)¦ D¦ D¦ D¦ D¦ ELEC-1¦ vmh¦ L¦ D¦ D¦ D¦ (P26:200x200x100)¦ D¦ 임대상가2¦ N¦ UTP Cat.5E 4Px4조 (대합실게시기)(철거)¦ FR-CV 3C/4.0㎟x1조 (대합실게시기 POWER)(기존활용)¦ N¦ UTP Cat.5E 4Px2조 (대합실게시기)(철거)¦ FR-CV 3C/4.0㎟x1조 (대합실게시기 POWER)(기존활용)¦ UTP Cat.5E 4Px4조 (대합실게시기)(철거)¦ FR-CV 3C/4.0㎟x1조 (대합실게시기 POWER)(기존활용)¦ UTP Cat.5E 4Px4조 (대합실게시기)(철거)¦ FR-CV 3C/4.0㎟x1조 (대합실게시기 POWER)(기존활용)¦ UTP Cat.5E 4Px4조 (대합실게시기)(철거)¦ FR-CV 3C/4.0㎟x1조 (대합실게시기 POWER)(기존활용)¦ UTP Cat.5E 4Px2조 (대합실게시기)(철거)¦ FR-CV 3C/4.0㎟x1조 (대합실게시기 POWER)(기존활용)¦ UTP Cat.5E 4Px2조 (대합실게시기)(철거)¦ FR-CV 3C/4.0㎟x1조 (대합실게시기 POWER)(기존활용)¦ UTP Cat.5E 4Px2조 (대합실게시기)(철거)¦ FR-CV 3C/4.0㎟x1조 (대합실게시기 POWER)(기존활용)¦ UTP Cat.5E 4Px4조 (대합실게시기)(철거)¦ FR-CV 3C/4.0㎟x1조 (대합실게시기 POWER)(기존활용)¦ (철거)¦ (철거)¦ (철거)¦ HIV 1.5㎟x4조 (CLOCK)(철거)¦ HIV 1.5㎟x4조 (CLOCK)(철거)¦ HIV 1.5㎟x4조 (CLOCK)(철거)¦ HIV 1.5㎟x2조 (CLOCK)(철거)¦ HIV 1.5㎟x4조 (CLOCK)(철거)¦ HIV 1.5㎟x2조 (CLOCK)(철거)¦ HIV 1.5㎟x2조 (CLOCK)(철거)¦ HIV 1.5㎟x4조 (CLOCK)(철거)¦ (16) HIV 1.5㎟x4조 (CLOCK)(철거)¦ (16) HIV 1.5㎟x2조 (CLOCK)(철거)¦ (16) HIV 1.5㎟x2조 (CLOCK)(철거)¦ HIV 1.5㎟x4조 (CLOCK)(철거)¦ HIV 1.5㎟x4조 (CLOCK)(철거)¦ L=6.5M¦ (철거)¦ (철거)¦ (철거)¦ 지하철 914정거장¦ 당산¦ 국회의사당¦ 여의도¦ 1/400¦ S = 1 / 400¦ 914정거장 CCTV,TDI,시계설비 지하2층 철거평면도(2/2)¦ 914정거장 CCTV,TDI,시계설비 지하2층¦ 철거평면도(2/2)¦ T¦ 7¦ 0¦ 0¦ 5¦ 0¦ 3¦ 4¦ 0¦ 0¦ 6¦ CCTV(기존동축활용)¦ P¦
| 1단계_정거장 - 복사본 | 1단계_정거장 - 복사본 | 031. T7003034-002 914정거장 방송설비 지하1층 신설평면도 (2_2).dwg | P¦ \A1;27,000¦ \A1;7,500¦ \A1;7,500¦ \A1;7,500¦ \A1;7,500¦ \A1;7,500¦ \A1;7,500¦ \A1;8,130¦ \A1;7,500¦ \A1;7,500¦ \A1;7,500¦ \A1;7,500¦ \A1;7,500¦ \A1;7,500¦ \A1;10,000¦ \A1;20,980¦ \A1;5490¦ \A1;5490¦ S = 1 / 400¦ 903정거장 방송설비 지하1층 신설평면도(2/2)¦ 1/400¦ 904정거장 방송설비 지하1층 신설평면도 (1/2)¦ 0¦ 0¦ 0¦ -¦ 0¦ 0¦ 0¦ 0¦ (기설활용)¦ -¦ T¦ 7¦ 0¦ 0¦ 3¦ 0¦ 3¦ 4¦ 0¦ 1¦ 6¦ MATCH LINE DWG No. "S1-TA-S14-DB-015-0"¦ : (16) HIV 1.5㎟x2조¦ NOTE¦ : (16) HIV 1.5㎟x5조¦ : (16) HIV 1.5㎟x6조¦ : (22) HIV 1.5㎟x7조¦ : (22) HIV 1.5㎟x8조¦ : (22) HIV 1.5㎟x10조¦ : (16) HIV 1.5㎟x4조¦ : (16) HIV 1.5㎟x3조¦ KEY PLAN¦ 98,130¦ X09¦ X10¦ X11¦ X12¦ X13¦ X14¦ X15¦ X16¦ X17¦ X18¦ X19¦ X20¦ X21¦ X22¦ Y00¦ Y01¦ Y02¦ Y03¦ DN¦ 본선환기실¦ 공조기계실 2¦ 내부계단 2¦ 914 정거장¦ STA.16km294.519¦ (P2:100x100x100)¦ (16) HIV 1.5㎟x2조 (SP)¦ DOWN TO 지하 2층¦ 벽부형 3W : 2 EA¦ 지하철 914정거장¦ 당산¦ 국회의사당¦ 여의도¦ S = 1 / 400¦ 914정거장 방송설비 지하1층 신설평면도(2/2)¦ 1/400¦ 914정거장 방송설비 지하1층 신설평면도 (2/2)¦ (기설활용)¦ T¦ 7¦ 0¦ 0¦ 3¦ 0¦ 3¦ 4¦ 0¦ 0¦ 2¦
| 1단계_정거장 - 복사본 | 1단계_정거장 - 복사본 | 007. T1001026-003 915정거장 COMMUNICATION CABLE WIRING DIAGRAM.dwg | -¦ T¦ 7¦ 0¦ 0¦ 3¦ 0¦ 3¦ 4¦ 0¦ 1¦ 6¦ 통신기계실¦ 5C-HFBTx1조¦ 임대상가¦ 5C-HFBTx1조¦ 안전관리실¦ 편의점¦ 대합실 분배기함¦ 7C-HFBTx1조 (CATV용)¦ 4D¦ V¦ T¦ A¦ M¦ P¦ (4D)¦ 운영원대기실¦ 통신기계실¦ UTP Cat.5E 4Px2조¦ UTP Cat.5E 4Px2조¦ UTP Cat.5E 4Px2조¦ UTP Cat.5E 25Px1조¦ UTP Cat.5E 25Px1조¦ 공조기계실1¦ 공조기계실2¦ 이동통신기계실¦ 전기실¦ 임대공간¦ 대합실공중전화 (지하1층)¦ 승강장공중전화 (상선)¦ 승강장공중전화 (하선)¦ 운영원대기실¦ UTP Cat.5E 4Px2조¦ 안전관리실¦ 편의점¦ 선¦ 배¦ 반¦ UTP Cat.5E 4Px2조¦ 변전실 (운영원대기실)¦ UTP Cat.5E 25Px1조¦ UTP Cat.5E 4Px3조¦ UTP Cat.5E 4Px3조¦ KT.LINE 100P¦ M¦ KT.MANHOLE¦ COMMUNICATION CABLE BLOCK DIAGRAM¦ [25P]¦ [25P]¦ 대합실공중전화 ¦ [25P]¦ 안전관리실¦ [25P]¦ KT. MANHOLE¦ 승강장공중전화 상선¦ 승강장공중전화 하선¦ M¦ 1¦ 하¦ [TB No.3]¦ [TB No.5] ¦ [TB No.6] ¦ [TB No.4]¦ [25P]¦ [IDF No.1]¦ 인터폰¦ 모장치¦ 층¦ 2¦ 하¦ 지¦ 지¦ 층¦ 배선반 / MIS HUB¦ 변전실¦ [TB No.2]¦ [25P]¦ [25P]¦ [TB No.1]¦ 전기실¦ UTP Cat.5E 4Px3조¦ OF-MM-4Core(난연)x1조¦ HUB¦ MIS¦ UTP Cat.5E 4Px1조¦ 안전관리실¦ 대합실 E/L x 4¦ 인터폰선 0.6x2Px4조¦ 지상 E/L x 2¦ 승강장 E/L x 2¦ 승강장상선 (INT) x 3¦ 인터폰선 0.6x2Px2조¦ 인터폰선 0.6x2Px2조¦ UTP Cat.5E 4Px3조¦ 승강장하선 (INT) x 3¦ UTP Cat.5E 4Px3조¦ 승강장 인터폰 및 장애인 편의설비 CABLE WIRING DIAGRAM¦ HUB 8Port¦ 통신기계실¦ UTP Cat.5E 4Px2조¦ COMMUNICATION CABLE WIRING DIAGRAM¦ TV 공시청설비 CABLE WIRING DIAGRAM¦ 5호선 통신기계실¦ 편의점¦ 인터폰선 0.6x2Px4조¦ UTP Cat.5E 4Px1조¦ 지하1층 Callphone x 11¦ 지하1층 장애인용화장실 x 2¦ 지하2층 Callphone x 8¦ 지하2층 장애인용화장실 x 2¦ UTP Cat.5E 25Px1조¦ 인터폰선 0.6x2Px2조¦ UTP Cat.5E 25Px1조¦ 인터폰선 0.6x2Px2조¦ 인터폰선 0.6x2Px4조¦ 915정거장 COMMUNICATION CABLE WIRING DIAGRAM¦ DIAGRAM¦ S = NONE¦ NONE¦ 지하철 915정거장¦ 국회의사당¦ 여의도¦ 샛강¦ T¦ 1¦ 0¦ 0¦ 1¦ 0¦ 2¦ 6¦ 0¦ 0¦ 3¦ 915정거장 COMMUNICATION CABLE WIRING¦ T¦ IDF¦
| 1단계_정거장 - 복사본 | 1단계_정거장 - 복사본 | 007. T1001026-003 919정거장 COMMUNICATION CABLE WIRING DIAGRAM.dwg | -¦ T¦ 7¦ 0¦ 0¦ 3¦ 0¦ 3¦ 4¦ 0¦ 1¦ 6¦ 안전관리실¦ 대합실 E/L x 4¦ 인터폰선 0.6x2Px4조¦ 지상 E/L x 2¦ 승강장 E/L x 2¦ 장애인용화장실 x 2¦ 승강장상선 (INT) x 3¦ 인터폰선 0.6x2Px2조¦ 인터폰선 0.6x2Px2조¦ UTP Cat.5E 4Px3조¦ 승강장 인터폰 및 장애인 편의설비 CABLE WIRING DIAGRAM¦ 통신기계실¦ 용역원대기실¦ 임대상가 2¦ 5C-HFBTx1조¦ 안전관리실¦ 편의점¦ V¦ T¦ A¦ M¦ P¦ (4D)¦ 대합실 분배기함¦ HFC-12Dx1조 (CATV용)¦ 4D¦ Callphone x 11¦ 승강장하선 (INT) x 3¦ UTP Cat.5E 4Px3조¦ 통신기계실¦ UTP Cat.5E 4Px2조¦ UTP Cat.5E 4Px2조¦ UTP Cat.5E 4Px2조¦ UTP Cat.5E 25Px1조¦ UTP Cat.5E 25Px1조¦ UTP Cat.5E 4Px6조¦ UTP Cat.5E 4Px2조¦ UTP Cat.5E 4Px2조¦ UTP Cat.5E 4Px3조¦ UTP Cat.5E 4Px3조¦ KT.LINE 100P¦ M¦ From: KT.MANHOLE¦ COMMUNICATION CABLE BLOCK DIAGRAM¦ [25P]¦ [25P]¦ 대합실공중전화 ¦ [25P]¦ 안전관리실¦ [25P]¦ KT. MANHOLE¦ 승강장공중전화 상선¦ 승강장공중전화 하선¦ M¦ 1¦ 하¦ [TB No.1]¦ [TB No.5] ¦ [TB No.6] ¦ [TB No.4]¦ [50P]¦ [TB No.3]¦ 인터폰¦ 모장치¦ 층¦ 2¦ 하¦ 지¦ 지¦ 층¦ 배선반 / MIS HUB¦ [TB No.2]¦ UTP Cat.5E 4Px3조¦ UTP Cat.5E 25Px1조¦ HUB¦ MIS¦ 공조기계실-1¦ 공조기계실-2¦ 이동통신기계실¦ 전기실¦ 안전관리실¦ 대합실공중전화 (지하1층)¦ 승강장공중전화 (상선)¦ 승강장공중전화 (하선)¦ 편의점¦ 용역원대기실¦ 임대상가 (1~3)¦ 선¦ 배¦ 반¦ 통신기계실¦ [25P]¦ 전기실¦ COMMUNICATION CABLE WIRING DIAGRAM¦ TV 공시청설비 CABLE WIRING DIAGRAM¦ 편의점¦ 인터폰선 0.6x2Px4조¦ UTP Cat.5E 4Px1조¦ UTP Cat.5E 25Px1조¦ 인터폰선 0.6x2Px2조¦ 인터폰선 0.6x2Px4조¦ 임대상가 1¦ 임대상가 3¦ 919정거장 COMMUNICATION CABLE WIRING DIAGRAM¦ 919정거장 COMMUNICATION CABLE WIRING¦ S = NONE¦ NONE¦ 지하철 919정거장¦ 노들¦ 중앙대입구¦ 동작¦ T¦ 1¦ 0¦ 0¦ 1¦ 0¦ 2¦ 6¦ 0¦ 0¦ 3¦ DIAGRAM¦ T¦
| 1단계_정거장 - 복사본 | 1단계_정거장 - 복사본 | 008. T1001026-004 908정거장 방송설비 CABLE WIRING DIAGRAM.dwg | -¦ T¦ 7¦ 0¦ 0¦ 3¦ 0¦ 3¦ 4¦ 0¦ 1¦ 6¦ 통신기계실¦ 공조기계실1¦ 전기실¦ 편의점¦ 발매기실¦ 임대상가1,2¦ 대합실¦ 화장실 (남,여)¦ 장애인화장실¦ 승강장상선¦ HIV 1.5㎟x2조¦ HIV 1.5㎟x2조¦ HIV 1.5㎟x3조¦ HIV 1.5㎟x4조¦ 지하2층¦ 지하3층¦ 승강장하선¦ 안전관리실¦ 공조기계실2¦ 지하1층¦ 통신기계실¦ 비상전원실¦ 대합실¦ 이동통신기계실¦ 용역원대기실¦ 기능실복도¦ PSD실 (하선)¦ HIV 1.5㎟x3조¦ HIV 1.5㎟x4조¦ x21¦ PSD실 (상선)¦ x21¦ x11¦ x2¦ x2¦ x8¦ x19¦ x2¦ x2¦ x2¦ 예비실, 독서실¦ x2¦ .¦ P¦ A¦ A¦ M¦ P¦ R¦ A¦ C¦ K¦ 예비실, 독서실¦ 외부출입구 2¦ x8¦ 908정거장 방송설비 CABLE WIRING DIAGRAM¦ 908정거장 방송설비 CABLE WIRING DIAGRAM¦ S = NONE¦ NONE¦ 지하철 908정거장¦ 가양¦ 증미¦ 등촌¦ T¦ 1¦ 0¦ 0¦ 1¦ 0¦ 2¦ 6¦ 0¦ 0¦ 4¦
| 1단계_정거장 - 복사본 | 1단계_정거장 - 복사본 | 001~003. T1001001~003 911 정거장 목록표,범례도, 표지,간지.dwg | T¦ 1¦ 0¦ 0¦ 1¦ 0¦ 0¦ 3¦ 0¦ 0¦ 1¦ (공통 상세도)¦ 공통¦ T¦ 1¦ 0¦ 0¦ 0¦ 0¦ 0¦ 0¦ 0¦ 0¦ 0¦ 네트워크장비 통신기기실 실장도¦ 서지보호기 상세도¦ DU 시스템 상세도¦ DU RACK 상세도¦ RRU 시스템 상세도¦ OFD 48C 상세도¦ OFD 24C 상세도¦ FDF 48C 상세도¦ 실내안테나 설치상세도¦ 옥상안테나폴[5M] 상세도¦ 옴니 안테나 상세도¦ 정류기 상세도¦ RACK 접지상세도¦ 수공 상세도[1/2]¦ 수공 상세도[2/2]¦ 수공철개 상세도¦ PIPING 상세도[1/3]¦ PIPING 상세도[2/3]¦ PIPING 상세도[3/3]¦ TERMINAL BOX 상세도¦ 접지함 상세도¦ WALL PULLBOX DETAIL¦ 여자화장실 INTERPHONE DETAIL¦ RACK 바닥고정 설치상세도¦ 광점퍼코드[OJC]상세도¦ 도면번호¦ 구 분¦ 도 면 명¦ 축 척¦ 도면번호¦ 구 분¦ 축 척¦ 도면번호¦ 구 분¦ 축 척¦ 1¦ 2¦ 도면목록표¦ NONE¦ 3¦ NONE¦ 4¦ NONE¦ 5¦ NONE¦ 6¦ 7¦ 8¦ 1/100¦ 9¦ 10¦ 11¦ 12¦ 13¦ 14¦ 15¦ 16¦ 17¦ 18¦ 19¦ 20¦ 21¦ 22¦ 23¦ 24¦ 25¦ 26¦ 도 면 명¦ 도 면 명¦ 1/600¦ NONE¦ 도 면 목 록 표¦ NONE¦ 도 면 목 록 표¦ S = NONE¦ 911정거장 CIRCUIT WIRING SYSTEM DIAGRAM / 철거¦ 911정거장 통신기계실 & 안전관리실 CABLE WIRING DIAGRAM¦ NONE¦ NONE¦ NONE¦ NONE¦ NONE¦ NONE¦ NONE¦ NONE¦ NONE¦ NONE¦ NONE¦ 정거장 통신설비 계통도¦ 범례도¦ 911정거장 ¦ 27¦ 28¦ 29¦ 30¦ 31¦ 32¦ 33¦ 34¦ 35¦ 911정거장 역사 L3스위치 인터페이스 구성도¦ 911(신목동) 역사노드 랙 배치도¦ 36¦ 37¦ 38¦ 39¦ 40¦ 41¦ 42¦ 43¦ 44¦ 공통상세도¦ 45¦ 46¦ NONE¦ NONE¦ NONE¦ NONE¦ NONE¦ 47¦ 48¦ 49¦ 50¦ 51¦ 52¦ 53¦ 54¦ 55¦ 56¦ 57¦ 58¦ 59¦ 60¦ 61¦ 62¦ 63¦ 64¦ 65¦ 66¦ 67¦ 68¦ 69¦ 70¦ 71¦ 72¦ 73¦ 74¦ NONE¦ NONE¦ NONE¦ NONE¦ NONE¦ NONE¦ NONE¦ NONE¦ NONE¦ NONE¦ NONE¦ NONE¦ NONE¦ NONE¦ NONE¦ 심 볼¦ 명 칭¦ 비 고¦ 심 볼¦ 명 칭¦ 비 고¦ ( 36 )¦ ATT¦ 관 로 케 이 블 포 설 (신설)¦ GND¦ MGB¦ 직 매 케 이 블 포 설¦ 트 라 후 내 포 설¦ 천 장 노 출 배 관¦ 케 이 블 접 속¦ 바 닥 배 관¦ 전 선 관 규 격¦ 전 선 관 상 향¦ 전 선 관 하 향¦ 전 선 관 통 과¦ 분 전 반¦ U T P 단 자 함¦ 주 접 지 단 자 함¦ 접 지 단 자 함¦ 천 장 형 풀 박 스¦ 기 설 천 장 형 풀 박 스¦ 벽 부 형 풀 박 스¦ 아 웃 레 트 박 스¦ 인 공¦ 수 공 (신 설)¦ 모 듈 러 잭 (R J - 4 5)¦ 구 내 전 화¦ 역 간 직 통 전 화¦ 사 령 전 화¦ 키 폰 전 화 모 장 치¦ 키 폰 전 화 자 장 치¦ 인 터 폰 자 장 치¦ 모 사 전 송 장 치¦ 콜 폰¦ T V 단 자¦ 장 애 자 용 유 도 음 향 장 치¦ 증 폭 기¦ 천 장 형 스 피 커 (3 W)¦ 벽 부 형 스 피 커 (3 W)¦ 벽 부 형 스 피 커 (3 W)¦ 천 장 형 스 피 커 (5 W)¦ 벽 부 형 스 피 커 (5 W)¦ 컬 럼 형 스 피 커 (20 W)¦ 음 량 조 절 기¦ H I V 1 . 5 ㎟ x 3 조¦ 안 테 나¦ 카 메 라¦ 펜 틸 트 카 메 라¦ 열 차 행 선 안 내 게 시 기¦ 부 모 시 계¦ 자 시 계¦ 사 각 시 계¦ M¦ 방 송 단 자 함¦ P¦ P¦ KP¦ KP¦ H¦ M¦ G¦ PA AMP¦ T¦ 기 설 벽 부 형 풀 박 스¦ INT¦ H o r n 스 피 커 (30 W)¦ 4D¦ AMP¦ T V 분 배 기¦ T V 증 폭 기¦ C/R¦ ACU¦ 출 입 통 제 자 장 치¦ 출 입 통 제 주 장 치¦ 종 단 저 항¦ (200x200x100)¦ (400x500x150)¦ 심 볼¦ 명 칭¦ 비 고¦ SMS¦ ATVM¦ AAM¦ AGM¦ 자 동 발 매 기¦ 자 동 정 산 기¦ 역 단 위 전 산 기¦ 개 집 표 기¦ 케 이 블 트 레 이¦ 일 반 전 화 (국선)¦ KT¦ ATTENUATOR 포함¦ 수치규격표시¦ 수치규격표시¦ 분 배 기¦ D¦ 승 강 장 천 장 노 출 배 관¦ (36) : 수치규격표시¦ 인터폰¦ 모장치¦ 인 터 폰 모 장 치¦ MSC¦ MWS¦ 시스템박스¦ 컬 럼 형 스 피 커 (10 W)¦ INSTALLATION OF DUCT SYSTEM¦ INSTALLATION OF DIRECTBURIED CABLE¦ INSTALLATION OF TROUGH SYSTEM¦ CABLE TRAY¦ CABLE IN CONDUIT CELING EXPOSED¦ CABLE JOINT¦ CABLE IN CONDUIT FLOOR EXPOSED¦ CONDUIT SIZE¦ CONDUIT GOING UPWARD¦ CONDUIT GOING DOWNWARD¦ CONDUIT PASSING¦ POWER DISTRIBUTION BOARD¦ UTP TERMINAL BOX¦ PUBLIC ADDRESS TERMINAL BOX¦ MAIN GROUND BOX¦ EARTH TERMINAL BOX¦ CEILING PULL BOX¦ CEILING PULL BOX¦ WALL PULL BOX¦ WALL PULL BOX¦ MODULAR JACK¦ SYSTEM BOX¦ INTERIOR TELEPHONE¦ MAGNETIC TELEPHONE¦ DISPATCH TELEPHONE¦ KEYPHONE MASTER¦ KEYPHONE SLAVE¦ AUTOMATIC TELEPHONE¦ INTERPHONE MASTER¦ INTERPHONE SLAVE¦ FACSIMILE¦ CALL PHONE¦ OUTLET FOR TV¦ AMPLIFILER¦ SPEAKER (CEILING MOUNTED TYPE)¦ SPEAKER (WALL MOUNTED TYPE)¦ SPEAKER (WALL MOUNTED TYPE)¦ SPEAKER (CEILING MOUNTED TYPE)¦ SPEAKER (WALL MOUNTED TYPE)¦ SPEAKER (COLUMN MOUNTED TYPE)¦ SPEAKER (COLUMN MOUNTED TYPE)¦ SPEAKER (HORN MOUNTED TYPE)¦ ATTENUATOR¦ DISTRIBUTOR FOR TV¦ BOOSTER FOR TV¦ CAMERA FOR CCTV¦ PANTILTED CAMERA¦ DISPLAY FOR TRAIN DESTINATION INDICATION¦ REPEAT ELETRIC CLOCK¦ SLAVE ELECTRIC CLOCK (WALL MOUNTED TYPE)¦ INDEPENDENCE OUTSIDE CLOCK¦ ACCESS CONTROL UNIT¦ CARD READER¦ ANTENNA¦ DISTRIBUTOR FOR RADIO COMMUNICATION¦ DUMMY LOAD¦ STATION MONITORING SYSTEM¦ AUTOMATIC TICKET VENDING MACHINE¦ AUTOMATIC ADD FARE MACHINE¦ AUTOMATIC GATE MACHINE¦ CABLE IN CONDUIT CELING EXPOSED FOR PALTFORM¦ OUTLET BOX¦ Man Hole¦ Hand Hole¦ 토크백¦ 모장치¦ 토 크 백 모 장 치¦ TALK BACK MASTER¦ 수 공 (기 설)¦ H¦ Hand Hole¦ 관 로 케 이 블 포 설 (기설)¦ INSTALLATION OF DUCT SYSTEM¦ 콤바이너¦ c¦ COMBINER¦ 소 방 무 선 접 속 단 자 함¦ RADIO TERMINAL CONNECTION BOX FOR THE FIRE¦ 관 리 역 전 산 기¦ MANAGING STATION COMPUTER¦ 유 지 보 수 전 산 기¦ MAINTENCE WORK STATION¦ 연 선 전 화¦ WAY SIDE TELEPHONE¦ 토 크 백¦ TALK BACK¦ Vmh¦ VMT¦ 환급기¦ V M 수 신 기¦ V M 송 신 기¦ 출 입 구 및 환 승 통 로 안 내 게 시 기¦ L¦ 환 급 기¦ 범 례 도¦ NONE¦ 범 례 표¦ S = NONE¦ 서지보호기 상세도¦ OPDP 상세도¦ RRU 시스템 상세도¦ OFD 48C 상세도¦ FDF 48C 상세도¦ 실내안테나 설치상세도¦ 옴니 안테나 상세도¦ RACK 접지상세도¦ PIPING 상세도[1/3]¦ PIPING 상세도[2/3]¦ PIPING 상세도[3/3]¦ TERMINAL BOX 상세도¦ 접지함 상세도¦ WALL PULLBOX DETAIL¦ 여자화장실 INTERPHONE DETAIL¦ RACK 바닥고정 설치상세도¦ 광점퍼코드[OJC]상세도¦ 방송설비 설치 상세도¦ 천정형 P/T BRACKET 설치 상세도¦ 자시계 외형도¦ 카메라 설치 상세도¦ 행선안내 표시기 외형도¦ 행선안내 표시기 현장 설치도¦ 출입구 및 환승통로 게시기 상세도¦ 출입통제시스템 설치 상세도¦ 종합무선중계설비 상세도¦ 발매기 설치 상세도¦ AFC PIPING DETAIL¦ AGM CHANEL BASE 설치 상세도¦ 무선통신 외부단자 및 공시청 안테나 설치 상세도¦ T1001002-001¦ T1001003-001¦ T1001004-001¦ 911정거장 CIRCUIT WIRING SYSTEM DIAGRAM / 신설¦ T1001026-001¦ T1001026-002¦ 911정거장 종합무선중계,열차무선설비 DIAGRAM¦ 911정거장 종합무선중계설비 지하1,2층 평면도¦ 911정거장 통신기계실 기기배치도 및 바닥 TRAY 설치도¦ T4009924-001¦ T9103026-001¦ T9103075-001¦ T9103066-001¦ NONE¦ T9103038-001¦ T9103038-002¦ T9103038-003¦ T9103038-004¦ T9103038-005¦ T9103038-006¦ T9103038-007¦ T9103038-008¦ T9103038-009¦ T9103038-010¦ T9103038-011¦ T9103038-012¦ T9103038-013¦ T9103038-014¦ T9103038-015¦ T9103038-016¦ T9103038-017¦ T9103038-018¦ T9103038-019¦ T9103038-020¦ T9103038-021¦ T9103038-022¦ T9103038-023¦ T9103038-024¦ T9103038-025¦ T9103038-026¦ T9103038-027¦ T9103038-028¦ T9103038-029¦ T9103038-030¦ 911정거장 AFC SYSTEM DIAGRAM¦ 911정거장 AFC SYSTEM DIAGRAM / 철거¦ 911정거장 AFC CABLE WIRING DIAGRAM¦ 911정거장 AFC CABLE WIRING DIAGRAM / 철거¦ 911정거장 출입통제설비 CABLE WIRING DIAGRAM ¦ 911정거장 출입통제설비 CABLE WIRING DIAGRAM / 철거¦ T7001034-001¦ T7001034-002¦ T7001034-003¦ T7001034-004¦ T7001034-005¦ T7001034-006¦ T7001034-007¦ T7001034-008¦ T7003034-001¦ T7003034-002¦ T7003034-003¦ T7003034-004¦ T7005034-001¦ T7005034-002¦ T7005034-003¦ T7005034-004¦ T7005034-005¦ T7005034-006¦ T7005034-007¦ T7005034-008¦ 911정거장 AFC설비 지하2층 평면도 ¦ T5001034-001¦ 911정거장 출입통제설비 지하1,2층 평면도 (1/2)¦ T7009934-001¦ T7009934-002¦ T7009934-003¦ T7009934-004¦ 911정거장 출입통제설비 지하1,2층 평면도 (2/2)¦ 911정거장 출입통제설비 지하1,2층 철거평면도 (2/2)¦ T1001026-003¦ T1001026-004¦ T1001026-005¦ T1001026-006¦ T1001026-007¦ T1001026-008¦ T1001026-009¦ T1001026-010¦ T1001026-011¦ T1001026-012¦ T1001026-013¦ 1/400¦ 911정거장 출입통제설비 지하1,2층 철거평면도 (1/2)¦ 1/400¦ 1/400¦ 1/400¦ 1/400¦ 911정거장 COMMUNICATION CABLE WIRING DIAGRAM¦ 911정거장 전화설비 지하1,2층 신설평면도 (1/2)¦ 911정거장 CCTV,TDI,시계설비 CABLE WIRING DIAGRAM¦ 911정거장 CCTV,TDI,시계설비 지하1,2층 신설평면도 (1/2)¦ 911정거장 안전관리실 기기배치도 및 바닥 TRAY 설치도¦ 911정거장 전화설비 지하1,2층 신설평면도 (2/2)¦ 911정거장 전화설비 지하3층 신설평면도(1/2)¦ 911정거장 전화설비 지하3층 신설평면도(2/2)¦ 911정거장 전화설비 지하1,2층 철거평면도 (1/2)¦ 911정거장 전화설비 지하1,2층 철거평면도 (2/2)¦ 911정거장 전화설비 지하3층 철거평면도(1/2)¦ 911정거장 전화설비 지하3층 철거평면도(2/2)¦ 911정거장 CCTV,TDI,시계설비 지하1,2층 신설평면도 (2/2)¦ 911정거장 CCTV,TDI,시계설비 지하3층 신설평면도(1/2)¦ 911정거장 CCTV,TDI,시계설비 지하3층 신설평면도(2/2)¦ 911정거장 CCTV,TDI,시계설비 지하1,2층 철거평면도 (1/2)¦ 911정거장 CCTV,TDI,시계설비 지하1,2층 철거평면도 (2/2)¦ 911정거장 CCTV,TDI,시계설비 지하3층 철거평면도(1/2)¦ 911정거장 CCTV,TDI,시계설비 지하3층 철거평면도(2/2)¦ 911정거장 방송설비 지하1,2층 신설평면도 (2/2)¦ 911정거장 방송설비 지하3층 신설평면도(1/2)¦ 911정거장 방송설비 지하3층 신설평면도(2/2)¦ 911정거장 방송설비 지하1,2층 신설평면도 (1/2)¦ 911정거장 방송설비 CABLE WIRING DIAGRAM¦ NONE¦ NONE¦ NONE¦ NONE¦ NONE¦ NONE¦ NONE¦ NONE¦ NONE¦ NONE¦ NONE¦ 1/400¦ 1/400¦ 1/400¦ 1/400¦ 1/400¦ 1/400¦ 1/400¦ 1/400¦ 1/400¦ 1/400¦ 1/400¦ 1/400¦ 1/400¦ 1/400¦ 1/400¦ 1/400¦ 1/400¦ 1/400¦ 1/400¦ 1/400¦ 911정거장 AFC설비 지하2층 장비배치도¦ 911정거장 AFC설비 지하2층 장비배치도 / 철거¦ T9103066-002¦ T9103066-003¦ T9103066-004¦ 1/600¦ 1/600¦ 1/50¦ 75¦ 76¦ 77¦ 78¦ T¦ 공통¦ 1¦ 0¦ 0¦ 1¦ 0¦ 0¦ 2¦ 0¦ 0¦ 1¦ 서울시메트로9호선(주) 대체투자(신호 및 통신설비) 타당성조사, 기본 및 실시설계 용역¦ 실 시 설 계 도 면¦ 2019. 03. ¦ [ 통신 설비-911정거장 ]¦ (주)안세기술 컨소시엄¦ 서울시메트로 9호선(주)¦ 서울시메트로9호선(주) 대체투자(신호 및 통신설비) 타당성조사, 기본 및 실시설계 용역¦ 실 시 설 계 도 면¦ 2019. 03. ¦ [ 통신 설비-905정거장 ]¦ (주)안세기술 컨소시엄¦ 서울시메트로 9호선(주)¦ (911 정거장)¦
| 1단계_정거장 - 복사본 | 1단계_정거장 - 복사본 | 008. T1001026-004 913정거장 방송설비 CABLE WIRING DIAGRAM.dwg | -¦ T¦ 7¦ 0¦ 0¦ 3¦ 0¦ 3¦ 4¦ 0¦ 1¦ 6¦ 신호통신기계실¦ 지하1층¦ 사무실¦ 대기실 (남,여)¦ 작업장 (전기)¦ 작업장 (통신/AFC)¦ 작업장 (신호)¦ 작업장 (건축/토목)¦ 창고 x 5¦ 승무대기실 (남)¦ 승무대기실 (여)¦ 승무원락카룸 (남,여)¦ 임대상가¦ 이동통신기계실¦ 용역원대기실¦ 편의점¦ 발매기실¦ 화장실(남,여)¦ 장애자용화장실¦ 대합실¦ 공조기계실-1¦ 공조기계실-2¦ 전기실¦ 비상전원실¦ 지구대사무실¦ 지구대장실¦ 창고¦ 내무반¦ 발매기실¦ 화장실(남,여)¦ 장애자용화장실¦ 대합실¦ 지하2층¦ 신호통신기계실¦ 안전관리실¦ 승강장상선¦ 승강장하선¦ PSD실¦ 지하3층¦ HIV 1.5㎟x3조¦ HIV 1.5㎟x3조¦ HIV 1.5㎟x2조¦ HIV 1.5㎟x4조¦ HIV 1.5㎟x2조¦ HIV 1.5㎟x4조¦ x2¦ x2¦ x5¦ x2¦ x43¦ x3¦ x2¦ x2¦ x2¦ x2¦ x3¦ x2¦ x75¦ 작업장 (설비)¦ x2¦ x2¦ 기능실 복도¦ 탈의실¦ x8¦ x5¦ x18¦ x18¦ x4¦ x4¦ 분소탈의실 (남,여)¦ 분소락카룸 (남,여)¦ x2¦ x2¦ .¦ P¦ A¦ A¦ M¦ P¦ R¦ A¦ C¦ K¦ x2¦ 913정거장 방송설비 CABLE WIRING DIAGRAM¦ 913정거장 방송설비 CABLE WIRING DIAGRAM¦ S = NONE¦ NONE¦ 지하철 913정거장¦ 선유도¦ 당산¦ 국회의사당¦ T¦ 1¦ 0¦ 0¦ 1¦ 0¦ 2¦ 6¦ 0¦ 0¦ 4¦
| 1단계_정거장 - 복사본 | 1단계_정거장 - 복사본 | 012. T1001026-008 916정거장 AFC SYSTEM DIAGRAM (철거).dwg | ATVM¦ ATVM¦ 02¦ 01¦ L-AFC-1-분전반¦ 통신기계실¦ MAIN POWER¦ 접지단자함¦ AGM6¦ [ 비상게이트 ]¦ AGM8¦ AGM8¦ 01¦ 02¦ 03¦ CONTROL¦ EM.GATE¦ BOX¦ 안전관리실¦ BOX¦ DPC¦ COM¦ INTER¦ COMMS¦ S/W HUB¦ 화재¦ 수신반¦ 통로안내표시기¦ AAM¦ 01¦ 주제어장치¦ D/I MUX¦ I/F¦ S/W HUB¦ AIS¦ SMS¦ AIM¦ Cross Cable¦ AGM10¦ 06¦ AIM¦ 04¦ AGM8¦ 05¦ AGM8¦ Cross Cable¦ Cross Cable¦ Cross Cable¦ Cross Cable¦ Cross Cable¦ GROUND¦ 접지단자함¦ MAIN¦ 승강장¦ NO.08 (AGM10)¦ H U B¦ AGM11¦ 07¦ AGM12¦ 08¦ 분전반~AAM, AGM, SMS, ATVM, AIM¦ : IN USE¦ 접지반~AAM, AGM, SMS, ATVM¦ EM. GATE¦ MAIN GROUND¦ INTERCOM~ATVM, AAM¦ SMS(S/W HUB)~TOM, AGM, ATVM¦ D/I MUX(ROUTER)~SMS(S/W HUB)¦ NOTE¦ 화재수신반~DPC BOX¦ I/F¦ DPC¦ DPC SW~AGM(DPC)¦ : FR-CV 3C/4.0㎟¦ : F-GV 4.0㎟¦ : FR-CV 2C/4.0㎟¦ : F-GV 50㎟¦ : CPEV 0.65/5P, STP Cat.5E 4P¦ : STP Cat.5E 4Px1조¦ : STP Cat.5E 4Px1조¦ : CPEV 0.9x5P¦ : Interface Unit¦ : Direct Power Control¦ : FR-CVVS 4C/2.5㎟¦ INTERCOM~EM.GATE¦ : UTP Cat.5E 4P¦ AIS~AIM¦ : OF-SM-2Core¦ : UTP Cat.5E 4P¦ AIS~AIM¦ 환급기¦ 01¦ 916정거장 AFC SYSTEM DIAGRAM (철거)¦ 916정거장 AFC SYSTEM DIAGRAM (철거)¦ S = NONE¦ NONE¦ 지하철 916정거장¦ 여의도¦ 샛강¦ 노량진¦ 8¦ 0¦ 0¦ T¦ 1¦ 0¦ 0¦ 1¦ 0¦ 2¦ 6¦
| 1단계_정거장 - 복사본 | 1단계_정거장 - 복사본 | 034. T7005034-005 908정거장 CCTV,TDI,시계설비 지하1층 철거평면도.dwg | ACU¦ CCTV¦ P¦ \A1;1,100¦ \A1;1,100¦ \A1;22,500¦ \A1;22,500¦ \A1;37,500¦ \A1;22,500¦ \A1;7,500¦ \A1;7,500¦ \A1;7,500¦ \A1;7,500¦ \A1;7,500¦ \A1;7,500¦ \A1;7,500¦ \A1;7,500¦ \A1;7,500¦ \A1;7,500¦ \A1;7,500¦ \A1;7,500¦ \A1;7,500¦ \A1;105,000¦ \A1;7,500¦ \A1;7,150¦ \A1;7,150¦ \A1;22,700¦ \A1;3,100¦ \A1;3,100¦ L¦ \A1;3,500¦ \A1;3,500¦ \A1;11,788¦ \A1;15,288¦ \A1;60,334¦ (철거)¦ C/R¦ (16) ECX 5C-2Vx1조 (CAMERA)(기존활용)¦ DOWN TO 지하 1층¦ A¦ ECX 5C-2Vx1조 (CAMERA)(기존활용)¦ B¦ (28) ECX 5C-2Vx3조 (CAMERA)(기존활용)¦ C¦ FR-CVVSB 10C/1.5㎟x1조 (PAN TILT)(철거)¦ ECX 5C-2Vx5조 (CAMERA)(기존활용)¦ FR-CV 3C/4.0㎟x1조 (CA POWER)(철거)¦ HIV 2.5㎟x2조 (CL POWER)(철거)¦ TRAY (300x100)¦ D¦ UTP Cat.5E 25Px1조 (CONSOLE)¦ ECX 5C-2Vx19조 (CAMERA)(기존활용)¦ FR-CV 3C/4.0㎟x2조 (CA POWER)(철거)¦ DOWN TO 지하 2층¦ UTP Cat.5E 4Px4조 (CONSOLE)¦ FR-CVVSB 10C/1.5㎟x2조 (PAN TILT)(철거)¦ TRAY (900x150)¦ HIV 2.5㎟x2조 (CL POWER)(철거)¦ F¦ G¦ (16) HIV 2.5㎟x2조 (CLOCK)(철거)¦ E¦ ECX 5C-2Vx30조 (CAMERA)(기존활용)¦ DOWN TO 통신기계실 ACCESS FLOOR¦ TRAY (600x150)¦ FR-CVVSB 10C/1.5㎟x3조 (PAN TILT)(철거)¦ FR-CV 3C/4.0㎟x3조 (CA POWER)(철거)¦ HIV 2.5㎟x4조 (CL POWER)(철거)¦ Y00¦ Y04¦ Y08¦ Y03¦ Y05¦ X12¦ X13¦ X14¦ X15¦ X16¦ X17¦ X18¦ X19¦ X20¦ X21¦ X22¦ X23¦ X24¦ X25¦ X26¦ DN¦ DN¦ 공조기계실¦ 물탱크실¦ 전기실¦ CO2 실¦ 비상전원실¦ 통신기계실¦ 복 도¦ 용역원대기실¦ 대합실¦ 통 로¦ 내부계단1¦ 외부출입구1¦ 외부출입구2¦ 외부출입구3¦ 외부출입구4¦ UP¦ UP¦ UP¦ UP¦ DN¦ 외부엘리베이터¦ 908 정거장¦ STA.9km840.167¦ (P1:200x200x100)¦ (P2:200x200x100)¦ (P8:200x200x100)¦ (P9:200x200x100)¦ (P11:200x200x100)¦ (P7:200x200x100)¦ (P5:200x200x100)¦ (P4:200x200x100)¦ (P6:200x200x100)¦ ELE-2¦ COMM-1¦ ES-4¦ ES-5(1) ¦ C-1¦ ES-3¦ ES-2¦ ES-1¦ ELEC-1¦ 지상E/L¦ (16) ECX 5C-2Vx1조 (CAMERA)(기존활용)¦ ELE-1¦ (16) ECX 5C-2Vx1조 (CAMERA)(기존활용)¦ (22) ECX 5C-2Vx2조 (CAMERA)(기존활용)¦ (16) ECX 5C-2Vx1조 (CAMERA)(기존활용)¦ (16) ECX 5C-2Vx1조 (CAMERA)(기존활용)¦ (16) ECX 5C-2Vx1조 (CAMERA)(기존활용)¦ (16) ECX 5C-2Vx1조 (CAMERA)(기존활용)¦ (16) ECX 5C-2Vx1조 (CAMERA)(기존활용)¦ (22) ECX 5C-2Vx2조 (CAMERA)(기존활용)¦ (16) ECX 5C-2Vx1조 (CAMERA)(기존활용)¦ (16) ECX 5C-2Vx1조 (CAMERA)(기존활용)¦ (28) FR-CV 3C/4.0㎟x1조 (CA POWER)(철거)¦ (22) ECX 5C-2Vx2조 (CAMERA)(기존활용)¦ HIV 2.5㎟x2조 (CL POWER)(철거)¦ FR-CVVSB 10C/1.5㎟x1조 (PAN TILT)(철거)¦ FR-CV 3C/4.0㎟x1조 (CA POWER)(철거)¦ ECX 5C-2Vx4조 (CAMERA)(기존활용)¦ A¦ D¦ F¦ G¦ H¦ (36) FR-CVVSB 10C/1.5㎟x1조 (PAN/TILT)(철거)¦ B¦ C¦ E¦ (P12:300x300x200)¦ (P3:200x200x100)¦ UP TO 지상 E/L¦ (P10:200x200x100)¦ 이동통신기계실¦ vmh¦ OF-SM-4Cx1조 [공간화상)(철거)¦ F-CV 3C/2.5㎟x2조 (공간화상)(철거)¦ OF-SM-8Cx1조 [공간화상)(철거)¦ OF-SM-4Cx1조 [공간화상)(철거)¦ F-CV 3C/2.5㎟x2조 (공간화상)(철거)¦ OF-SM-8Cx1조 [공간화상)(철거)¦ NOTE¦ 1. 광케이블, 전원/접지케이블 (OF-SM-4Core, CV 3C/2.5㎟)¦ 3. 승강장 ANT설치위치: 열차 진행방향 정거장 시종점부에 설치¦ 2. 광케이블, 전원/접지케이블 (OF-SM-8Core, CV 3C/2.5㎟)¦ FR-CV 3C/6.0㎟x1조 (LSE POWER)¦ FR-CV 3C/6.0㎟x1조 (LSE POWER)¦ TRAY (300x100)¦ TRAY (300x100)¦ HIV 2.5㎟x2조 (CL POWER)(철거)¦ FR-CVVSB 10C/1.5㎟x1조 (PAN TILT)(철거)¦ FR-CV 3C/4.0㎟x1조 (CA POWER)(철거)¦ ECX 5C-2Vx4조 (CAMERA)(기존활용)¦ TRAY (300x100)¦ vmh¦ vmh¦ vmh¦ vmh¦ vmh¦ vmh¦ VMT¦ vmh¦ ES-5(2)¦ vmh¦ (28) FR-CV 3C/4.0㎟x1조 (출입구게시기)(철거)¦ (16) UTP Cat 5E 4Px1조 (출입구게시기)(철거)¦ (28) FR-CV 3C/4.0㎟x1조 (출입구게시기)(철거)¦ (16) UTP Cat 5E 4Px1조 (출입구게시기)(철거)¦ (28) FR-CV 3C/4.0㎟x1조 (출입구게시기)(철거)¦ (16)x2 UTP Cat 5E 4Px1조x2 (출입구게시기)(철거)¦ H¦ (28) ECX 5C-2Vx3조 (CAMERA)(기존활용)¦ (28) FR-CV 3C/4.0㎟x1조 (출입구게시기)(철거)¦ (16)x2 UTP Cat 5E 4Px1조x2 (출입구게시기)(철거)¦ (28) FR-CV 3C/4.0㎟x1조 (출입구게시기)(철거)¦ (16) UTP Cat 5E 4Px1조 (출입구게시기)(철거)¦ (28) FR-CV 3C/4.0㎟x1조 (출입구게시기)(철거)¦ (16) UTP Cat 5E 4Px1조 (출입구게시기)(철거)¦ (28) FR-CV 3C/4.0㎟x1조 (출입구게시기)(철거)¦ (16) UTP Cat 5E 4Px1조 (출입구게시기)(철거)¦ H¦ FR-CV 3C/4.0㎟x1조 (출입구게시기)(철거)¦ UTP Cat 5E 4Px2조 (출입구게시기)(철거)¦ FR-CV 3C/4.0㎟x2조 (출입구게시기)(철거)¦ UTP Cat 5E 4Px4조 (출입구게시기)(철거)¦ FR-CV 3C/4.0㎟x2조 (출입구게시기)(철거)¦ UTP Cat 5E 4Px4조 (출입구게시기)(철거)¦ FR-CV 3C/4.0㎟x2조 (출입구게시기)(철거)¦ UTP Cat 5E 4Px4조 (출입구게시기)(철거)¦ MATCH LINE¦ (22) ECX 5C-2Vx2조 (CAMERA)(기존활용)¦ (28) FR-CV 3C/4.0㎟x1조 (출입구게시기)(철거)¦ (16) UTP Cat 5E 4Px1조 (출입구게시기)(철거)¦ 외부출입구2¦ UP¦ X26¦ MATCH LINE¦ (철거)¦ (철거)¦ (철거)¦ (철거)¦ (철거)¦ (철거)¦ HIV 1.5㎟x2조 (CLOCK)(철거)¦ HIV 1.5㎟x4조 (CLOCK)(철거)¦ HIV 1.5㎟x4조 (CLOCK)(철거)¦ HIV 1.5㎟x6조 (CLOCK)(철거)¦ (16) HIV 1.5㎟x2조 (CLOCK)(철거)¦ HIV 1.5㎟x2조 (CLOCK)(철거)¦ (16) HIV 1.5㎟x2조 (CLOCK)(철거)¦ (16) HIV 1.5㎟x2조 (CLOCK)(철거)¦ HIV 1.5㎟x4조 (CLOCK)(철거)¦ (철거)¦ (철거)¦ (16) HIV 2.5㎟x2조 (CLOCK)(철거)¦ 지하철 908정거장¦ 가양¦ 증미¦ 등촌¦ 1/400¦ S = 1 / 400¦ 908정거장 CCTV,TDI,시계설비 지하1층 철거평면도¦ 908정거장 CCTV,TDI,시계설비 지하1층¦ 철거평면도¦ T¦ 7¦ 0¦ 0¦ 5¦ 0¦ 3¦ 4¦ 0¦ 0¦ 5¦ CCTV(기존동축활용)¦ P¦
| 1단계_정거장 - 복사본 | 1단계_정거장 - 복사본 | 014. T1001026-010 915정거장 AFC SYSTEM DIAGRAM (2_2) (환승구간) (철거).dwg | L-AFC-1-분전반¦ 환승용¦ 접지단자함¦ CONTROL¦ EM.GATE¦ BOX¦ 안전관리실¦ BOX¦ DPC¦ COM¦ INTER¦ COMMS¦ S/W HUB¦ 화재¦ 수신반¦ 통로안내표시기¦ 주제어장치¦ AIS¦ SMS¦ NO.2¦ 광S/W HUB¦ NO.1¦ 광S/W HUB¦ 05¦ AGM10/11¦ AGM6¦ [ 비상게이트 ]¦ AGM8¦ AGM8¦ 01¦ 02¦ 03¦ Cross Cable¦ Cross Cable¦ Cross Cable¦ Cross Cable¦ AGM8¦ 04¦ Cross Cable¦ NO.06 (AGM12)¦ H U B¦ 06¦ AGM12¦ AAM¦ 02¦ AAM¦ 01¦ AGM6¦ [ 비상게이트 ]¦ AGM8¦ AGM8¦ 08¦ 09¦ 11¦ 12¦ AGM8¦ 10¦ Cross Cable¦ Cross Cable¦ Cross Cable¦ Cross Cable¦ NO.12 (AGM12)¦ H U B¦ AAM¦ 04¦ AAM¦ 03¦ 분전반~AAM, AGM, SMS, ATVM¦ : IN USE¦ 접지반~AAM, AGM, SMS, ATVM¦ EM. GATE¦ MAIN GROUND¦ INTERCOM~ATVM, AAM¦ SMS(S/W HUB)~광S/W HUB¦ D/I MUX(ROUTER)~SMS(S/W HUB)¦ NOTE¦ 화재수신반~DPC BOX¦ I/F¦ DPC¦ DPC SW~AGM(DPC)¦ : FR-CV 3C/6.0㎟¦ : F-GV 4.0㎟¦ : FR-CV 2C/4.0㎟¦ : F-GV 50㎟¦ : CPEV 0.65/5P, STP Cat.5E 4P¦ : OF-MM-8C¦ : STP Cat.5E 4Px1조¦ : CPEV 0.9x5P¦ : Interface Unit¦ : Direct Power Control¦ : FR-CVVS 4C/2.5㎟¦ INTERCOM~EM.GATE¦ : UTP Cat.5E 4P¦ 광S/W HUB~AGM, AAM¦ : STP Cat.5E 4Px1조¦ AGM10/11¦ AGM12¦ 07¦ Cross Cable¦ 915정거장 AFC SYSTEM DIAGRAM (2/2) (환승구간) (철거)¦ 915정거장 AFC SYSTEM DIAGRAM (2/2) (환승구간) (철거)¦ S = NONE¦ NONE¦ 지하철 915정거장¦ 국회의사당¦ 여의도¦ 샛강¦ 0¦ 0¦ 1¦ T¦ 1¦ 0¦ 0¦ 1¦ 0¦ 2¦ 6¦
| 1단계_정거장 - 복사본 | 1단계_정거장 - 복사본 | 043. T4009934-001 907정거장 종합무선중계설비 지하1층 평면도 (1_2).dwg | 2D¦ C¦ H¦ -¦ T¦ 0¦ 0¦ 0¦ 0¦ 0¦ 0¦ 0¦ 0¦ 0¦ 0¦ P¦ \A1;5,000¦ \A1;5,000¦ \A1;13,900¦ \A1;13,900¦ \A1;27,800¦ \A1;5,000¦ \A1;5,000¦ \A1;5,000¦ \A1;5,000¦ \A1;5,000¦ \A1;5,000¦ \A1;5,000¦ \A1;5,000¦ \A1;5,000¦ \A1;5,000¦ \A1;5,000¦ \A1;5,000¦ \A1;5,000¦ \A1;5,000¦ \A1;5,000¦ \A1;2,500¦ \A1;2,500¦ \A1;132,500¦ \A1;5,000¦ \A1;5,000¦ \A1;5,000¦ \A1;5,000¦ \A1;7,500¦ \A1;7,500¦ \A1;7,500¦ T¦ 0¦ 0¦ 0¦ 0¦ 0¦ 0¦ 0¦ 0¦ 0¦ 0¦ 양천향교¦ 가양¦ 증미¦ HFC-12D-FR (신설)¦ HFC-12D-FR (신설)¦ HFC-12D-FR (신설)¦ HFC-12D-FR (신설)¦ 2D¦ 2D¦ 2D¦ 3D¦ (28) HFC-12D-FR (무선통신)¦ (28) HFC-12D-FR (무선통신)¦ HFC-12D-FR (DU용GPS)¦ P¦ 수공¦ P¦ H¦ (16)UTP 4Px1조 (라디오송수신제어)¦ (16)UTP 4Px1조 (라디오송수신제어)¦ UTP 4Px1조 (라디오송수신제어)¦ TRAY (900x150)¦ DOWN TO 지하 2층¦ 무선통신단자함¦ TO: 환기구¦ UTP Cat.5E 4Px1조 (라디오송수신제어)¦ (P1:500x500x300)¦ (54) SPARE (경찰통신)¦ (54)x2 SPARE (이동통신기계실)¦ P¦ UTP Cat.5E 4Px2조 (라디오송수신제어)¦ UTP 4Px1조 (라디오 송수신제어)¦ C¦ (54) SPARE (경찰통신)¦ 2D¦ HFC-22D-FRx1조 (승강장 복합통신)¦ (28) HFC-12D-FR (대합실 복합통신)¦ P¦ P¦ 2D¦ 종합무선중계장치¦ A¦ (54) SPARE (경찰통신)¦ (54)x2 SPARE (이동통신기계실)¦ MATCH LINE¦ B¦ (28) HFC-12D-FR (대합실 복합통신)¦ (28) HFC-12D-FR (콘솔내접속단자)¦ (54)x2 SPARE (이동통신기계실)¦ (28) HFC-12D-FR (대합실 복합통신)¦ (28) HFC-12D-FR (대합실 복합통신)¦ DOWN TO 기계실 바닥¦ (54)x2 SPARE (이동통신기계실)¦ (28) HFC-12D-FR (대합실 복합통신)¦ (28) HFC-12D-FR (콘솔내접속단자)¦ (54) SPARE (경찰통신)¦ (54)x2 SPARE (이동통신기계실)¦ (28) HFC-12D-FR (대합실 복합통신)¦ (28) HFC-12D-FR (콘솔내접속단자)¦ (54) SPARE (경찰통신)¦ (54)x2 SPARE (이동통신기계실)¦ (28) HFC-12D-FR (콘솔내접속단자)¦ (54) SPARE (경찰통신)¦ (54)x2 SPARE (이동통신기계실)¦ (P8:100x100x100)¦ (P7:100x100x100)¦ (P4:500x500x300)¦ (P5:500x500x300)¦ (P6:100x100x100)¦ (P3:500x500x300)¦ (500x500x300)¦ (P2:500x500x300)¦ P¦ P¦ P¦ P¦ TO: 콘솔내접속단자 ¦ P¦ HFC-22D-FRx2조 (승강장 복합통신)¦ HFC-12D-FR (대합실 복합통신)¦ HFC-12D-FR (무선통신)¦ TRAY (600x150)¦ DOWN TO 신호통신기계실 ACCESS FLOOR¦ B¦ HFC-12D-FR (콘솔내접속단자)¦ TRAY (900x150)¦ DOWN TO 지하 2층¦ A¦ HFC-22D-FR (승강장 복합통신)¦ MATCH LINE DWG No. "S1-TA-S07-DB-025-0"¦ 외부출입구¦ STA.9km100.167¦ 907 정거장¦ 내부계단¦ 내부계단¦ UP¦ UP¦ UP¦ UP¦ DN¦ DN¦ DN¦ DN¦ DN¦ DN¦ CO2 실¦ 이동통신기계실¦ 공조기계실¦ 연결통로¦ 물탱크실¦ 복 도¦ 전 기 실¦ 신호,통신기계실¦ 비상 전원실¦ 승차권 창고¦ 안전관리실¦ 발매기실¦ Y02¦ Y01¦ Y00¦ X00¦ X18¦ X17¦ X16¦ X15¦ X14¦ X13¦ X08¦ X12¦ X11¦ X10¦ X09¦ X07¦ X06¦ X05¦ X04¦ X03¦ X02¦ X01¦ X-1¦ X-2¦ X-3¦ X-4¦ X-5¦ X-6¦ X-7¦ X-8¦ KEY PLAN¦ MATCH LINE¦ 2D¦ 2D¦ 2D¦ (28) HFC-12D-FR (무선통신)¦ HFC-12D-FR (DU용GPS)¦ HFC-12D-FR (DU용GPS)¦ 2D¦ 3D¦ 907정거장 열차무선설비 지하1층 평면도 (1/2)¦ 907정거장 열차무선설비 지하1층 평면도 (1/2)¦ S = 1 / 400¦ 1/400¦ 양천향교¦ 가양¦ 증미¦ T¦ 4¦ 0¦ 0¦ 9¦ 9¦ 3¦ 4¦ 0¦ 0¦ 1¦ P¦
| 1단계_정거장 - 복사본 | 1단계_정거장 - 복사본 | 008. T1001026-004 902정거장 방송설비 CABLE WIWING DIGRAM.dwg | CABLE WIRING DIAGRAM(9호선)¦ UTP CAT.5 4PX3¦ ELEV INT¦ AMP¦ RACK¦ REMOTE¦ SHIELD DATA CABLE 2464-24AWGX60C¦ PANEL¦ CONTROL¦ CPEV-S 5P/.9¦ UTP CAT.5 25X2¦ UTP CAT.5 4PX3¦ UTP CAT.5 4PX1¦ UTP CAT.5 25P¦ 운전 취급실¦ UTP CAT.5 25P¦ 통 신 실¦ B1¦ UTP CAT.5 25P¦ UTP CAT.5 25P¦ B2¦ 매 표 소¦ B1¦ 예 비 실¦ B1¦ UTP CAT.5 25PX4¦ UTP CAT.5 4PX2¦ FROM KT MANHOLE¦ UTP CAT.5 25P¦ 공중전화(B1)¦ B1¦ ELEV INT¦ B3¦ 남,여 화장실 INT¦ B4¦ UTP CAT.5 25P¦ 200P(KT)¦ B1¦ KT.UTP TB(B1)¦ UTP CAT.5 25P¦ 공중전화(B3)-1¦ 공중전화(B3)-2¦ M¦ 공중전화(B4)¦ UTP CAT.5 25P¦ B1¦ B3-1¦ B3-2¦ B4¦ UTP CAT.5 25P¦ UTP CAT.5 25P¦ UTP CAT.5 25P¦ UTP CAT.5 25P¦ B3¦ 매 표 소 1¦ B3¦ 예 비 실¦ ELEV INT¦ B1¦ 역 무 실¦ B1¦ B3¦ 매 표 소 2¦ B4¦ 매 표 소 1¦ B4¦ 매 표 소 2¦ 지하철 902정거장¦ 김포공항¦ 공항시장¦ NONE¦ 902정거장 CABLE WIRING DIAGRAM¦ S = NONE¦ 902정거장 CABLE WIRING DIAGRAM¦ T¦ 1¦ 0¦ 0¦ 1¦ 0¦ 2¦ 6¦ 0¦ 0¦ 4¦ 개화¦
| 1단계_정거장 - 복사본 | 1단계_정거장 - 복사본 | 028. T7001034-007 915정거장 전화설비 지하2층 철거평면도 (1_2).dwg | \A1;70,559¦ \A1;5,000¦ \A1;70,559¦ \A1;27,900¦ \A1;6,000¦ \A1;5,000¦ \A1;4,900¦ \A1;6,000¦ \A1;6,000¦ \A1;5,500¦ \A1;5,000¦ \A1;3,700¦ \A1;6,000¦ \A1;5,000¦ \A1;5,000¦ \A1;5,000¦ \A1;5,000¦ \A1;5,000¦ \A1;5,000¦ \A1;5,360¦ \A1;5,000¦ \A1;5,000¦ \A1;8,600¦ \A1;8,600¦ \A1;24,800¦ \A1;7,500¦ \A1;7,500¦ \A1;4,900¦ \A1;4,900¦ DN¦ EP JOINT¦ MATCH LINE DWG No. "S1-TA-S15-DB-012-0"¦ UP TO 지하1층¦ C¦ TRAY (900x150)¦ UP TO 지하1층¦ TRAY (900x150)¦ B¦ A¦ (16) UTP Cat.5E 4Px1조 (승강장 INT)¦ 1. 음향유도기 전원은 전기콘센트를 이용한다.¦ NOTE¦ 2. 증폭기전원은 전기콘센트를 이용한다.¦ 3. 통신기계실 및 안전관리실 MAIN 분전반은 전기에서 설치한다.¦ UTP Cat.5E 4Px1조 (승강장 INT)¦ UTP Cat.5E 4Px1조 (승강장 INT)¦ KEY PLAN¦ X-05¦ X-04¦ X-03¦ X-02¦ X-01¦ X00¦ X01¦ X02¦ X03¦ X04¦ X05¦ X06¦ X07¦ X08¦ X09¦ X10¦ X11¦ X12¦ X13¦ Y06¦ Y05¦ Y03¦ Y02¦ Y01¦ Y00¦ Y04¦ UP¦ UP¦ 5호선정화조¦ 청소도구함실¦ 화장실¦ PSD기계실¦ 승강장¦ PSD기계실¦ 승강장¦ 내부엘리베이터1¦ 내부엘리베이터1¦ 기존5호선 연결¦ (16) 인터폰선 0.6x2Px1조 (INT)¦ DOWN TO CP PANEL¦ (P15:100x100x100)¦ (P16:100x100x100)¦ (P19:100x100x100)¦ (P21:100x100x100)¦ (P18:100x100x100)¦ (16) UTP Cat.5E 4Px1조 (승강장 INT)¦ C¦ (28) UTP Cat.5E 25Px1조 (콜폰)¦ (16) 인터폰선 0.6x2Px각1조 (콜폰)¦ (16) 인터폰선 0.6x2Px1조 (INT)¦ DOWN TO CP PANEL¦ B¦ A¦ (P17:100x100x100)¦ (P20:100x100x100)¦ (16) UTP Cat.5E 4Px1조 (승강장 INT)¦ (16) UTP Cat.5E 4Px1조 (승강장 INT)¦ (28) UTP Cat.5E 25Px1조 (콜폰)¦ A¦ UTP Cat.5E 25Px1조 (콜폰)¦ 천정형UTP25P-2¦ 29¦ 28¦ 27¦ 26¦ 34¦ 35¦ 33¦ 32¦ 31¦ 30¦ 지하철 915정거장¦ 국회의사당¦ 여의도¦ 샛강¦ 1/400¦ 915정거장 전화설비 지하2층 철거평면도(1/2)¦ S = 1/400¦ 915정거장 전화설비 지하2층 철거평면도(1/2)¦ T¦ 7¦ 0¦ 0¦ 1¦ 0¦ 3¦ 4¦ 0¦ 0¦ 7¦ (기설활용)¦ INT¦ P¦
| 1단계_정거장 - 복사본 | 1단계_정거장 - 복사본 | 067. T7009934-004 913정거장 출입통제설비 지하2층 평면도 (2_3).dwg | \A1;7,800¦ \A1;6,820¦ \A1;4,019¦ \A1;7,500¦ \A1;81,519¦ \A1;48,750¦ \A1;130,269¦ \A1;6,626¦ \A1;8,374¦ \A1;7,500¦ \A1;7,500¦ \A1;7,500¦ \A1;7,500¦ \A1;7,500¦ \A1;5,000¦ \A1;7,500¦ \A1;7,500¦ \A1;7,500¦ \A1;7,500¦ \A1;7,500¦ \A1;7,500¦ \A1;3,750¦ \A1;5,000¦ \A1;7,500¦ DN¦ MATCH LINE DWG No. "S1-TA-S13-DB-025-0"¦ MATCH LINE DWG No. "S1-TA-C13-DB-027-0"¦ 지상E/L¦ UTP Cat.5E 4Px2조 (출입통제)¦ KEY PLAN¦ X13¦ X14¦ X15¦ X16¦ X17¦ X18¦ X19¦ X20¦ X21¦ X22¦ X23¦ X24¦ X25¦ X26¦ X27¦ X28¦ X29¦ X30¦ Y00¦ Y02¦ Y05¦ Y07¦ Y01¦ Y03¦ Y06¦ Y04¦ OPEN¦ 비상전원실¦ 지구대장실¦ 사무실¦ 창고¦ 내무반¦ 샤워실¦ 탈의실¦ 대합실¦ 화장실¦ 내부계단2¦ 내부계단3¦ 내부계단1¦ UTP Cat.5E 4Px2조 (출입통제)¦ UTP Cat.5E 4Px2조 (출입통제)¦ UTP Cat.5E 4Px2조 (출입통제)¦ 913정거장 출입통제설비 지하2층 평면도 (2/3)¦ 913정거장 출입통제설비 지하2층 평면도 (2/3)¦ S = 1 / 400¦ 1/400¦ 지하철 913정거장¦ 선유도¦ 당산¦ 국회의사당¦ T¦ 7¦ 0¦ 0¦ 9¦ 9¦ 3¦ 4¦ 0¦ 0¦ 4¦ \A1;21,370¦ \A1;6,750¦
| 1단계_정거장 - 복사본 | 1단계_정거장 - 복사본 | 047. T7009934-002 916정거장 출입통제설비 지하2층 평면도 (1_2).dwg | {\C256;vmh}¦ C/R¦ CONSOLE¦ P¦ S = 1/200¦ \A1;65,000¦ \A1;26,875¦ \A1;7,080¦ \A1;4,950¦ \A1;33,760¦ \A1;7,980¦ \A1;4,950¦ \A1;4,400¦ \A1;4,400¦ \A1;10,300¦ \A1;4,375¦ \A1;7,500¦ \A1;5,000¦ \A1;5,000¦ \A1;5,000¦ \A1;10,000¦ \A1;7,500¦ \A1;7,500¦ \A1;5,000¦ \A1;10,000¦ \A1;10,000¦ \A1;10,000¦ \A1;5,000¦ L¦ MATCH LINE¦ MATCH LINE¦ MATCH LINE DWG No. "S1-TA-S16-DB-021-0"¦ 지상E/L¦ 지상E/L¦ KEY PLAN¦ Y00¦ Y01¦ Y03¦ Y05¦ Y06¦ X05¦ X03¦ X01¦ X00¦ X-01¦ X-02¦ X-03¦ X-04¦ X-05¦ X-06¦ X-07¦ X-08¦ 편의점¦ 발매기실¦ 대합실¦ 대합실¦ OPEN¦ OPEN¦ DN¦ DN¦ UP¦ UP¦ UP¦ 안전관리실¦ 화장실¦ 본선 환기실¦ 외부엘리베이터 2¦ 외부출입구 3¦ 외부출입구 1¦ 외부엘리베이터 1¦ 내부계단 2¦ 내부계단 1¦ 외부출입구 4¦ 내부엘리베이터 1¦ 내부계단 3¦ 내부계단 6¦ 내부엘리베이터 2¦ 방범셧터¦ DN¦ DN¦ UP¦ UP¦ UP¦ UP¦ UP¦ UP¦ UP¦ UP¦ 방범셧터¦ 외부출입구 2¦ (16) UTP Cat.5E 4Px2조 (출입통제)¦ (16) UTP Cat.5E 4Px2조 (출입통제)¦ (16) UTP Cat.5E 4Px2조 (출입통제)¦ 장애자용¦ 훨체어리프트¦ 임대상가¦ UTP Cat.5E 4Px4조 (출입통제)¦ UTP Cat.5E 4Px4조 (출입통제)¦ (16) UTP Cat.5E 4Px2조 (출입통제)¦ UTP Cat.5E 4Px2조 (출입통제)¦ UTP Cat.5E 4Px2조 (출입통제)¦ 916정거장 출입통제설비 지하2층 평면도 (1/2)¦ 916정거장 출입통제설비 지하2층 평면도 (1/2)¦ S = 1 / 400¦ 1/400¦ 지하철 916정거장¦ 여의도¦ 샛강¦ 노량진¦ T¦ 7¦ 0¦ 0¦ 9¦ 9¦ 3¦ 4¦ 0¦ 0¦ 2¦ P¦
| 1단계_정거장 - 복사본 | 1단계_정거장 - 복사본 | 011. T1001026-007 917정거장 AFC SYSTEM DIAGRAM.dwg | ATVM¦ ATVM¦ 02¦ 01¦ L-AFC-1-분전반¦ 통신기계실¦ MAIN POWER¦ 접지단자함¦ 14¦ AGM10¦ AGM6¦ AGM8¦ AGM8¦ 10¦ 12¦ CONTROL¦ EM.GATE¦ BOX¦ 안전관리실¦ BOX¦ DPC¦ COM¦ INTER¦ COMMS¦ S/W HUB¦ 화재¦ 수신반¦ 통신기계실¦ AAM¦ 01¦ D/I MUX¦ I/F¦ S/W HUB¦ SMS¦ 06¦ AGM8¦ AGM6¦ AGM8¦ AGM8¦ AGM8¦ 01¦ 02¦ 04¦ 03¦ AGM8¦ 13¦ 발매기실¦ L-AFC-2-분전반¦ MAIN POWER¦ 접지단자함¦ S/W HUB¦ ATVM¦ ATVM¦ 04¦ 03¦ AAM¦ 02¦ AGM8¦ 05¦ AGM8¦ 11¦ 접지단자함¦ MAIN¦ 승강장¦ GROUND¦ (공통)¦ 07¦ AGM11¦ 08¦ AGM12¦ 15¦ AGM6¦ 16¦ AGM10/11¦ 환급기¦ 01¦ 환급기¦ 02¦ 분전반~AAM, AGM, SMS, ATVM, AIM¦ : IN USE¦ 접지반~AAM, AGM, SMS, ATVM¦ EM. GATE¦ MAIN GROUND¦ INTERCOM~ATVM, AAM¦ SMS(S/W HUB)~TOM, AGM, ATVM¦ D/I MUX(ROUTER)~SMS(S/W HUB)¦ NOTE¦ 화재수신반~DPC BOX¦ I/F¦ DPC¦ DPC SW~AGM(DPC)¦ : HFCO 3C/4.0㎟¦ : F-GV 4.0㎟¦ : FR-CV 2C/4.0㎟¦ : F-GV 50㎟¦ : UTP Cat.5E 4P¦ : FTP Cat.5E 4Px1조¦ : FTP Cat.5E 4Px1조¦ : UTP Cat.5E 4P¦ : Interface Unit¦ : Direct Power Control¦ : FR-CVVS 4C/2.5㎟¦ INTERCOM~EM.GATE¦ : UTP Cat.5E 4P¦ AGM10¦ 09¦ 17¦ AGM12¦ 18¦ 917정거장 AFC SYSTEM DIAGRAM¦ 917정거장 AFC SYSTEM DIAGRAM¦ S = NONE¦ NONE¦ 지하철 917정거장¦ 샛강¦ 노량진¦ 노들¦ T¦ 1¦ 0¦ 0¦ 1¦ 0¦ 2¦ 6¦ 0¦ 0¦ 7¦
| 1단계_정거장 - 복사본 | 1단계_정거장 - 복사본 | 044. T7009934-004 904정거장 출입통제설비 지하1층 철거 평면도(2_2).dwg | P¦ P¦ C/R¦ KEY PLAN¦ \A1;11400¦ \A1;22800¦ \A1;11400¦ \A1;3400¦ \A1;16000¦ \A1;3400¦ \A1;22800¦ \A1;8000¦ \A1;8000¦ L¦ UP¦ UP¦ UP¦ UP¦ 발매기실2¦ CO2 실¦ 이동 통신실¦ 물탱크실¦ 복 도¦ 전 기 실¦ 비상 전원실¦ 공조기계실-1¦ (16) UTP Cat.5E 4Px2조 (출입통제)¦ (16) UTP Cat.5E 4Px2조 (출입통제)¦ MATCH LINE DWG No. "S1-TA-S04-DB-017-1.dwg"¦ (16) UTP Cat.5E 4Px2조 (출입통제)¦ 904 정거장 출입통제설비 지하1층 철거 평면도 (2/2)¦ S = 1 / 400¦ X11¦ X12¦ X13¦ X14¦ X15¦ X16¦ X17¦ X18¦ X19¦ X20¦ X21¦ X22¦ 7,500¦ 7,500¦ 7,500¦ 7,500¦ 7,500¦ 7,500¦ 7,500¦ 7,500¦ 7,500¦ 7,500¦ 7,500¦ Y00¦ Y01¦ Y02¦ Y03¦ Y04¦ Y00¦ Y02¦ Y04¦ Y01¦ Y03¦ (16)x2 UTP Cat.5E 4Px4조x2 (출입통제)¦ 904 정거장 출입통제설비 지하1층 철거 평면도 (2/2)¦ 1/400¦ 지하철 904정거장¦ 공항시장¦ 신방화¦ 마곡나루¦ T¦ 7¦ 0¦ 0¦ 9¦ 9¦ 3¦ 4¦ 4¦ 0¦ 0¦
| 1단계_정거장 - 복사본 | 1단계_정거장 - 복사본 | 050. T7005034-007 902정거장 CCTV,TDI,시계설비 지하3층신설평면도(1-3).dwg | 8150¦ 3550¦ 8240¦ 9020¦ 8840¦ 26100¦ 11700¦ UP¦ 5호선환승통로¦ UP¦ 공항철도 (상행선-도심방향)¦ 기 지 방 향¦ 9호선 (하행선-도심방향)¦ 9호선 (하행선-도심방향)¦ 5호선환승통로¦ 발매기실¦ 발매기실/¦ 예비실¦ 대 합 실¦ 00¦ Y¦ 01¦ Y¦ 02¦ Y¦ 03¦ Y¦ Y¦ 04¦ -11¦ X¦ -10¦ X¦ -9¦ X¦ -8¦ X¦ -7¦ X¦ -6¦ X¦ -5¦ X¦ X¦ -4¦ -3¦ X¦ -2¦ X¦ -1¦ X¦ 00¦ X¦ X¦ -12¦ /매표소-1¦ 매표소-2¦ 7000¦ 7000¦ 7000¦ 7500¦ 7500¦ 7500¦ 7500¦ 7000¦ 7500¦ 7500¦ 7500¦ 7500¦ INT¦ UP TO B2¦ P¦ C¦ P¦ P¦ PB(150X150X100)¦ PB(150X150X100)¦ PB(150X150X100)¦ 01¦ X¦ 7500¦ P¦ M¦ M¦ PB(300X300X200)¦ C¦ (16)5C-2V(CCTV)¦ (22)5C-2VX2(CCTV)(철거)¦ (22)CV 3.5 /2CX2(C.POW)¦ INT¦ (16)HIV 1.2X2(SP)¦ P¦ T¦ C¦ P¦ C¦ (16)UTP CAT.5 4P(INT)¦ (16)HIV 1.2X5(SP)¦ PB(200X200X200)¦ P¦ PB(200X200X200)¦ P¦ C¦ C¦ (16)5C-2V(CCTV)¦ (36)CV 3.5 /2CX2(C.POW)¦ M¦ M¦ C¦ PB(300X300X200)¦ B¦ P¦ C¦ AMP¦ AMP¦ P¦ P¦ D¦ PB(300X300X200)¦ 25P¦ A¦ C¦ 25P¦ (16)HIV1.2X5(SP)¦ (16)HIV1.2X3(SP)¦ PB(200X200X200)¦ PB(200X200X200)¦ (16)HIV1.2X2¦ (16)HIV1.2X3¦ (16)HIV1.2X4¦ (16)HIV1.2X6¦ UP TO B2¦ E¦ C/R¦ C/R¦ P¦ P¦ (16C)¦ UTP CAT.5 4Px2조(16C)¦ C¦ 승강장4¦ 승강장5¦ 승강장6¦ 게이트2¦ 매표소1¦ E/V-2¦ E/V-1¦ (22)FR-CV-3C/4.0㎟(신설)¦ (16)OF-SM-8C(난연)(신설)¦ (22)FR-CV-3C/4.0㎟(신설)¦ (16)OF-SM-8C(난연)(신설)¦ (22)FR-CV-3C/4.0㎟(신설)¦ (28)OF-SM-8C(난연)(신설)¦ (16)FR-CV-3C/4.0㎟(신설)¦ (16)OF-SM-8C(난연)(신설)¦ (22)FR-CV-3C/4.0㎟(모니터POWER)(신설)¦ (16)OF-SM-8C(난연)(모니터)(신설)¦ (22)FR-CV-3C/4.0㎟(신설)¦ (16)OF-SM-8C(난연)(신설)¦ (16)UTP Cat. 5E4PX7(CCTV)¦ 모니터¦ 하행 승강장¦ (16)UTP Cat. 5E4PX1(CCTV)¦ (16) OF-SM-8Core(난연)x1조 (모니터)(신설)¦ (28) FR-CV 3C/4.0㎟x1조 (모니터POWER)(신설) ¦ (22)FR-CV-3C/4.0㎟(신설)¦ (16)OF-SM-8C(난연)(신설)¦ (16)UTP Cat. 5E4PX7(CCTV)¦ (16)OF-SM-8C(난연)(신설)¦ (22)FR-CV-3C/4.0㎟(신설)¦ (16)OF-SM-8C(난연)(신설)¦ (16)UTP Cat. 5E4PX3(CCTV)¦ A¦ B¦ C¦ (16)HIV1.2X3(SP)¦ D¦ E¦ 지하철 902정거장¦ 김포공항¦ 공항시장¦ 1/400¦ S = 1/400¦ 개화¦ 902정거장 CCTV,TDI,시계설비 지하3층 신설평면도(1/3)¦ S = 1/400¦ 902정거장 CCTV,TDI,시계설비 지하3층 ¦ 신설평면도(1/3)¦ T¦ 7¦ 0¦ 0¦ 5¦ 0¦ 3¦ 4¦ 0¦ 0¦ 7¦ CCTV(기존동축활용)¦
| 1단계_정거장 - 복사본 | 1단계_정거장 - 복사본 | 055. T9103038-011 RACK 접지상세도.dwg | RACK 접지상세도¦ NONE¦ RACK 접지상세도¦ S = NONE¦ Unregistered Version - http://www.aidecad.com¦ RACK 본체 / door 접지선 연결¦ RACK 후면부¦ 유리문¦ 597¦ 2193¦ RACK 본체¦ 접지선¦ 규 격¦ 크기(mm, WxDxH)¦ 597 x 521 x 2193¦ DU 19" 전용랙¦ 통신실 접지함¦ 시스템 별 접지¦ T¦ 9¦ 1¦ 0¦ 3¦ 0¦ 3¦ 8¦ 0¦ 1¦ 1¦ 공통¦
| 1단계_정거장 - 복사본 | 1단계_정거장 - 복사본 | 018. T7001034-001 908정거장 전화설비 지하1층 신설평면도.dwg | T¦ INT¦ 4D¦ H¦ M¦ AMP¦ GND¦ 배선반¦ GTB¦ IP¦ \A1;1,100¦ \A1;1,100¦ \A1;3,100¦ \A1;3,100¦ \A1;22,500¦ \A1;22,500¦ \A1;37,500¦ \A1;22,500¦ \A1;7,500¦ \A1;7,500¦ \A1;7,500¦ \A1;7,500¦ \A1;7,500¦ \A1;7,500¦ \A1;7,500¦ \A1;7,500¦ \A1;7,500¦ \A1;7,500¦ \A1;7,500¦ \A1;7,500¦ \A1;7,500¦ \A1;105,000¦ \A1;7,500¦ \A1;7,150¦ \A1;7,150¦ \A1;22,700¦ \A1;3,500¦ \A1;11,788¦ \A1;15,288¦ \A1;60,334¦ \A1;3,500¦ (철거)¦ 901정거장 전화설비 지하1층 철거평면도(1/2)¦ (신설)¦ UTP Cat.5E 25Px2조 (안전관리실)(증설)¦ 1. 일반교환기에 수용된 전화기는 IP전화기로 교체한다.¦ NOTE¦ 2. 콜폰, E/L폰, 승강장 비상통화장치도 교체한다.¦ 3. 전화 및 인터폰 구간의 배선배관은 기존활용한다.¦ 1. 음향유도기 전원은 전기콘센트를 이용한다.¦ 2. 증폭기전원은 전기콘센트를 이용한다.¦ 3. 통신기계실 및 안전관리실 MAIN 분전반은 전기에서 설치한다.¦ (36) UTP Cat.5E 25Px1조 (전기실)¦ A¦ (36) SPARE (전기실)¦ TRAY (900x150)¦ 5C-HFBTx5조 (TV)¦ B¦ DOWN TO 통신기계실 ACCESS FLOOR¦ UTP Cat.5E 4Px6조 (대합실 공중전화 지하1,2층)¦ UTP Cat.5E 25Px1조 (전기실)¦ UTP Cat.5E 4Px4조 (공조기계실1, 2)¦ UTP Cat.5E 4Px2조 (이동통신기계실)¦ UTP Cat.5E 4Px2조 (용역원대기실)¦ F-GV 4.0㎟x6조 (GND)¦ F-GV 50㎟x2조 (MGB)¦ 7C-HFBTx1조 (TV)¦ TRAY (900x150)¦ C¦ DOWN TO 지하 2층¦ E¦ TRAY (300x100)¦ UTP Cat.5E 25Px1조 (전기실)¦ UTP Cat.5E 4Px2조 (공조기계실-1)¦ F¦ G¦ (16) UTP Cat.5E 4Px2조 (이동통신기계실)¦ H¦ TRAY (300x100)¦ UTP Cat.5E 4Px2조 (용역원대기실)¦ E/V¦ UTP Cat.5E 4Px6조 (승강장 공중전화)¦ UTP Cat.5E 4Px4조 (예비실, 독서실)¦ Y00¦ Y04¦ Y08¦ Y03¦ Y05¦ X12¦ X13¦ X14¦ X15¦ X16¦ X17¦ X18¦ X19¦ X20¦ X21¦ X22¦ X23¦ X24¦ X25¦ X26¦ DN¦ DN¦ 공조기계실¦ 물탱크실¦ 전기실¦ CO2 실¦ 비상전원실¦ 통신기계실¦ 복 도¦ 이동통신기계실¦ 용역원대기실¦ 대합실¦ 통 로¦ 내부계단1¦ 외부출입구1¦ 외부출입구2¦ 외부출입구3¦ 외부출입구4¦ UP¦ UP¦ UP¦ DN¦ 외부엘리베이터¦ 방범셔터설치¦ 908 정거장¦ STA.9km840.167¦ UTP 25P¦ [TB No.1]¦ UTP 25P¦ [TB No.2]¦ DOWN TO 지하 2층¦ (P1:300x300x200)¦ (P3:400x400x200)¦ (16) UTP Cat.5E 4Px2조 (공조기계실1)¦ UTP Cat.5E 4Px2조 (공조기계실1)¦ UTP Cat.5E 25Px1조 (전기실)¦ TRAY (300x100)¦ (22) UTP Cat.5E 4Px3조 (대합실공중전화 지하1층)¦ (54)x2 SPARE (KT LINE)¦ A¦ C¦ B¦ D¦ E¦ F¦ G¦ H¦ 지상E/L¦ KT MANHOLE ¦ 수공¦ (700x400x100)¦ (700x400x100)¦ 공중전화¦ (36)x2 SPARE (CATV)¦ (54)x2 SPARE (KT.LINE)¦ x2¦ x2¦ x2¦ x2¦ TRAY (300x100)¦ UTP Cat.5E 4Px3조 (대합실공중전화 지하1층)¦ (P4:300x300x200)¦ (염창18 직4)¦ I¦ (16) UTP Cat.5E 4Px2조 (용역원대기실)¦ I¦ NOTE¦ UTP Cat.5E 25Px3조 (안전관리실)¦ UTP Cat.5E 4Px6조 (편의점, 임대상가1,2)¦ (600x600x300)¦ (600x600x300)¦ D¦ UTP Cat.5E 25Px3조 (안전관리실)¦ UTP Cat.5E 25Px2조 (CONSOLE CONTROL, LSE)¦ F-GV 50㎟x2조 (MGB)¦ F-GV 4.0㎟x2조 (GND)¦ UTP Cat.5E 4Px4조 (편의점, 임대상가1,2)¦ 5C-HFBTx4조 (TV)¦ UTP Cat.5E 4Px4조 (예비실,독서실)¦ UTP Cat.5E 4Px2조 (공조기계실2)¦ UTP Cat.5E 4Px3조 (승강장 INT)¦ UTP Cat.5E 4Px3조 (승강장공중전화)¦ UTP Cat.5E 4Px3조 (승강장공중전화)¦ UTP Cat.5E 4Px3조 (승강장 INT)¦ UTP Cat.5E 4Px3조 (대합실공중전화 지하2층)¦ (16) F-GV 4.0㎟x1조 (GND)¦ TRAY (900x150)¦ (16) 인터폰선 0.6x2Px5조 (INT)¦ DOWN TO CP PANEL¦ UTP Cat.5E 4Px3조 (대합실공중전화 지하1층)¦ J¦ J¦ UTP Cat.5E 4Px3조 (승강장공중전화)¦ UTP Cat.5E 4Px3조 (승강장 INT)¦ UTP Cat.5E 4Px3조 (대합실공중전화 지하2층)¦ TRAY (300x100)¦ UTP Cat.5E 4Px2조 (이동통신기계실)¦ UTP Cat.5E 4Px3조 (승강장공중전화)¦ UTP Cat.5E 4Px3조 (승강장 INT)¦ UTP Cat.5E 4Px6조 (대합실 공중전화 지하1,2층)¦ TRAY (300x100)¦ UTP Cat.5E 4Px2조 (이동통신기계실)¦ UTP Cat.5E 4Px2조 (용역원대기실)¦ UTP Cat.5E 4Px3조 (승강장공중전화)¦ UTP Cat.5E 4Px3조 (승강장 INT)¦ UTP Cat.5E 4Px6조 (대합실 공중전화 지하1,2층)¦ UTP Cat.5E 4Px2조 (이동통신기계실)¦ UTP Cat.5E 4Px2조 (용역원대기실)¦ 4-11~14¦ 4-15~18¦ 3-1~4¦ 3-5~8¦ V1.2¦ 2-31~34¦ 2-35~38¦ 외부출입구2¦ UP¦ X26¦ MATCH LINE¦ MATCH LINE¦ UTP Cat.5E 25Px2조 (안전관리실)(신설)¦ UTP Cat.5E 25Px2조 (안전관리실)(신설)¦ OF-SM-24Core(난연)x1조 (안전관리실)(신설)¦ OF-SM-24Core(난연)x1조 (안전관리실)(신설)¦ 1. 일반교환기에 수용된 전화기는 안전관리실만 IP전화기로 교체한다.¦ NOTE¦ 2. 콜폰, E/L폰, 승강장 비상통화장치도 교체한다.¦ 3. 전화 및 인터폰 구간의 배선배관은 기존활용한다.¦ 지하철 908정거장¦ 가양¦ 증미¦ 등촌¦ 1/400¦ 908정거장 전화설비 지하1층 신설평면도¦ S = 1/400¦ 908정거장 전화설비 지하1층 신설평면도¦ T¦ 7¦ 0¦ 0¦ 1¦ 0¦ 3¦ 4¦ 0¦ 0¦ 1¦ (기설활용)¦ P¦
| 1단계_정거장 - 복사본 | 1단계_정거장 - 복사본 | 060. T4009934-003 903정거장 종합무선중계설비 지하3층 평면도.dwg | -¦ T¦ 0¦ 0¦ 0¦ 0¦ 0¦ 0¦ 0¦ 0¦ 0¦ 0¦ \A1;7450¦ \A1;23600¦ \A1;7450¦ \A1;4350¦ \A1;4350¦ \A1;5,000 ¦ \A1;5,000 ¦ \A1;5,000 ¦ \A1;5,000 ¦ \A1;{\fHYHeadLine-Medium¦b0¦i0¦c129¦p50;30,000}¦ \A1;10,5000¦ \A1;{\fHYHeadLine-Medium¦b0¦i0¦c129¦p50;30,000}¦ \A1;5,000¦ \A1;5,000¦ \A1;5,000¦ \A1;5,000 ¦ \A1;5,000 ¦ \A1;5,000¦ \A1;5,000¦ \A1;7,500¦ \A1;7,500¦ \A1;7,500¦ \A1;7,500¦ \A1;5,000¦ \A1;7,500¦ \A1;7,500¦ \A1;7,500¦ \A1;7,500¦ \A1;7,500¦ \A1;7,500¦ \A1;7,500¦ \A1;7,500¦ \A1;7,500¦ \A1;7,500¦ 김포공항¦ 공항시장¦ 신방화¦ -¦ T¦ 0¦ 0¦ 0¦ 0¦ 0¦ 0¦ 0¦ 0¦ 0¦ 0¦ UP¦ DN¦ E/S 내려감¦ E/S 올라옴¦ DN¦ DN¦ UP¦ 대 합 실¦ 본선환기실-1¦ 공조기계실-1¦ 공조기계실-2¦ 본선환기실-2¦ DN¦ E/S¦ E/S¦ E/S¦ E/S¦ DN¦ DN¦ HFC-12D-FR (신설)¦ HFC-12D-FR (신설)¦ HFC-12D-FR (신설)¦ HFC-12D-FR (신설)¦ HFC-12D-FR (신설)¦ 2D¦ 2D¦ 2D¦ 2D¦ 2D¦ 2D¦ 2D¦ 2D¦ PASS 지하1층~지하4층¦ UTP 4Px1조(라디오송수신제어)¦ TRAY (600x150)¦ UTP Cat.5E 4Px1조(라디오송수신제어)¦ (P16:100x100x100)¦ P¦ P¦ (P15:100x100x100)¦ S = 1 / 600¦ 903정거장 열차무선설비 지하3층 평면도¦ Y00¦ Y01¦ Y02¦ Y04¦ Y03¦ X26¦ X25¦ X24¦ X23¦ X22¦ X21¦ X20¦ X19¦ X18¦ X17¦ X16¦ X15¦ X14¦ X12¦ X13¦ X11¦ X10¦ X09¦ X08¦ X07¦ X06¦ X05¦ X04¦ X03¦ X02¦ X01¦ X00¦ 16,5000¦ (P14:100x100x100)¦ HFC-22D-FR (승강장 복합통신)¦ PASS 지하1층~지하4층¦ TRAY (900x150)¦ (28) HFC-12D-FR (지하3층 복합통신)¦ TRAY (600x150)¦ UP TO 지하2층¦ HFC-12D-FR (지하3층 복합통신)¦ P¦ MCC¦ 2D¦ MCC실¦ 903정거장 열차무선설비 지하3층 평면도¦ 1 / 600¦ T¦ 4¦ 0¦ 0¦ 9¦ 9¦ 3¦ 4¦ 0¦ 0¦ 3¦ P¦
| 1단계_정거장 - 복사본 | 1단계_정거장 - 복사본 | 033. T7005034-004 908정거장 CCTV,TDI,시계설비 지하3층 신설평면도 (2_2).dwg | P¦ \A1;1,100¦ \A1;700¦ \A1;700¦ \A1;1,100¦ \A1;22,500¦ \A1;22,500¦ \A1;26,250¦ \A1;3,750¦ \A1;7,500¦ \A1;7,500¦ \A1;7,500¦ \A1;7,500¦ \A1;7,500¦ \A1;7,500¦ \A1;7,500¦ \A1;7,500¦ \A1;7,500¦ \A1;71,250¦ \A1;22,700¦ \A1;2,400¦ \A1;7,150¦ \A1;2,400¦ C¦ D¦ A¦ B¦ MATCH LINE DWG No. "S1-TA-S08-DB-019-0"¦ KEY PLAN¦ \A1;7,150¦ 0-0¦ 0-0¦ 0-0¦ 0-0¦ 0-0¦ 0-0¦ 0-0¦ 0-0¦ 0-0¦ 0-0¦ 0-0¦ 0-0¦ 0-0¦ 0-0¦ 0-0¦ 0-0¦ 0-0¦ 0-0¦ 0-0¦ 0-0¦ 0-0¦ 0-0¦ 0-0¦ 0-0¦ 0-0¦ 0-0¦ 0-0¦ 0-0¦ X17¦ X18¦ X19¦ X20¦ X21¦ X22¦ X23¦ X24¦ X25¦ X26¦ Y00¦ Y04¦ Y08¦ Y03¦ Y07¦ 정화조¦ UP¦ UP¦ PSD기계실2¦ PSD기계실1¦ 배수펌프실¦ P-2¦ P-4¦ C¦ A¦ B¦ D¦ NOTE¦ 1. 광케이블, 전원/접지케이블 (OF-SM-4Core, CV 3C/2.5㎟)¦ 3. 승강장 ANT설치위치: 열차 진행방향 정거장 시종점부에 설치¦ 2. 광케이블, 전원/접지케이블 (OF-SM-8Core, CV 3C/2.5㎟)¦ vmh¦ vmh¦ (28) UTP Cat.5E4Px3조 (CAMERA)¦ (28) UTP Cat.5E4Px3조 (CAMERA)¦ (28) UTP Cat.5E4Px3조 (CAMERA)¦ (28) UTP Cat.5E4Px3조 (CAMERA)¦ UTP Cat.5E4Px3조 (CAMERA)¦ TRAY (900x150)¦ UP TO 지하2층¦ UTP Cat.5E4Px3조 (CAMERA)¦ UP TO 지하2층¦ TRAY (900x150)¦ (16) UTP Cat.5E4Px1조 (CAMERA)¦ (16) UTP Cat.5E4Px1조 (CAMERA)¦ 모니터¦ 하행 승강장¦ (16) OF-SM-8Core(난연)x1조 (모니터)(신설)¦ (28) FR-CV 3C/4.0㎟x1조 (모니터POWER)(신설) ¦ OF-SM-8Core(난연)x1조 (모니터)(신설)¦ FR-CV 3C/4.0㎟x1조 (모니터POWER)(신설) ¦ (16) OF-SM-8Core(난연)x1조 (모니터)(신설)¦ (28) FR-CV 3C/4.0㎟x1조 (모니터POWER)(신설) ¦ OF-SM-8Core(난연)x1조 (모니터)(신설)¦ FR-CV 3C/4.0㎟x1조 (모니터POWER)(신설) ¦ (16) OF-SM-8Core(난연)x1조 (모니터)(신설)¦ (28) FR-CV 3C/4.0㎟x1조 (모니터POWER)(신설) ¦ (16) OF-SM-8Core(난연)x1조 (모니터)(신설)¦ (28) FR-CV 3C/4.0㎟x1조 (모니터POWER)(신설) ¦ (28)x2 OF-MM-12Core(난연)x1조x2 (TDI)(기존활용)¦ (28) UL 2919-AMESB 24AWG 4Px2조 (TDI)(기존활용)¦ (36) FR-CV 3C/4.0㎟x2조 (TDI POWER)(기존활용)¦ (28) OF-MM-12Core(난연)x1조 (TDI¦ (16) UL 2919-AMESB 24AWG 4Px1조 (TDI)(기존활용)¦ (28) FR-CV 3C/4.0㎟x1조 (TDI POWER)(기존활용)¦ (28)x2 OF-MM-12Core(난연)x1조x2 (TDI)(기존활용)¦ (28) UL 2919-AMESB 24AWG 4Px2조 (TDI)(기존활용)¦ (36) FR-CV 3C/4.0㎟x2조 (TDI POWER)(기존활용)¦ (28)x2 OF-MM-12Core(난연)x1조x2 (TDI)(기존활용)¦ (16) UL 2919-AMESB 24AWG 4Px1조 (TDI)(기존활용)¦ (28) FR-CV 3C/4.0㎟x1조 (TDI POWER)(기존활용)¦ FR-CV 3C/4.0㎟x2조 (TDI POWER)(기존활용)¦ UL 2919-AMESB 24AWG 4Px2조 (TDI)(기존활용)¦ OF-MM-12Core(난연)x2조 (TDI)(기존활용)¦ UL 2919-AMESB 24AWG 4Px2조 (TDI)(기존활용)¦ FR-CV 3C/4.0㎟x2조 (TDI POWER)(기존활용)¦ UTP Cat.5E 4Px4조 (TDI)(기존활용)¦ (16) UTP Cat.5E 4Px2조 (TDI)(기존활용)¦ (16) UL 2919-AMESB 24AWG 4Px1조 (TDI)(기존활용)¦ (28) FR-CV 3C/4.0㎟x1조 (TDI POWER)(기존활용)¦ (28) OF-MM-12Core(난연)x1조 (TDI¦ OF-MM-12Core(난연)x2조 (TDI)(기존활용)¦ UTP Cat.5E 4Px4조 (TDI)(기존활용)¦ (22) UTP Cat.5E 4Px4조 (TDI)(기존활용)¦ (16) UTP Cat.5E 4Px2조 (TDI)(기존활용)¦ (22) UTP Cat.5E 4Px4조 (TDI)(기존활용)¦ (22) UTP Cat.5E 4Px4조 (TDI)(기존활용)¦ 지하철 908정거장¦ 가양¦ 증미¦ 등촌¦ 1/400¦ S = 1 / 400¦ 908정거장 CCTV,TDI,시계설비 지하3층 신설평면도(2/2)¦ 908정거장 CCTV,TDI,시계설비 지하3층¦ 신설평면도(2/2)¦ T¦ 7¦ 0¦ 0¦ 5¦ 0¦ 3¦ 4¦ 0¦ 0¦ 4¦ CCTV(기존동축활용)¦ G¦
| 1단계_정거장 - 복사본 | 1단계_정거장 - 복사본 | 036. T7003034-005 902정거장 방송설비 지하2층신설평면도(2-3).dwg | FREE AREA¦ 정화조¦ 발매기실-2¦ 역무실/매표소-2¦ 발매기실-1¦ 역무실/매표소-1¦ PAID AREA¦ PAID AREA¦ ES.DN¦ ES.UP¦ ES.DN¦ ES.UP¦ DN¦ DN¦ UP¦ UP¦ UP¦ UP¦ DN¦ DN¦ ES.UP¦ ES.DN¦ ES.UP¦ ES.DN¦ ES.UP¦ ES.DN¦ ES.UP¦ ES.DN¦ DN¦ ES.UP¦ ES.DN¦ UP¦ 5호선환승통로¦ 장애인용 ¦ ELEV.¦ 04¦ Y¦ Y¦ 03¦ Y¦ 02¦ Y¦ 01¦ Y¦ 00¦ 00¦ X¦ 01¦ X¦ 02¦ X¦ 03¦ X¦ 04¦ 05¦ X¦ 06¦ X¦ 07¦ X¦ 08¦ X¦ 09¦ X¦ 10¦ X¦ 11¦ X¦ 12¦ X¦ 13¦ X¦ X¦ 7500¦ 7500¦ 97,500¦ 7500¦ 7500¦ 7500¦ 7500¦ 7500¦ 7500¦ 7500¦ 7500¦ 7500¦ 7500¦ 7500¦ C¦ 37800¦ 11790¦ 8840¦ 5800¦ 3600¦ 5590¦ 9020¦ 3430¦ 8150¦ P¦ P¦ P¦ P¦ C¦ C¦ C¦ C¦ H¦ PB(400X400X300)¦ H¦ PB(400X400X300)¦ H¦ PB(600X600X400)¦ C¦ P¦ DOWN TO B3¦ (16)5C-2V(CCTV)¦ (36)CV 3.5 /2CX2(C.POW)¦ G¦ F¦ PB(150X150X100)¦ E¦ DOWN TO B3¦ D¦ P¦ P¦ C¦ C¦ UP TO B1¦ UP TO B1¦ P¦ PB(600X600X400)¦ C¦ UP TO B1¦ C¦ UP TO B1¦ PB(150X150X100)¦ PB(200X200X200)¦ C¦ B¦ PB(200X200X200)¦ C¦ A¦ AMP¦ AMP¦ C¦ (16)HIV1.2X2¦ (16)HIV1.2X3¦ (16)HIV1.2X5¦ (16)HIV1.2X6¦ UPTO B1 통신기계실(9호선)¦ C/R¦ C/R¦ UTP CAT.5 4Px4조(22C)¦ (16C)¦ UTP CAT.5 4Px2조¦ (16C)¦ P¦ P¦ P¦ GV 14 x1(22C)¦ CV 5.5 /4C(22C)¦ OFMM 36CORE(50/125)x2조(36C)¦ UTP CAT.5 50Px1(28C)¦ FIDS¦ PAN/TILT CAMERA(9호선)¦ 5C-2V(16C)¦ CV 3.5/3C(22C)¦ FR CVV-SB 1.5/10C(28C)¦ 게이트2¦ E/S-2¦ E/S-3¦ E/S-4¦ E/V-3¦ 게이트1¦ 발매기¦ 매표소¦ E/S-5¦ E/S-6¦ HIV 1.2X4(SP)¦ DOWN TO B3¦ DUCT(300X100)¦ CPEV 5P/.65(M.CON)¦ CV 3.5 /2C(M.POW)¦ CPEV 5P/.65(KP)¦ VCT 2.0 /2C(KP POW)¦ A¦ (16)IV 1.2X4(CL)¦ B¦ HIV 1.2X16(SP)¦ 5C-2VX4(MONITOR)¦ CPEV 5P/.65X2(M.CON)¦ CV 3.5 /2CX2(M.POW)¦ CPEV 5P/.65X2(KP)¦ VCT 2.0 /2CX2(KP POW)¦ 5C-HFBT(TV)¦ IV 1.2X4(CL)¦ DOWN TO B3¦ DUCT(600X100)¦ D¦ (22)HIV 1.2X16(SP)¦ (28)5C-2VX4(MONITOR)¦ (28)CPEV 5P/.65X2(M.CON)¦ (36)CV 3.5 /2CX2(M.POW)¦ (28)CPEV 5P/.65X2(KP)¦ (36)VCT 2.0 /2CX2(KP POW)¦ (42)CV 3.5 /2CX4(TDI POW)¦ (16)5C-HFBT(TV)¦ (16)IV 1.2X4(CL)¦ E¦ (22)CV 3.5 /2C(C.POW)¦ F¦ HIV 1.2X25(SP)¦ 5C-2VX6(MONITOR)¦ CPEV 5P/.65X3(M.CON)¦ CV 3.5 /2CX3(M.POW)¦ CPEV 5P/.65X3(KP)¦ VCT 2.0 /2CX3(KP POW)¦ CV 3.5 /2CX6(TDI POW)¦ IV 1.2X4(CL)¦ IV 1.2X2(9호선 CL)¦ IV 2.0X2(9호선 CL.POW)¦ OFMM 36CORE(50/125)x2조(FIDS)¦ UTP CAT.5 50Px1(FIDS)¦ DOWN TO B1¦ DUCT(600X100)¦ G¦ FR CVV-SB 1.5/10CX2(PAN/TILT)¦ CV 3.5/3CX2(PAN/TILT)¦ 5C-2VX2(PAN/TILT)¦ (통신TRAY)OFMM 36CORE(50/125)x4조(FIDS)¦ (통신TRAY)UTP CAT.5 50Px2(FIDS)¦ CV 3.5/3C(PAN/TILT)¦ 5C-2V(PAN/TILT)¦ H¦ 지하철 902정거장¦ 김포공항¦ 공항시장¦ 1/400¦ 902정거장 방송설비 지하2층 신설평면도(2/3)¦ S = 1/400¦ 902정거장 방송설비 지하2층 신설평면도(2/3)¦ 개화¦ (기설활용)¦ T¦ 7¦ 0¦ 0¦ 3¦ 0¦ 3¦ 4¦ 0¦ 0¦ 5¦
| 1단계_정거장 - 복사본 | 1단계_정거장 - 복사본 | 048. T9103066-001 908정거장 통신기계실 기기배치도 및 바닥 TRAY 설치도.dwg | \A1;4,925¦ \A1;4,196¦ \A1;1,818¦ \A1;3,925¦ \A1;5,743¦ S = 1/50¦ \A1;4,850¦ \A1;5,089¦ \A1;9,939¦ \A1;6,100¦ \A1;600¦ \A1;1,802¦ \A1;1,300¦ \A1;1,450¦ \A1;5,606¦ \A1;5,670¦ \A1;3,600¦ \A1;600¦ \A1;600¦ \A1;550¦ \A1;550¦ \A1;352¦ \A1;6,539¦ \A1;2,056¦ \A1;2,238¦ \A1;1,694¦ \A1;2,301¦ \A1;1,050¦ \A1;800¦ \A1;1,000¦ TRAY 설치도¦ 906정거장 통신기계실 기기배치도 및 바닥¦ -¦ T¦ 0¦ 0¦ 0¦ 0¦ 0¦ 0¦ 0¦ 0¦ 0¦ 0¦ \A1;1,500¦ : 철거¦ \A1;1,800¦ OFD 랙¦ 기지국¦ 역사노드¦ 스위치 ¦ MDF 랙¦ 장치 랙¦ 백본 랙¦ 랙¦ OFD 랙¦ 기지국장치 랙¦ 역사노드백본 랙¦ 스위치 랙¦ MDF 랙¦ 통신기계실¦ X19¦ Y07¦ X18¦ Y08¦ Y07¦ X01¦ Y00¦ UPS¦ ATS&AVR&DIST¦ BATT¦ (기지국)¦ 기지국용¦ (광주¦ 정류기¦ 중계기)¦ 복합¦ 통신¦ CLOCK¦ PA¦ PA¦ 사령¦ 전화¦ 대열차¦ 전송¦ CCTV¦ ADM¦ MUX¦ MDF¦ 냉¦ 난¦ 방¦ 기¦ BS¦ MOR¦ 장 비 명¦ 전송장비(ADM+MUX) ¦ 배선반(MDF)¦ 화상설비(CCTV) ¦ 방송설비(PA)¦ 전기시계설비(CLOCK) ¦ 종합무선 중계설비(복합통신)¦ 열차무선설비(BS)-기지국 ¦ 장 비 명¦ 규 격 (W x D x H)¦ 규 격 (W x D x H)¦ 1,272 x 500 x 2200¦ 600 x 300 x 2200¦ 701.5 x 750 x 2200¦ 575 x 600 x 1920¦ 600 x 750 x 1800¦ 570 x 650 x 1913¦ 600 x 600 x 1,930¦ 열차무선설비(SOR)-기지국용 정류기 랙 ¦ 열차무선설비(MOR)-광주중계기¦ 600 x 700 x 1,800¦ 600 x 750 x 1800¦ 냉난방기 (기계설비)¦ 1,100 x 500¦ UPS(15KVA)¦ 800 x 950 x 1800¦ ATS&AVR&DIST¦ BATTERY¦ 1000 x 950 x 1800¦ 2700 x 950 x 1800¦ Equipment Schedule¦ 대열차공간화상설비(지상)¦ 600 x 750 x 2200¦ 사령전화역장치¦ 600 x 600 x 800¦ 행선안내¦ 1200x750x1000¦ 설비자동제어반¦ 화재탐지반¦ 조명제어반¦ CCTV 및 통신종합집중관리반¦ PSD 제어반¦ SMS¦ PRINTER¦ 종합집중관리 설비 콘솔1¦ 종합집중관리 설비 콘솔2¦ 1000x600x1600¦ 1800x600x1600¦ 600x600x1600¦ 2652x600x1600¦ 800x800x2000¦ 650x800x1000¦ 700x800x750¦ 600x600x1600¦ 600x600x1600¦ G¦ T¦ B¦ DUCT (150x100)¦ \pi49.321;{\C0;접지단자함}¦ L-C¦ CCTV¦ 교통¦ 방송¦ \A1;1,050¦ \A1;2,100¦ \A1;8,300¦ \A1;7,600¦ OFD 랙¦ 기지국¦ 역사노드¦ 장치 랙¦ 백본 랙¦ 기지국장치 랙¦ 역사노드백본 랙¦ OFD 랙¦ 600x600x2200¦ 600x600x2200¦ 600x600x2200¦ 908정거장 통신기계실 기기배치도 및 바닥 TRAY 설치도¦ S = 1 / 100¦ 1/100¦ 가양¦ 증미¦ 등촌¦ TRAY 설치도¦ 908정거장 통신기계실 기기배치도 및 바닥¦ T¦ 9¦ 1¦ 0¦ 3¦ 0¦ 6¦ 6¦ 0¦ 0¦ 1¦ \A1;8,462¦ \A1;7,675¦ \A1;9,121¦
| 1단계_정거장 - 복사본 | 1단계_정거장 - 복사본 | 047. T7005034-004 913정거장 CCTV,TDI,시계설비 지하2층 신설평면도 (2_3).dwg | P¦ \A1;21,370¦ \A1;6,750¦ \A1;7,800¦ \A1;6,820¦ \A1;4,019¦ \A1;7,500¦ \A1;81,519¦ \A1;48,750¦ \A1;130,269¦ \A1;6,626¦ \A1;8,374¦ \A1;7,500¦ \A1;7,500¦ \A1;7,500¦ \A1;7,500¦ \A1;7,500¦ \A1;5,000¦ \A1;7,500¦ \A1;7,500¦ \A1;7,500¦ \A1;7,500¦ \A1;7,500¦ \A1;7,500¦ \A1;3,750¦ \A1;5,000¦ \A1;7,500¦ DN¦ L¦ TRAY (300x100)¦ UTP CAT.5E 25Px1조 (CONSOLE)¦ UTP CAT.5E 4Px4조 (CONSOLE)¦ FR-CV 3C/6.0㎟x1조 (LSE POWER)¦ UTP Cat.5E 4Px2조 (CL POWER)(신설)¦ F-CV 3C/2.5㎟x1조 (공간화상)(기존활용)¦ OF- SM-4Cx1조 (공간화상)(기존활용)¦ UTP Cat.5E4Px15조 (CAMERA)(신설)¦ OF-SM-8C(난연)x10조(신설) ¦ FR-CV 3C/4.0㎟x10조(신설) ¦ OF-SM-8C(난연)x2조(승강장모니터)(신설) ¦ FR-CV 3C/4.0㎟x2조(승강장모니터)(신설) ¦ MATCH LINE DWG No. "S1-TA-S13-DB-025-0"¦ MATCH LINE DWG No. "S1-TA-C13-DB-027-0"¦ 지상E/L¦ A¦ B¦ C¦ D¦ E¦ H¦ I¦ K¦ J¦ L¦ KEY PLAN¦ X13¦ X14¦ X15¦ X16¦ X17¦ X18¦ X19¦ X20¦ X21¦ X22¦ X23¦ X24¦ X25¦ X26¦ X27¦ X28¦ X29¦ X30¦ Y00¦ Y02¦ Y05¦ Y07¦ Y01¦ Y03¦ Y06¦ Y04¦ OPEN¦ 비상전원실¦ 지구대장실¦ 사무실¦ 창고¦ 내무반¦ 샤워실¦ 탈의실¦ 대합실¦ 화장실¦ 내부계단2¦ C¦ A¦ (P23:200x200x100)¦ ES-11(1)¦ ELE-9¦ (P27:200x200x100)¦ ES-12(1)¦ T-2¦ (P22:200x200x100)¦ ELE-8¦ ES-8(1)¦ (P21:300x300x200)¦ B¦ J¦ L¦ (P20:200x200x100)¦ (P24:200x200x100)¦ D¦ (P26:200x200x100)¦ ELE-10¦ G¦ H¦ I¦ K¦ (P25:200x200x100)¦ E¦ G¦ 내부계단3¦ 내부계단1¦ ES-8(2)¦ ES-11(2)¦ ES-12(2)¦ vmh¦ vmh¦ vmh¦ vmh¦ vmh¦ vmh¦ vmh¦ vmh¦ vmh¦ vmh¦ 2호선¦ 환승통로¦ M¦ M¦ G¦ NOTE¦ 1. 광케이블, 전원/접지케이블 (OF-SM-4Core, CV 3C/2.5㎟)¦ 3. 승강장 ANT설치위치: 열차 진행방향 정거장 시종점부에 설치¦ 2. 광케이블, 전원/접지케이블 (OF-SM-8Core, CV 3C/2.5㎟)¦ TRAY (300x100)¦ UTP Cat.5E 25Px1조 (CONSOLE)¦ UTP Cat.5E 4Px4조 (CONSOLE)¦ TRAY (300x100)¦ UTP Cat.5E 25Px1조 (CONSOLE)¦ UTP Cat.5E 4Px4조 (CONSOLE)¦ TRAY (300x100)¦ UTP Cat.5E 25Px1조 (CONSOLE)¦ UTP Cat.5E 4Px4조 (CONSOLE)¦ TRAY (300x100)¦ UTP Cat.5E 25Px1조 (CONSOLE)¦ UTP Cat.5E 4Px4조 (CONSOLE)¦ (16) UTP Cat.5E4Px1조 (CAMERA)¦ TRAY (300x100)¦ TRAY (300x100)¦ TRAY (900x150)¦ DOWN TO 지하3층¦ TRAY (300x100)¦ UTP Cat.5E 25Px1조 (CONSOLE)¦ UTP Cat.5E 4Px4조 (CONSOLE)¦ TRAY (300x100)¦ UTP Cat.5E 25Px1조 (CONSOLE)¦ UTP Cat.5E 4Px4조 (CONSOLE)¦ UTP Cat.5E 25Px1조 (CONSOLE)¦ UTP Cat.5E 4Px4조 (CONSOLE)¦ (16) UTP Cat.5E4Px1조 (CAMERA)¦ UP TO 2호선 환승 E/L¦ (16) UTP Cat.5E4Px1조 (CAMERA)¦ (16) UTP Cat.5E4Px1조 (CAMERA)¦ DOWN TO 지하2층 E/L¦ (22) UTP Cat.5E4Px2조 (CAMERA)¦ (16) UTP Cat.5E4Px1조 (CAMERA)¦ (28) UTP Cat.5E4Px4조 (CAMERA)¦ (22) UTP Cat.5E4Px2조 (CAMERA)¦ (22) UTP Cat.5E4Px2조 (CAMERA)¦ (22) UTP Cat.5E4Px2조 (CAMERA)¦ (16) UTP Cat.5E4Px1조 (CAMERA)¦ (16) UTP Cat.5E4Px1조 (CAMERA)¦ (16) UTP Cat.5E4Px1조 (CAMERA)¦ (16) UTP Cat.5E4Px1조 (CAMERA)¦ FR-CV 3C/6.0㎟x1조 (LSE POWER)¦ FR-CV 3C/6.0㎟x1조 (LSE POWER)¦ FR-CV 3C/6.0㎟x1조 (LSE POWER)¦ FR-CV 3C/6.0㎟x1조 (LSE POWER)¦ FR-CV 3C/6.0㎟x1조 (LSE POWER)¦ FR-CV 3C/6.0㎟x1조 (LSE POWER)¦ FR-CV 3C/6.0㎟x1조 (LSE POWER)¦ DOWN TO 지하2층¦ TRAY (600x150)¦ FR-CV 3C/4.0㎟x1조 (대합실게시기 POWER)(기존활용)¦ FR-CV 3C/4.0㎟x1조 (대합실게시기 POWER)(기존활용)¦ FR-CV 3C/4.0㎟x1조 (대합실게시기 POWER)(기존활용)¦ FR-CV 3C/4.0㎟x1조 (대합실게시기 POWER)(기존활용)¦ 지하1층¦ OF-MM-8Core(난연)x1조 (대합실게시기)(신설)¦ OF-MM-8Core(난연)x1조 (대합실게시기)(신설)¦ OF-MM-8Core(난연)x1조 (대합실게시기)(신설)¦ OF-MM-8Core(난연)x1조 (대합실게시기)(신설용)¦ UTP Cat.5E4Px10조 (CAMERA)¦ OF-SM-8C(난연)x13조(신설) ¦ FR-CV 3C/4.0㎟x13조(신설) ¦ UTP Cat.5E4Px6조 (CAMERA)¦ OF-SM-8C(난연)x13조(신설) ¦ FR-CV 3C/4.0㎟x13조(신설) ¦ UTP Cat.5E4Px4조 (CAMERA)¦ OF-SM-8C(난연)x13조(신설) ¦ FR-CV 3C/4.0㎟x13조(신설) ¦ UTP Cat.5E4Px3조 (CAMERA)¦ OF-SM-8C(난연)x13조(CAMERA) ¦ FR-CV 3C/4.0㎟x13조(CAMERA) ¦ UTP Cat.5E4Px2조 (CAMERA)¦ OF-SM-8C(난연)x3조(CAMERA) ¦ FR-CV 3C/4.0㎟x2조(CAMERA) ¦ OF-SM-8C(난연)x5조(CAMERA) ¦ FR-CV 3C/4.0㎟x5조(CAMERA) ¦ UTP Cat.5E4Px2조 (CAMERA)¦ OF-SM-8C(난연)x8조(신설) ¦ FR-CV 3C/4.0㎟x8조(신설) ¦ OF-SM-8C(난연)x5조(CAMERA) ¦ FR-CV 3C/4.0㎟x5조(CAMERA) ¦ OF-SM-8C(난연)x8조(신설) ¦ FR-CV 3C/4.0㎟x8조(신설) ¦ OF-SM-8Core(난연)x2조 (모니터)(신설)¦ FR-CV 3C/4.0㎟x2조 (모니터POWER)(신설) ¦ OF-SM-8Core(난연)x2조 (모니터)(신설)¦ FR-CV 3C/4.0㎟x2조 (모니터POWER)(신설) ¦ OF-SM-8Core(난연)x2조 (모니터)(신설)¦ FR-CV 3C/4.0㎟x2조 (모니터POWER)(신설) ¦ OF-SM-8Core(난연)x2조 (모니터)(신설)¦ FR-CV 3C/4.0㎟x2조 (모니터POWER)(신설) ¦ OF-SM-8Core(난연)x2조 (모니터)(신설)¦ FR-CV 3C/4.0㎟x2조 (모니터POWER)(신설) ¦ OF-SM-8Core(난연)x2조 (모니터)(신설)¦ FR-CV 3C/4.0㎟x2조 (모니터POWER)(신설) ¦ OF-SM-8Core(난연)x2조 (모니터)(신설)¦ FR-CV 3C/4.0㎟x2조 (모니터POWER)(신설) ¦ 지하철 913정거장¦ 선유도¦ 당산¦ 국회의사당¦ 1/400¦ S = 1 / 400¦ 913정거장 CCTV,TDI,시계설비 지하2층 신설평면도(2/3)¦ 913정거장 CCTV,TDI,시계설비 지하2층¦ 신설평면도(2/3)¦ T¦ 7¦ 0¦ 0¦ 5¦ 0¦ 3¦ 4¦ 0¦ 0¦ 4¦ CCTV(기존동축활용)¦ P¦
| 1단계_정거장 - 복사본 | 1단계_정거장 - 복사본 | 077. T9103066-003 902정거장 AFC설비 지하1층 장비배치도.dwg | C/R¦ 600¦ 1100¦ 150¦ 150¦ 600¦ 150¦ 600¦ 150¦ 600¦ 150¦ 600¦ 150¦ 600¦ 150¦ 600¦ 150¦ 600¦ 150¦ 600¦ 150¦ 600¦ 150¦ 향후 연결통로 설치¦ 국내선청사방향¦ ES.UP¦ ES.DN¦ ES.UP¦ ES.DN¦ DN¦ DN¦ 국내선청사¦ 화장실¦ 상부OPEN¦ 국제선구청사¦ DS¦ DS¦ UP¦ 5호선 김포공항역사¦ UP¦ 장애인용 ¦ ELEV.¦ 급기¦ 배기¦ 26¦ X¦ 25¦ X¦ 24¦ X¦ 23¦ X¦ 22¦ X¦ 21¦ X¦ 20¦ X¦ 19¦ X¦ 18¦ X¦ 17¦ X¦ 15¦ X¦ X¦ 16¦ 15¦ X¦ X¦ 14¦ X¦ 13¦ X¦ 12¦ X¦ 11¦ X¦ 10¦ X¦ 09¦ X¦ 08¦ X¦ 07¦ X¦ 06¦ X¦ 05¦ 00¦ Y¦ 01¦ Y¦ 02¦ Y¦ 03¦ Y¦ 04¦ X¦ 03¦ X¦ 02¦ X¦ 01¦ X¦ X¦ 00¦ X¦ -1¦ X¦ -2¦ X¦ -3¦ Y¦ 04¦ -4¦ X¦ 7500¦ 7500¦ 5060¦ 7500¦ 7500¦ 7500¦ 7500¦ 7500¦ 7500¦ 7500¦ 7500¦ 7500¦ 7500¦ 7500¦ 37800¦ 11790¦ 9020¦ 8840¦ 8150¦ 00¦ Y¦ 01¦ Y¦ 02¦ Y¦ 03¦ Y¦ Y¦ 04¦ A¦ A'¦ A¦ A'¦ P¦ 통신기계실¦ B¦ A¦ SMS¦ I¦ H¦ P¦ D¦ DOWN TO 역무실¦ G¦ C¦ F¦ DUCT(300X35)¦ SMS¦ PB(400X400X300)¦ E¦ P¦ P¦ 200x200x100¦ 200x200x100¦ 역무실¦ B¦ 발매기실¦ 편의점¦ 환급기¦ C¦ K¦ I¦ G¦ J¦ E¦ H¦ F¦ D¦ L¦ A¦ M¦ AAM¦ N¦ O¦ P¦ Detail "A"¦ 역무실¦ 편의점¦ AAM¦ Detail "A"¦ 6형¦ 8형¦ 8형¦ 8형¦ 8형¦ 8형¦ 8형¦ 10/11형¦ 12형¦ 8형¦ 구 분¦ 당 초¦ 변 경¦ 6형¦ 8형¦ 10형¦ 6/12형¦ 10/11형¦ 11형¦ 12형¦ 1¦ 1¦ 6¦ 7¦ -¦ -¦ 1¦ 1¦ 1¦ 1¦ -¦ -¦ -¦ -¦ 902정거장 AFC설비 지하1층 장비배치도¦ 902정거장 AFC설비 지하1층 장비배치도¦ S = NONE¦ NONE¦ 지하철 902정거장¦ 개화¦ 김포공항¦ 공항시장¦ T¦ 9¦ 1¦ 0¦ 3¦ 0¦ 6¦ 6¦ 0¦ 0¦ 3¦
| 1단계_정거장 - 복사본 | 1단계_정거장 - 복사본 | 022. T7001034-005 914정거장 전화설비 지하3층 신설평면도 (1_2).dwg | \A1;7,500¦ \A1;7,500¦ \A1;7,500¦ \A1;7,500¦ \A1;7,500¦ \A1;7,500¦ \A1;7,500¦ \A1;7,500¦ \A1;7,500¦ \A1;7,500¦ \A1;7,500¦ \A1;7,500¦ \A1;7,500¦ \A1;7,500¦ \A1;4,270¦ \A1;5,400¦ \A1;10,000¦ \A1;20,980¦ \A1;5490¦ \A1;5490¦ 1. 일반교환기에 수용된 전화기는 IP전화기로 교체한다.¦ NOTE¦ 2. 콜폰, E/L폰, 승강장 비상통화장치도 교체한다.¦ 3. 전화 및 인터폰 구간의 배선배관은 기존활용한다.¦ MATCH LINE DWG No. "S1-TA-S14-DB-014-0"¦ 각도: -5˚¦ 1. 음향유도기 전원은 전기콘센트를 이용한다.¦ NOTE¦ 2. 증폭기전원은 전기콘센트를 이용한다.¦ 3. 통신기계실 및 안전관리실 MAIN 분전반은 전기에서 설치한다.¦ KEY PLAN¦ X-01¦ X-02¦ X-03¦ X-05¦ X-04¦ X-06¦ X-07¦ X00¦ X01¦ X02¦ X03¦ X04¦ X05¦ X06¦ X07¦ X08¦ 47,170¦ Y00¦ Y01¦ Y02¦ Y03¦ UP¦ DN¦ 장래 광역A선 환승통로¦ 본선환기실¦ 본선환기실¦ 정화조¦ 창 고 1¦ (P15:100x100x100)¦ (P14:100x100x100)¦ (16) UTP Cat.5E 4Px1조 (승강장 INT)¦ (16) UTP Cat.5E 4Px1조 (승강장 INT)¦ (16) UTP Cat.5E 4Px1조 (승강장 INT)¦ 1. 일반교환기에 수용된 전화기는 안전관리실만 IP전화기로 교체한다.¦ NOTE¦ 2. 콜폰, E/L폰, 승강장 비상통화장치도 교체한다.¦ 3. 전화 및 인터폰 구간의 배선배관은 기존활용한다.¦ 지하철 914정거장¦ 당산¦ 국회의사당¦ 여의도¦ 1/400¦ 914정거장 전화설비 지하3층 신설평면도(1/2)¦ S = 1/400¦ 914정거장 전화설비 지하3층 신설평면도(1/2)¦ T¦ 7¦ 0¦ 0¦ 1¦ 0¦ 3¦ 4¦ 0¦ 0¦ 5¦ (기설활용)¦ P¦ INT¦
| 1단계_정거장 - 복사본 | 1단계_정거장 - 복사본 | 029. T7003034-004 906정거장 방송설비 지하2층 신설평면도(2_2).dwg | KEY PLAN¦ P¦ \A1;7500¦ \A1;7500¦ \A1;7500¦ \A1;7500¦ \A1;7500¦ \A1;7500¦ \A1;7500¦ \A1;7500¦ \A1;82500¦ \A1;7500¦ \A1;7500¦ \A1;7500¦ \A1;9750¦ \A1;9750¦ \A1;19500¦ \A1;6850¦ \A1;2900¦ \A1;6850¦ \A1;2900¦ S = 1 / 400¦ 903정거장 방송설비 지하1층 신설평면도(2/2)¦ 1/400¦ 904정거장 방송설비 지하1층 신설평면도 (1/2)¦ 0¦ 0¦ 0¦ -¦ 0¦ 0¦ 0¦ 0¦ (기설활용)¦ -¦ T¦ 7¦ 0¦ 0¦ 3¦ 0¦ 3¦ 4¦ 0¦ 1¦ 6¦ UT TO 지하1층¦ HIV 1.5㎟x4조 (승강장 SP)¦ TRAY (600X150)¦ UT TO 지하1층¦ HIV 1.5㎟x4조 (승강장 SP)¦ TRAY (600X150)¦ MATCH LINE DWG No. "S1-TA-S06-DB-015-1.dwg"¦ : (16) HIV 1.5㎟x6조¦ : (22) HIV 1.5㎟x10조¦ : (22) HIV 1.5㎟x8조¦ : (22) HIV 1.5㎟x7조¦ : (16) HIV 1.5㎟x5조¦ : (16) HIV 1.5㎟x4조¦ : (16) HIV 1.5㎟x3조¦ : (16) HIV 1.5㎟x2조¦ NOTE¦ E/S¦ 승강장¦ E/S¦ 승강장¦ PSD¦ 승강장¦ 승강장¦ DN¦ E/S¦ DN¦ E/S¦ X16¦ X17¦ X18¦ X19¦ X20¦ X21¦ X22¦ X11¦ X12¦ X13¦ X14¦ X15¦ Y00¦ Y02¦ Y03¦ Y06¦ Y04¦ 벽부형 3W : 2 EA¦ 천정형 5W : 20 EA¦ 지하철 906정거장¦ 마곡나루¦ 양천향교¦ 가양¦ S = 1 / 400¦ 906정거장 방송설비 지하2층 신설평면도(2/2)¦ 1/400¦ 906정거장 방송설비 지하2층 신설평면도 (2/2)¦ (기설활용)¦ T¦ 7¦ 0¦ 0¦ 3¦ 0¦ 3¦ 4¦ 0¦ 0¦ 4¦
| 1단계_정거장 - 복사본 | 1단계_정거장 - 복사본 | 020. T7001034-003 914정거장 전화설비 지하2층 신설평면도 (1_2).dwg | INT¦ \A1;7,500¦ \A1;7,500¦ \A1;7,500¦ \A1;7,500¦ \A1;7,500¦ \A1;7,500¦ \A1;7,500¦ \A1;7,500¦ \A1;5,500¦ \A1;7,500¦ \A1;7,500¦ \A1;7,500¦ \A1;7,500¦ \A1;7,500¦ \A1;4,270¦ \A1;5,400¦ \A1;10,000¦ \A1;20,980¦ \A1;5490¦ \A1;5490¦ 1. 일반교환기에 수용된 전화기는 IP전화기로 교체한다.¦ NOTE¦ 2. 콜폰, E/L폰, 승강장 비상통화장치도 교체한다.¦ 3. 전화 및 인터폰 구간의 배선배관은 기존활용한다.¦ 각도: -5˚¦ A¦ UTP Cat.5E 4Px2조 (국회민원출장소)¦ UTP Cat.5E 25Px1조 (임대상가)¦ UTP Cat.5E 4Px2조 (공조기계실-1)¦ E¦ UTP Cat.5E 4Px2조 (국회민원출장소)¦ UTP Cat.5E 25Px1조 (임대상가)¦ UTP Cat.5E 4Px2조 (공조기계실-1)¦ TARY (300x100)¦ UTP Cat.5E 25Px1조 (콜폰)¦ B¦ (28) UTP Cat.5E 25Px1조 (콜폰)¦ 1. 음향유도기 전원은 전기콘센트를 이용한다.¦ NOTE¦ 2. 증폭기전원은 전기콘센트를 이용한다.¦ 3. 통신기계실 및 안전관리실 MAIN 분전반은 전기에서 설치한다.¦ UTP Cat.5E 4Px3조 (대합실 공중전화)¦ D¦ (22) UTP Cat.5E 4Px3조 (대합실 공중전화)¦ MATCH LINE DWG No. "S1-TA-S14-DB-012-0"¦ TARY (300x100)¦ C¦ UTP Cat.5E 4Px2조 (국회민원출장소)¦ UTP Cat.5E 25Px1조 (임대상가)¦ TARY (300x100)¦ UTP Cat.5E 25Px1조 (콜폰)¦ UTP Cat.5E 4Px2조 (공조기계실-1)¦ KEY PLAN¦ X-01¦ X-02¦ X-03¦ X-05¦ X-04¦ X-06¦ X-07¦ X00¦ X01¦ X02¦ X03¦ X04¦ X05¦ X06¦ X07¦ X08¦ 47,170¦ Y00¦ Y01¦ Y02¦ Y03¦ 65,500¦ UP¦ DN¦ UP¦ UP¦ 발매기실¦ 국회민원출장소¦ 본선환기실¦ 본선환기실¦ 대합실¦ 화장실-1¦ 오수펌프실¦ 외부출입구6¦ 내부계단1¦ 외부출입구통로4¦ 외부출입구1¦ 외부출입구통로1¦ 내부계단5¦ 외부출입구5¦ 외부출입구2¦ 외부출입구통로2¦ 방범셔터설치¦ x2¦ (P3:100x100x100)¦ (P5:100x100x100)¦ (16) UTP Cat.5E 4Px1조 (공조기계실-1)¦ UP TO 지하 1층¦ (16) UTP Cat.5E 4Px1조 (공조기계실-1)¦ E¦ UTP 25P¦ (TB NO.1)¦ D¦ (16) 인터폰선 0.6x2Px각1조 (콜폰)¦ B¦ UTP 25P¦ (TB NO.2)¦ 공중전화¦ A¦ C¦ B¦ 지상E/L¦ MATCH LINE¦ MATCH LINE¦ (16) 인터폰선 0.6x2Px4조 (INT)¦ (16) 인터폰선 0.6x2Px4조 (INT)¦ (16) 인터폰선 0.6x2Px4조 (INT)¦ DOWN TO CP PANEL¦ (16) 인터폰선 0.6x2Px4조 (INT)¦ 인터폰선 0.6x2Px4조 (INT)¦ 인터폰선 0.6x2Px4조 (INT)¦ 인터폰선 0.6x2Px4조 (INT)¦ (16) 인터폰선 0.6x2Px4조 (INT)¦ V4-1~4¦ D1¦ 천정형UTP25P-1¦ 13¦ 12¦ 11¦ 10¦ 9¦ 8¦ 7¦ 1¦ 2¦ 3¦ 4¦ 5¦ 6¦ TB1¦ 임대상가1¦ 임대상가3¦ 1. 일반교환기에 수용된 전화기는 안전관리실만 IP전화기로 교체한다.¦ NOTE¦ 2. 콜폰, E/L폰, 승강장 비상통화장치도 교체한다.¦ 3. 전화 및 인터폰 구간의 배선배관은 기존활용한다.¦ 지하철 914정거장¦ 당산¦ 국회의사당¦ 여의도¦ 1/400¦ 914정거장 전화설비 지하2층 신설평면도(1/2)¦ S = 1/400¦ 914정거장 전화설비 지하2층 신설평면도(1/2)¦ T¦ 7¦ 0¦ 0¦ 1¦ 0¦ 3¦ 4¦ 0¦ 0¦ 3¦ (기설활용)¦ P¦
| 1단계_정거장 - 복사본 | 1단계_정거장 - 복사본 | 043. T7009934-002 908정거장 출입통제설비 지하2층 평면도.dwg | C/R¦ CONSOLE¦ \A1;3,100¦ \A1;3,100¦ \A1;1,100¦ \A1;1,100¦ \A1;7,150¦ \A1;7,150¦ \A1;22,700¦ \A1;22,500¦ \A1;22,500¦ \A1;37,500¦ \A1;22,500¦ \A1;7,500¦ \A1;7,500¦ \A1;7,500¦ \A1;7,500¦ \A1;7,500¦ \A1;7,500¦ \A1;7,500¦ \A1;7,500¦ \A1;7,500¦ \A1;7,500¦ \A1;7,500¦ \A1;7,500¦ \A1;7,500¦ \A1;7,500¦ \A1;120,000¦ \A1;15,000¦ DN¦ UP¦ DN¦ DN¦ DN¦ 독서실¦ 안전관리실¦ 발매기실¦ 공조기계실¦ 화장실¦ DN¦ 편의점¦ 오수펌프실¦ 내부계단4¦ 내부계단1¦ 내부계단2¦ 내부계단5¦ 내부엘리베이터2¦ DN¦ DN¦ DN¦ DN¦ UP¦ UP¦ 내부엘리베이터1¦ 내부계단3¦ 908 정거장¦ STA.9km840.167¦ 예비실¦ 임대상가2¦ 임대상가1¦ TRAY (900x150)¦ UP TO 지하 1층¦ UTP Cat.5E 4Px4조 (출입통제)¦ UTP Cat.5E 4Px4조 (출입통제)¦ UTP Cat.5E 4Px4조 (출입통제)¦ X09¦ X12¦ X13¦ X14¦ X15¦ X16¦ X17¦ X18¦ X19¦ X20¦ X21¦ X22¦ X23¦ X24¦ X25¦ X26¦ X10¦ X11¦ Y00¦ Y04¦ Y08¦ Y03¦ Y05¦ TRAY (600x150)¦ (16) UTP Cat.5E 4Px2조 (출입통제)¦ (16) UTP Cat.5E 4Px2조 (출입통제)¦ 908정거장 출입통제설비 지하2층 평면도¦ 908정거장 출입통제설비 지하2층 평면도¦ S = 1 / 400¦ 1/400¦ 지하철 908정거장¦ 가양¦ 증미¦ 등촌¦ T¦ 7¦ 0¦ 0¦ 9¦ 9¦ 3¦ 4¦ 0¦ 0¦ 2¦ P¦
| 1단계_정거장 - 복사본 | 1단계_정거장 - 복사본 | 001~003. T1001001~003 910 정거장 목록표,범례도, 표지,간지.dwg | (공통 상세도)¦ (910 정거장)¦ 공통¦ T¦ 1¦ 0¦ 0¦ 0¦ 0¦ 0¦ 0¦ 0¦ 0¦ 0¦ 네트워크장비 통신기기실 실장도¦ 서지보호기 상세도¦ DU 시스템 상세도¦ DU RACK 상세도¦ RRU 시스템 상세도¦ OFD 48C 상세도¦ OFD 24C 상세도¦ FDF 48C 상세도¦ 실내안테나 설치상세도¦ 옥상안테나폴[5M] 상세도¦ 옴니 안테나 상세도¦ 정류기 상세도¦ RACK 접지상세도¦ 수공 상세도[1/2]¦ 수공 상세도[2/2]¦ 수공철개 상세도¦ PIPING 상세도[1/3]¦ PIPING 상세도[2/3]¦ PIPING 상세도[3/3]¦ TERMINAL BOX 상세도¦ 접지함 상세도¦ WALL PULLBOX DETAIL¦ 여자화장실 INTERPHONE DETAIL¦ RACK 바닥고정 설치상세도¦ 광점퍼코드[OJC]상세도¦ S = NONE¦ 도 면 목 록 표¦ 도면번호¦ 구 분¦ 도 면 명¦ 축 척¦ T-7000002-001¦ 910정거장 CIRCUIT WIRING SYSTEM DIAGRAM¦ 910정거장 COMMUNICATION CABLE WIRING DIAGRAM¦ 910정거장 전화설비 지하1층 신설평면도 (1/2)¦ 910정거장 CCTV,TDI,시계설비 CABLE WIRING DIAGRAM¦ 910정거장 CCTV,TDI,시계설비 지하1층 신설평면도 (1/2)¦ 910정거장 통신기계실 기기배치도 및 바닥 TRAY 설치도¦ 1¦ 2¦ 3¦ 4¦ 5¦ 6¦ 7¦ 8¦ 9¦ 10¦ 11¦ 12¦ 13¦ 14¦ 15¦ 16¦ 17¦ 18¦ 19¦ 20¦ 21¦ 22¦ 23¦ 24¦ 25¦ 26¦ 27¦ 29¦ 30¦ 31¦ 도면목록표¦ 범례도¦ 910정거장 통신기계실 & 안전관리실 CABLE WIRING DIAGRAM¦ NONE¦ NONE¦ NONE¦ NONE¦ NONE¦ NONE¦ 1 / 400¦ 1 / 400¦ 1 / 400¦ 1 / 400¦ 1 / 400¦ 1 / 400¦ 1 / 400¦ 1 / 400¦ 1 / 400¦ 1 / 400¦ 1 / 400¦ 1 / 400¦ 910정거장 안전관리실 기기배치도 및 바닥 TRAY 설치도¦ 28¦ 1/100¦ 1/50¦ 9 1 0 정 거 장¦ 공 통 상 세 도¦ T-7000002-002¦ T-7000026-003¦ T-7000026-004¦ T-7000026-005¦ T-7000026-007¦ T-7001034-008¦ 910정거장 전화설비 지하1층 신설평면도 (2/2)¦ T-7001034-009¦ 910정거장 전화설비 지하2층 신설평면도(1/2)¦ T-7001034-010¦ 910정거장 전화설비 지하2층 신설평면도(2/2)¦ T-7001034-011¦ 910정거장 전화설비 지하1층 철거평면도 (1/2)¦ T-7005034-012¦ 910정거장 전화설비 지하1층 철거평면도 (2/2)¦ T-7005034-013¦ 910정거장 전화설비 지하2층 철거평면도(1/2)¦ T-7005034-014¦ 910정거장 전화설비 지하2층 철거평면도(2/2)¦ T-7005034-015¦ T-7001034-020¦ 910정거장 CCTV,TDI,시계설비 지하1층 신설평면도 (2/2)¦ 910정거장 CCTV,TDI,시계설비 지하2층 신설평면도(1/2)¦ 910정거장 CCTV,TDI,시계설비 지하2층 신설평면도(2/2)¦ T-7001034-021¦ T-7001034-022¦ T-7001034-023¦ 910정거장 CCTV,TDI,시계설비 지하1층 철거평면도 (1/2)¦ T-7005034-024¦ 910정거장 CCTV,TDI,시계설비 지하1층 철거평면도 (2/2)¦ 910정거장 CCTV,TDI,시계설비 지하2층 철거평면도(1/2)¦ 910정거장 CCTV,TDI,시계설비 지하2층 철거평면도(2/2)¦ T-7005034-025¦ T-7005034-026¦ T-7005034-027¦ T-9103066-028¦ T-9103066-029¦ 1 / 400¦ 1 / 400¦ 1 / 400¦ 1 / 400¦ 32¦ 33¦ 34¦ 36¦ 35¦ 910정거장 방송설비 지하1층 신설평면도 (2/2)¦ T-7003034-017¦ 910정거장 방송설비 지하2층 신설평면도(1/2)¦ T-7003034-018¦ 910정거장 방송설비 지하2층 신설평면도(2/2)¦ T-7003034-019¦ 1 / 400¦ 1 / 400¦ 1 / 400¦ 910정거장 방송설비 지하1층 신설평면도 (1/2)¦ T-7003034-016¦ 1 / 400¦ 910정거장 방송설비 CABLE WIRING DIAGRAM¦ NONE¦ T-7000026-006¦ NONE¦ 카메라 설치 상세도¦ NONE¦ 천전형 PT BRACKET 설치 상세도¦ NONE¦ 자시계 외형도¦ NONE¦ 행선안내 표시기 외형도¦ NONE¦ 행선안내 표시기 현장 설치도¦ 접지함 상세도¦ NONE¦ T-7002038-034¦ T-7005038-037¦ T-7005038-038¦ T-7009938-039¦ T-8002038-040¦ T-8002038-041¦ 도면번호¦ 구 분¦ 도 면 명¦ 축 척¦ PIPING 상세도(1-3)¦ NONE¦ T-7002038-030¦ PIPING 상세도(2-3)¦ NONE¦ T-7002038-031¦ PIPING 상세도(3-3)¦ NONE¦ T-7002038-032¦ TERMINAL BOX 상세도¦ NONE¦ T-7002038-033¦ 여자화장실 INTERPHONE DETAIL ¦ NONE¦ T-7002038-035¦ 방송설비 설치 상세도¦ NONE¦ T-7002038-036¦ 37¦ 38¦ 39¦ 40¦ 41¦ 도면번호¦ 구 분¦ 도 면 명¦ 축 척¦ 도면번호¦ 구 분¦ 축 척¦ 도면번호¦ 구 분¦ 축 척¦ 1¦ 2¦ 도면목록표¦ NONE¦ 3¦ NONE¦ 4¦ NONE¦ 5¦ NONE¦ 6¦ 7¦ 8¦ NONE¦ 9¦ 10¦ 11¦ 12¦ 13¦ 14¦ 15¦ 16¦ 17¦ 18¦ 19¦ 20¦ 21¦ 22¦ 23¦ 24¦ 25¦ 26¦ 도 면 명¦ 도 면 명¦ NONE¦ 도 면 목 록 표¦ NONE¦ 도 면 목 록 표¦ S = NONE¦ 910정거장 CIRCUIT WIRING SYSTEM DIAGRAM / 철거¦ 910정거장 통신기계실 & 안전관리실 CABLE WIRING DIAGRAM¦ 910정거장 종합무선중계,열차무선설비 DIAGRAM¦ NONE¦ NONE¦ NONE¦ NONE¦ NONE¦ NONE¦ NONE¦ NONE¦ NONE¦ NONE¦ NONE¦ NONE¦ NONE¦ NONE¦ 정거장 통신설비 계통도¦ 범례도¦ 910정거장 ¦ 27¦ 28¦ 29¦ 30¦ 31¦ 32¦ 33¦ 34¦ 35¦ 910정거장 통신기계실 기기배치도 및 바닥 TRAY 설치도¦ 36¦ 37¦ 38¦ 39¦ 40¦ 41¦ 42¦ 43¦ 44¦ 공통상세도¦ 45¦ 46¦ NONE¦ NONE¦ NONE¦ NONE¦ NONE¦ 47¦ 48¦ 49¦ 50¦ 51¦ 52¦ 53¦ 54¦ 55¦ 56¦ 57¦ 58¦ 59¦ 60¦ 61¦ 62¦ 63¦ 64¦ 65¦ 66¦ 67¦ 68¦ 69¦ 70¦ 71¦ 72¦ 73¦ 74¦ NONE¦ NONE¦ NONE¦ NONE¦ NONE¦ NONE¦ NONE¦ NONE¦ NONE¦ NONE¦ NONE¦ NONE¦ NONE¦ NONE¦ NONE¦ 심 볼¦ 명 칭¦ 비 고¦ 심 볼¦ 명 칭¦ 비 고¦ ( 36 )¦ ATT¦ 관 로 케 이 블 포 설 (신설)¦ GND¦ MGB¦ 직 매 케 이 블 포 설¦ 트 라 후 내 포 설¦ 천 장 노 출 배 관¦ 케 이 블 접 속¦ 바 닥 배 관¦ 전 선 관 규 격¦ 전 선 관 상 향¦ 전 선 관 하 향¦ 전 선 관 통 과¦ 분 전 반¦ U T P 단 자 함¦ 주 접 지 단 자 함¦ 접 지 단 자 함¦ 천 장 형 풀 박 스¦ 기 설 천 장 형 풀 박 스¦ 벽 부 형 풀 박 스¦ 아 웃 레 트 박 스¦ 인 공¦ 수 공 (신 설)¦ 모 듈 러 잭 (R J - 4 5)¦ 구 내 전 화¦ 역 간 직 통 전 화¦ 사 령 전 화¦ 키 폰 전 화 모 장 치¦ 키 폰 전 화 자 장 치¦ 인 터 폰 자 장 치¦ 모 사 전 송 장 치¦ 콜 폰¦ T V 단 자¦ 장 애 자 용 유 도 음 향 장 치¦ 증 폭 기¦ 천 장 형 스 피 커 (3 W)¦ 벽 부 형 스 피 커 (3 W)¦ 벽 부 형 스 피 커 (3 W)¦ 천 장 형 스 피 커 (5 W)¦ 벽 부 형 스 피 커 (5 W)¦ 컬 럼 형 스 피 커 (20 W)¦ 음 량 조 절 기¦ H I V 1 . 5 ㎟ x 3 조¦ 안 테 나¦ 카 메 라¦ 펜 틸 트 카 메 라¦ 열 차 행 선 안 내 게 시 기¦ 부 모 시 계¦ 자 시 계¦ 사 각 시 계¦ M¦ 방 송 단 자 함¦ P¦ P¦ KP¦ KP¦ H¦ M¦ G¦ PA AMP¦ T¦ 기 설 벽 부 형 풀 박 스¦ INT¦ H o r n 스 피 커 (30 W)¦ 4D¦ AMP¦ T V 분 배 기¦ T V 증 폭 기¦ C/R¦ ACU¦ 출 입 통 제 자 장 치¦ 출 입 통 제 주 장 치¦ 종 단 저 항¦ (200x200x100)¦ (400x500x150)¦ 심 볼¦ 명 칭¦ 비 고¦ SMS¦ ATVM¦ AAM¦ AGM¦ 자 동 발 매 기¦ 자 동 정 산 기¦ 역 단 위 전 산 기¦ 개 집 표 기¦ 케 이 블 트 레 이¦ 일 반 전 화 (국선)¦ KT¦ ATTENUATOR 포함¦ 수치규격표시¦ 수치규격표시¦ 분 배 기¦ D¦ 승 강 장 천 장 노 출 배 관¦ (36) : 수치규격표시¦ 인터폰¦ 모장치¦ 인 터 폰 모 장 치¦ MSC¦ MWS¦ 시스템박스¦ 컬 럼 형 스 피 커 (10 W)¦ INSTALLATION OF DUCT SYSTEM¦ INSTALLATION OF DIRECTBURIED CABLE¦ INSTALLATION OF TROUGH SYSTEM¦ CABLE TRAY¦ CABLE IN CONDUIT CELING EXPOSED¦ CABLE JOINT¦ CABLE IN CONDUIT FLOOR EXPOSED¦ CONDUIT SIZE¦ CONDUIT GOING UPWARD¦ CONDUIT GOING DOWNWARD¦ CONDUIT PASSING¦ POWER DISTRIBUTION BOARD¦ UTP TERMINAL BOX¦ PUBLIC ADDRESS TERMINAL BOX¦ MAIN GROUND BOX¦ EARTH TERMINAL BOX¦ CEILING PULL BOX¦ CEILING PULL BOX¦ WALL PULL BOX¦ WALL PULL BOX¦ MODULAR JACK¦ SYSTEM BOX¦ INTERIOR TELEPHONE¦ MAGNETIC TELEPHONE¦ DISPATCH TELEPHONE¦ KEYPHONE MASTER¦ KEYPHONE SLAVE¦ AUTOMATIC TELEPHONE¦ INTERPHONE MASTER¦ INTERPHONE SLAVE¦ FACSIMILE¦ CALL PHONE¦ OUTLET FOR TV¦ AMPLIFILER¦ SPEAKER (CEILING MOUNTED TYPE)¦ SPEAKER (WALL MOUNTED TYPE)¦ SPEAKER (WALL MOUNTED TYPE)¦ SPEAKER (CEILING MOUNTED TYPE)¦ SPEAKER (WALL MOUNTED TYPE)¦ SPEAKER (COLUMN MOUNTED TYPE)¦ SPEAKER (COLUMN MOUNTED TYPE)¦ SPEAKER (HORN MOUNTED TYPE)¦ ATTENUATOR¦ DISTRIBUTOR FOR TV¦ BOOSTER FOR TV¦ CAMERA FOR CCTV¦ PANTILTED CAMERA¦ DISPLAY FOR TRAIN DESTINATION INDICATION¦ REPEAT ELETRIC CLOCK¦ SLAVE ELECTRIC CLOCK (WALL MOUNTED TYPE)¦ INDEPENDENCE OUTSIDE CLOCK¦ ACCESS CONTROL UNIT¦ CARD READER¦ ANTENNA¦ DISTRIBUTOR FOR RADIO COMMUNICATION¦ DUMMY LOAD¦ STATION MONITORING SYSTEM¦ AUTOMATIC TICKET VENDING MACHINE¦ AUTOMATIC ADD FARE MACHINE¦ AUTOMATIC GATE MACHINE¦ CABLE IN CONDUIT CELING EXPOSED FOR PALTFORM¦ OUTLET BOX¦ Man Hole¦ Hand Hole¦ 토크백¦ 모장치¦ 토 크 백 모 장 치¦ TALK BACK MASTER¦ 수 공 (기 설)¦ H¦ Hand Hole¦ 관 로 케 이 블 포 설 (기설)¦ INSTALLATION OF DUCT SYSTEM¦ 콤바이너¦ c¦ COMBINER¦ 소 방 무 선 접 속 단 자 함¦ RADIO TERMINAL CONNECTION BOX FOR THE FIRE¦ 관 리 역 전 산 기¦ MANAGING STATION COMPUTER¦ 유 지 보 수 전 산 기¦ MAINTENCE WORK STATION¦ 연 선 전 화¦ WAY SIDE TELEPHONE¦ 토 크 백¦ TALK BACK¦ Vmh¦ VMT¦ 환급기¦ V M 수 신 기¦ V M 송 신 기¦ 출 입 구 및 환 승 통 로 안 내 게 시 기¦ L¦ 환 급 기¦ 범 례 도¦ NONE¦ 범 례 표¦ S = NONE¦ 서지보호기 상세도¦ DU 시스템 상세도¦ OPDP 상세도¦ RRU 시스템 상세도¦ OFD 48C 상세도¦ FDF 48C 상세도¦ 실내안테나 설치상세도¦ 옴니 안테나 상세도¦ RACK 접지상세도¦ PIPING 상세도[1/3]¦ PIPING 상세도[2/3]¦ PIPING 상세도[3/3]¦ TERMINAL BOX 상세도¦ 접지함 상세도¦ WALL PULLBOX DETAIL¦ 여자화장실 INTERPHONE DETAIL¦ RACK 바닥고정 설치상세도¦ 광점퍼코드[OJC]상세도¦ 방송설비 설치 상세도¦ 천정형 P/T BRACKET 설치 상세도¦ 자시계 외형도¦ 카메라 설치 상세도¦ 행선안내 표시기 외형도¦ 행선안내 표시기 현장 설치도¦ 출입구 및 환승통로 게시기 상세도¦ 출입통제시스템 설치 상세도¦ 종합무선중계설비 상세도¦ 발매기 설치 상세도¦ AFC PIPING DETAIL¦ AGM CHANEL BASE 설치 상세도¦ 무선통신 외부단자 및 공시청 안테나 설치 상세도¦ T1001002-001¦ T1001003-001¦ T1001004-001¦ 910정거장 CIRCUIT WIRING SYSTEM DIAGRAM / 신설¦ T1001026-001¦ T1001026-002¦ 910정거장 종합무선중계설비 지하1층 평면도¦ 910(염창) 역사노드 랙 배치도¦ 910정거장 역사 L3스위치 인터페이스 구성도¦ T4009924-001¦ T9103026-001¦ T9103075-001¦ T9103066-001¦ GPS 안테나 설치 상세도¦ T9103038-001¦ T9103038-002¦ T9103038-003¦ T9103038-004¦ T9103038-005¦ T9103038-006¦ T9103038-007¦ T9103038-008¦ T9103038-009¦ T9103038-010¦ T9103038-011¦ T9103038-012¦ T9103038-013¦ T9103038-014¦ T9103038-015¦ T9103038-016¦ T9103038-017¦ T9103038-018¦ T9103038-019¦ T9103038-020¦ T9103038-021¦ T9103038-022¦ T9103038-023¦ T9103038-024¦ T9103038-025¦ T9103038-026¦ T9103038-027¦ T9103038-028¦ T9103038-029¦ T9103038-030¦ T9103038-031¦ T9103038-032¦ 910정거장 AFC SYSTEM DIAGRAM¦ 910정거장 AFC SYSTEM DIAGRAM / 철거¦ 910정거장 AFC CABLE WIRING DIAGRAM¦ 910정거장 AFC CABLE WIRING DIAGRAM / 철거¦ 910정거장 출입통제설비 CABLE WIRING DIAGRAM ¦ 910정거장 출입통제설비 CABLE WIRING DIAGRAM / 철거¦ T7001034-001¦ T7001034-002¦ T7001034-003¦ T7001034-004¦ T7001034-005¦ T7001034-006¦ T7001034-007¦ T7001034-008¦ T7003034-001¦ T7003034-002¦ T7003034-003¦ T7003034-004¦ T7005034-001¦ T7005034-002¦ T7005034-003¦ T7005034-004¦ T7005034-005¦ T7005034-006¦ T7005034-007¦ T7005034-008¦ 910정거장 AFC설비 지하1층 평면도 ¦ T5001034-001¦ 910정거장 출입통제설비 지하1층 평면도 (1/2)¦ T7009934-001¦ T7009934-002¦ T7009934-003¦ T7009934-004¦ 910정거장 출입통제설비 지하1층 평면도 (2/2)¦ 910정거장 출입통제설비 지하1층 철거평면도 (2/2)¦ T1001026-003¦ T1001026-004¦ T1001026-005¦ T1001026-006¦ T1001026-007¦ T1001026-008¦ T1001026-009¦ T1001026-010¦ T1001026-011¦ T1001026-012¦ T1001026-013¦ 1/400¦ 910정거장 출입통제설비 지하1층 철거평면도 (1/2)¦ 1/400¦ 1/400¦ 1/400¦ 1/400¦ 910정거장 COMMUNICATION CABLE WIRING DIAGRAM¦ 910정거장 전화설비 지하1층 신설평면도 (1/2)¦ 910정거장 CCTV,TDI,시계설비 CABLE WIRING DIAGRAM¦ 910정거장 CCTV,TDI,시계설비 지하1층 신설평면도 (1/2)¦ 1/50¦ 910정거장 전화설비 지하1층 신설평면도 (2/2)¦ 910정거장 전화설비 지하2층 신설평면도(1/2)¦ 910정거장 전화설비 지하2층 신설평면도(2/2)¦ 910정거장 전화설비 지하1층 철거평면도 (1/2)¦ 910정거장 전화설비 지하1층 철거평면도 (2/2)¦ 910정거장 전화설비 지하2층 철거평면도(1/2)¦ 910정거장 전화설비 지하2층 철거평면도(2/2)¦ 910정거장 CCTV,TDI,시계설비 지하1층 신설평면도 (2/2)¦ 910정거장 CCTV,TDI,시계설비 지하2층 신설평면도(1/2)¦ 910정거장 CCTV,TDI,시계설비 지하2층 신설평면도(2/2)¦ 910정거장 CCTV,TDI,시계설비 지하1층 철거평면도 (1/2)¦ 910정거장 CCTV,TDI,시계설비 지하1층 철거평면도 (2/2)¦ 910정거장 CCTV,TDI,시계설비 지하2층 철거평면도(1/2)¦ 910정거장 CCTV,TDI,시계설비 지하2층 철거평면도(2/2)¦ 1/400¦ 910정거장 방송설비 지하1층 신설평면도 (2/2)¦ 910정거장 방송설비 지하2층 신설평면도(1/2)¦ 910정거장 방송설비 지하2층 신설평면도(2/2)¦ 910정거장 방송설비 지하1층 신설평면도 (1/2)¦ 910정거장 방송설비 CABLE WIRING DIAGRAM¦ NONE¦ NONE¦ NONE¦ NONE¦ NONE¦ NONE¦ NONE¦ NONE¦ NONE¦ NONE¦ NONE¦ 1/400¦ 1/400¦ 1/400¦ 1/400¦ 1/400¦ 1/400¦ 1/400¦ 1/400¦ 1/400¦ 1/400¦ 1/400¦ 1/400¦ 1/400¦ 1/400¦ 1/400¦ 1/400¦ 1/400¦ 1/400¦ 1/400¦ 1/400¦ 910정거장 안전관리실 기기배치도 및 바닥 TRAY 설치도¦ 910정거장 AFC설비 지하1층 장비배치도¦ 910정거장 AFC설비 지하1층 장비배치도 / 철거¦ T9103066-002¦ T9103066-003¦ T9103066-004¦ 1/600¦ 1/600¦ 75¦ 76¦ 77¦ 78¦ 79¦ 80¦ T¦ 공통¦ 1¦ 0¦ 0¦ 1¦ 0¦ 0¦ 2¦ 0¦ 0¦ 1¦ T¦ 1¦ 0¦ 0¦ 1¦ 0¦ 0¦ 3¦ 0¦ 0¦ 1¦ 서울시메트로9호선(주) 대체투자(신호 및 통신설비) 타당성조사, 기본 및 실시설계 용역¦ 실 시 설 계 도 면¦ 2019. 03. ¦ [ 통신 설비-905정거장 ]¦ (주)안세기술 컨소시엄¦ 서울시메트로 9호선(주)¦ 서울시메트로9호선(주) 대체투자(신호 및 통신설비) 타당성조사, 기본 및 실시설계 용역¦ 실 시 설 계 도 면¦ 2019. 03. ¦ [ 통신 설비-910정거장 ]¦ (주)안세기술 컨소시엄¦ 서울시메트로 9호선(주)¦
| 1단계_정거장 - 복사본 | 1단계_정거장 - 복사본 | 061. T5001034-001 903정거장 AFC설비 지하1층 평면도__완료(완전).dwg | GND¦ SMS¦ \A1;7450¦ \A1;7450¦ \A1;23600¦ \A1;4350¦ \A1;4350¦ \A1;5,000 ¦ \A1;5,000 ¦ \A1;5,000 ¦ 외부출입구2¦ UP¦ UP¦ E/V¦ 외부출입구2¦ UP¦ UP¦ 편 의 점¦ 발매기실 창고¦ 발매기실¦ 안전관리실¦ 비품창고¦ 용역원대기실¦ E/V¦ E/V¦ DN¦ 내부계단¦ DN¦ DN¦ 복 도¦ 통신기계실¦ 기계실¦ 이동통신¦ 용역창고¦ FTP Cat.5E 4Px1조 (통신기계실~S/W HUB)¦ TRAY (통신)¦ UTP Cat.5E 4Px2조 (발매기 INT)¦ FTP Cat.5E 4Px2조 (발매기 COMMS)¦ FR-GV 4.0㎟x1조 (발매기 GND)¦ HFCO 3C/4.0㎟x1조 (발매기 POWER)¦ F7-DUCT¦ DOWN TO 통신기계실 ACCESS FLOOR¦ FTP Cat.5E 4Px1조 (통신기계실~S/W HUB)¦ TRAY (통신)¦ S/W HUB¦ FR-GV 4.0㎟x1조 (발매기 GND)¦ A¦ UTP Cat.5E 4Px2조 (발매기 INT)¦ FTP Cat.5E 4Px2조 (발매기 COMMS)¦ HFCO 3C/4.0㎟x1조 (발매기 POWER)¦ HFCO 3C/4.0㎟x5조 (발매기,게이트 POWER)¦ UTP Cat.5E 4Px2조 (발매기 INT)¦ G¦ FR-CVVS 4C/2.5㎟x1조 (DPC)¦ Y01¦ Y00¦ Y02¦ Y03¦ Y04¦ X19¦ X13¦ X14¦ X15¦ X16¦ X17¦ X18¦ X24¦ X20¦ X21¦ X22¦ X23¦ X25¦ X26¦ F7 DUCT¦ F7 DUCT¦ 정산기 ¦ (22) UTP Cat.5E 4Px1조 (EM GATE#2 INT)¦ (28) HFCO 2C/4.0㎟x1조 (EM GATE#2)¦ A¦ F-GV 4.0㎟x1조 (정산기 GND)¦ HFCO 3C/4.0㎟x1조 (정산기 POWER)¦ UTP Cat.5E 4Px1조 (정산기 INT)¦ FTP Cat.5E 4Px1조 (정산기 COMMS)¦ (28)¦ (28)¦ G¦ J¦ FTP Cat.5E 4Px2조 (환급기,S/W HUB COMMS)¦ UP TO TRAY (통신)¦ J¦ I¦ I¦ FTP Cat.5E 4Px2조 (환급기, S/W HUB COMMS)¦ TRAY (통신)¦ HFCO 3C/4.0㎟x1조 (환급기 POWER)¦ UTP Cat.5E 4Px5조 (발매기,정산기,장애인용게이트 INT)¦ 환급기¦ H¦ F-GV 4.0㎟x1조 (환급기 GND)¦ HFCO 3C/4.0㎟x1조 (환급기 POWER)¦ UTP Cat.5E 4Px1조 (환급기 INT)¦ FTP Cat.5E 4Px1조 (환급기)¦ C¦ C¦ F-GV 4.0㎟x1조 (환급기 GND)¦ HFCO 3C/4.0㎟x1조 (환급기 POWER)¦ UTP Cat.5E 4Px1조 (환급기 INT)¦ FTP Cat.5E 4Px1조 (환급기)¦ (28)¦ (28)¦ TRAY (통신)¦ H¦ F-GV 4.0㎟x1조 (환급기 GND)¦ HFCO 3C/4.0㎟x1조 (환급기 POWER)¦ F-GV 4.0㎟x1조 (환급기 GND)¦ D¦ F-GV 4.0㎟x2조 (발매기,게이트 GND)¦ FTP Cat.5E 4Px7조 (게이트 COMMS)¦ FTP Cat.5E 4Px2조 (발매기 COMMS)¦ F¦ FR-GV 4.0㎟x2조 (발매기,게이트 GND)¦ F¦ UTP Cat.5E 4Px2조 (발매기 INT)¦ FTP Cat.5E 4Px3조 (발매기,게이트 COMMS)¦ HFCO 3C/4.0㎟x2조 (발매기,게이트 POWER)¦ F7 DUCT¦ FTP Cat.5E 4Px1조 (통신기계실~S/W HUB)¦ FTP Cat.5E 4Px1조 (통신기계실~S/W HUB)¦ UTP Cat.5E 4Px5조 (발매기,정산기,장애인용게이트 INT)¦ UTP Cat.5E 4Px6조 (발매기,정산기,환급기,장애인용게이트 INT)¦ UTP Cat.5E 4Px5조 (발매기,정산기,장애인용게이트 INT)¦ HFCO 3C/4.0㎟x2조 (SMS,S/W HUB POWER)¦ HFCO 3C/4.0㎟x2조 (SMS,S/W HUB POWER)¦ HFCO 3C/4.0㎟x2조 (SMS,S/W HUB POWER)¦ HFCO 3C/4.0㎟x2조 (SMS,S/W HUB POWER)¦ B¦ B¦ FR-CVVS 4C/2.5㎟x1조 (DPC)¦ 903정거장 AFC설비 지하1층 평면도¦ 1 / 400¦ 지하철 903정거장¦ 김포공항¦ 공항시장¦ 신방화¦ 903정거장 AFC설비 지하1층 평면도¦ S = 1 / 400¦ T¦ 5¦ 0¦ 0¦ 1¦ 0¦ 3¦ 4¦ 0¦ 0¦ 1¦
| 1단계_정거장 - 복사본 | 1단계_정거장 - 복사본 | 034. T7005034-001 915정거장 CCTV,TDI,시계설비 지하1층 신설평면도 (1_2).dwg | {\C0;vmh}¦ ACU¦ CCTV¦ P¦ \A1;5,000¦ \A1;5,000¦ \A1;8,600¦ \A1;8,600¦ \A1;24,800¦ \A1;7,500¦ \A1;7,500¦ \A1;4,900¦ \A1;4,900¦ \A1;70,459¦ \A1;5,000¦ \A1;70,459¦ \A1;27,900¦ \A1;6,000¦ \A1;5,000¦ \A1;4,900¦ \A1;6,000¦ \A1;6,000¦ \A1;5,500¦ \A1;5,000¦ \A1;6,000¦ \A1;5,000¦ \A1;5,000¦ \A1;5,000¦ \A1;5,000¦ \A1;5,000¦ \A1;5,000¦ \A1;5,360¦ \A1;3,600¦ L¦ L1¦ TRAY (300x100)¦ UTP CAT.5E 25Px1조 (CONSOLE)¦ UTP CAT.5E 4Px4조 (CONSOLE)¦ FR-CV 3C/6.0㎟x1조 (LSE POWER)¦ UTP Cat.5E 4Px2조 (CL POWER)(신설)¦ F-CV 3C/2.5㎟x1조 (공간화상)(기존활용)¦ OF- SM-4Cx1조 (공간화상)(기존활용)¦ UTP Cat.5E4Px15조 (CAMERA)(신설)¦ OF-SM-8C(난연)x10조(신설) ¦ FR-CV 3C/4.0㎟x10조(신설) ¦ OF-SM-8C(난연)x2조(승강장모니터)(신설) ¦ FR-CV 3C/4.0㎟x2조(승강장모니터)(신설) ¦ C/R¦ MATCH LINE DWG No. "S1-TA-S15-DB-018-0"¦ MATCH LINE¦ 지상E/L¦ X¦ V¦ S¦ Q¦ P¦ L¦ M¦ J¦ G¦ U¦ H¦ F¦ E¦ A¦ B¦ D¦ KEY PLAN¦ I¦ K¦ Y06¦ Y05¦ Y03¦ Y02¦ Y01¦ Y00¦ Y04¦ X-05¦ X-04¦ X-03¦ X-02¦ X-01¦ X00¦ X01¦ X02¦ X03¦ X04¦ X05¦ X06¦ X07¦ X08¦ X09¦ X10¦ X11¦ X12¦ X13¦ DN¦ DN¦ UP¦ 기존5호선 화장실¦ 변전실¦ 운영원대기실¦ 이동통신기계실¦ 비상전원실¦ 비품창고¦ 창 고¦ 편의점¦ 발매기실1¦ CO2 실¦ 통신기계실¦ 복 도¦ 전기실¦ 공조기계실¦ 화장실¦ 외부엘리베이터2 (신설)¦ 외부출입구5 (기존)¦ 외부출입구6¦ 내부계단1,6¦ 방범셔터설치¦ 창 고¦ 기존출입구 확장¦ UP¦ SLPOE¦ 외부엘리베이터1 (기존)¦ 외부출입구2¦ SK B/D 지하¦ 5호선 대합실¦ (기존)¦ MATCH LINE¦ 지상E/L¦ {\C0;VMT}¦ (P2:200x200x100)¦ (P3:200x200x100)¦ (P1:200x200x100)¦ (P15:200x200x100)¦ (P9:300x300x200)¦ (P7:300x300x200)¦ (P4:200x200x100)¦ (P11:200x200x100)¦ (P16:200x200x100)¦ (P17:200x200x100)¦ ES-2¦ ELE-3¦ T-1¦ ELEC-1¦ ATVM-2¦ AGM-1¦ ELE-5¦ ES-5¦ ES-6¦ ELE-6¦ COMM-1¦ ELEC-2¦ ES-1(1)¦ ELE-1¦ (P14:200x200x100)¦ X¦ W¦ UP TO 지상 E/L¦ DOWN TO 지하1층 E/L¦ I¦ L¦ S¦ Q¦ P¦ J-1¦ G¦ B¦ E¦ H¦ F¦ A¦ ELE-2¦ (P5:200x200x100)¦ K¦ V¦ D¦ U¦ C-1¦ (P8:300x300x200)¦ (P6:200x200x100)¦ (P13:200x200x100)¦ (P10:200x200x100)¦ (P12:200x200x100)¦ (P18:200x200x100)¦ (P19:200x200x100)¦ AGM-2¦ M¦ T¦ T¦ ES-1(2)¦ NOTE¦ 1. 광케이블, 전원/접지케이블 (OF-SM-4Core, CV 3C/2.5㎟)¦ 3. 승강장 ANT설치위치: 열차 진행방향 정거장 시종점부에 설치¦ 2. 광케이블, 전원/접지케이블 (OF-SM-8Core, CV 3C/2.5㎟)¦ 기존출입구 확장¦ 임대상가¦ (16) UTP Cat.5E4Px1조 (CAMERA)¦ UP TO 지상 E/L¦ (16) UTP Cat.5E4Px1조 (CAMERA)¦ TRAY (300x100)¦ UTP Cat.5E 4Px4조 (CONSOLE)¦ UTP Cat.5E 25Px1조 (CONSOLE)¦ TRAY (300x100)¦ UTP Cat.5E 4Px4조 (CONSOLE)¦ UTP Cat.5E 25Px1조 (CONSOLE)¦ TRAY (300x100)¦ DOWN TO 지하2층¦ TRAY (900x150)¦ TRAY (300x100)¦ UTP Cat.5E 4Px4조 (CONSOLE)¦ UTP Cat.5E 25Px1조 (CONSOLE)¦ (16) UTP Cat.5E4Px1조 (CAMERA)¦ TRAY (300x100)¦ UTP Cat.5E 4Px4조 (CONSOLE)¦ UTP Cat.5E 25Px1조 (CONSOLE)¦ TRAY (300x100)¦ UTP Cat.5E 4Px4조 (CONSOLE)¦ UTP Cat.5E 25Px1조 (CONSOLE)¦ DOWN TO 지하2층¦ TRAY (600x150)¦ TRAY (300x100)¦ UTP Cat.5E 25Px1조 (CONSOLE)¦ UTP Cat.5E 4Px4조 (CONSOLE)¦ UTP Cat.5E4Px36조 (CAMERA)¦ UTP Cat.5E 25Px1조 (CONSOLE)¦ UTP Cat.5E 4Px4조 (CONSOLE)¦ DOWN TO 통신기계실 ACCESS FLOOR¦ TRAY (600x150)¦ (16) UTP Cat.5E4Px1조 (CAMERA)¦ (16) UTP Cat.5E4Px1조 (CAMERA)¦ (16) UTP Cat.5E4Px1조 (CAMERA)¦ (22) UTP Cat.5E4Px2조 (CAMERA)¦ (16) UTP Cat.5E4Px1조 (CAMERA)¦ (28) UTP Cat.5E4Px2조 (CAMERA)¦ (16) UTP Cat.5E4Px1조 (CAMERA)¦ (16) UTP Cat.5E4Px1조 (CAMERA)¦ DOWN TO 지하1층 E/L¦ (16) UTP Cat.5E4Px1조 (CAMERA)¦ (28) UTP Cat.5E4Px4조 (CAMERA)¦ (16) UTP Cat.5E4Px1조 (CAMERA)¦ (16) UTP Cat.5E4Px1조 (CAMERA)¦ (16) UTP Cat.5E4Px1조 (CAMERA)¦ (22) UTP Cat.5E4Px2조 (CAMERA)¦ (16) UTP Cat.5E4Px1조 (CAMERA)¦ (16) UTP Cat.5E4Px1조 (CAMERA)¦ (22) UTP Cat.5E4Px2조 (CAMERA)¦ (16) UTP Cat.5E4Px1조 (CAMERA)¦ (16) UTP Cat.5E4Px1조 (CAMERA)¦ (28) UTP Cat.5E4Px3조 (CAMERA)¦ (28) UTP Cat.5E4Px1조 (CAMERA)¦ TRAY (300x100)¦ (16) UTP Cat.5E4Px1조 (CAMERA)¦ FR-CV 3C/6.0㎟x1조 (LSE POWER)¦ FR-CV 3C/6.0㎟x1조 (LSE POWER)¦ FR-CV 3C/6.0㎟x1조 (LSE POWER)¦ FR-CV 3C/6.0㎟x1조 (LSE POWER)¦ FR-CV 3C/6.0㎟x1조 (LSE POWER)¦ FR-CV 3C/6.0㎟x1조 (LSE POWER)¦ FR-CV 3C/6.0㎟x1조 (LSE POWER)¦ Y¦ Y¦ (16) OF-SM-8Core(난연)x2조(대합실게시기)(신설)¦ (28) FR-CV 3C/4.0㎟x1조 (대합실게시기 POWER)(기존활용)¦ J¦ J-1¦ TRAY (300x100)¦ UTP Cat.5E4Px28조 (CAMERA)¦ UTP Cat.5E 4Px4조 (CONSOLE)¦ UTP Cat.5E 25Px1조 (CONSOLE)¦ FR-CV 3C/6.0㎟x1조 (LSE POWER)¦ OF-SM-8Core(난연)x2조(대합실게시기)(신설)¦ FR-CV 3C/4.0㎟x1조 (대합실게시기 POWER)(기존활용)¦ OF-SM-8Core(난연)x2조(대합실게시기)(신설)¦ FR-CV 3C/4.0㎟x1조 (대합실게시기 POWER)(기존활용)¦ OF-SM-8Core(난연)x2조(대합실게시기)(신설)¦ FR-CV 3C/4.0㎟x1조 (대합실게시기 POWER)(기존활용)¦ OF-SM-8Core(난연)x2조(대합실게시기)(신설)¦ FR-CV 3C/4.0㎟x1조 (대합실게시기 POWER)(기존활용)¦ UTP Cat.5E4Px15조 (CAMERA)¦ OF-SM-8C(난연)x17조(신설) ¦ FR-CV 3C/4.0㎟x17조(신설) ¦ 스피드돔¦ 스피드돔¦ 스피드돔¦ 스피드돔¦ UTP Cat.5E4Px19조 (CAMERA)¦ OF-SM-8C(난연)x17조(신설) ¦ FR-CV 3C/4.0㎟x17조(신설) ¦ UTP Cat.5E4Px11조 (CAMERA)¦ OF-SM-8C(난연)x17조(신설) ¦ FR-CV 3C/4.0㎟x17조(신설) ¦ UTP Cat.5E4Px3조 (CAMERA)¦ OF-SM-8C(난연)x17조(신설) ¦ FR-CV 3C/4.0㎟x17조(신설) ¦ OF-SM-8C(난연)x4조(신설) ¦ FR-CV 3C/4.0㎟x4조(신설) ¦ OF-SM-8C(난연)x4조(신설) ¦ FR-CV 3C/4.0㎟x4조(신설) ¦ UTP Cat.5E4Px1조 (CAMERA)¦ OF-SM-8C(난연)x17조(신설) ¦ FR-CV 3C/4.0㎟x17조(신설) ¦ OF-SM-8C(난연)x3조(신설) ¦ FR-CV 3C/4.0㎟x3조(신설) ¦ OF-SM-8C(난연)x3조(신설) ¦ FR-CV 3C/4.0㎟x3조(신설) ¦ OF-SM-8C(난연)x10조(신설) ¦ FR-CV 3C/4.0㎟x10조(신설) ¦ {\C0;vmh}¦ {\C0;vmh}¦ {\C0;VMT}¦ OF-SM-8Core(난연)x1조 (모니터)(신설)¦ FR-CV 3C/4.0㎟x1조 (모니터POWER)(신설) ¦ OF-SM-8Core(난연)x1조 (모니터)(신설)¦ FR-CV 3C/4.0㎟x1조 (모니터POWER)(신설) ¦ OF-SM-8Core(난연)x1조 (모니터)(신설)¦ FR-CV 3C/4.0㎟x1조 (모니터POWER)(신설) ¦ OF-SM-8Core(난연)x1조 (모니터)(신설)¦ FR-CV 3C/4.0㎟x1조 (모니터POWER)(신설) ¦ OF-SM-8Core(난연)x2조 (모니터)(신설)¦ FR-CV 3C/4.0㎟x2조 (모니터POWER)(신설) ¦ OF-SM-8Core(난연)x2조 (모니터)(신설)¦ FR-CV 3C/4.0㎟x2조 (모니터POWER)(신설) ¦ OF-SM-8Core(난연)x2조 (모니터)(신설)¦ FR-CV 3C/4.0㎟x2조 (모니터POWER)(신설) ¦ OF-SM-8Core(난연)x2조 (모니터)(신설)¦ FR-CV 3C/4.0㎟x2조 (모니터POWER)(신설) ¦ OF-SM-8Core(난연)x2조 (모니터)(신설)¦ FR-CV 3C/4.0㎟x2조 (모니터POWER)(신설) ¦ (16) OF-SM-8C(난연)x1조(CAMERA) ¦ (16) FR-CV 3C/4.0㎟x1조(CAMERA) ¦ (16) OF-SM-8C(난연)x2조(CAMERA) ¦ (16) FR-CV 3C/4.0㎟x2조(CAMERA) ¦ (16) OF-SM-8C(난연)x2조(CAMERA) ¦ (16) FR-CV 3C/4.0㎟x2조(CAMERA) ¦ (16) OF-SM-8C(난연)x1조(CAMERA) ¦ (16) FR-CV 3C/4.0㎟x1조(CAMERA) ¦ (16) OF-SM-8C(난연)x2조(CAMERA) ¦ (16) FR-CV 3C/4.0㎟x2조(CAMERA) ¦ (16) OF-SM-8C(난연)x2조(CAMERA) ¦ (16) FR-CV 3C/4.0㎟x2조(CAMERA) ¦ W¦ (16) OF-SM-8C(난연)x1조(CAMERA) ¦ (16) FR-CV 3C/4.0㎟x1조(CAMERA) ¦ OF-SM-8C(난연)x1조(CAMERA) ¦ FR-CV 3C/4.0㎟x1조(CAMERA) ¦ OF-SM-8C(난연)x1조(CAMERA) ¦ FR-CV 3C/4.0㎟x1조(CAMERA) ¦ 지하철 915정거장¦ 국회의사당¦ 여의도¦ 샛강¦ 1/400¦ S = 1 / 400¦ 915정거장 CCTV,TDI,시계설비 지하1층 신설평면도(1/2)¦ 915정거장 CCTV,TDI,시계설비 지하1층¦ 신설평면도(1/2)¦ T¦ 7¦ 0¦ 0¦ 5¦ 0¦ 3¦ 4¦ 0¦ 0¦ 1¦ CCTV(기존동축활용)¦ P¦
| 1단계_정거장 - 복사본 | 1단계_정거장 - 복사본 | 017. T1001026-013 916정거장 신호통신기계실 & 안전관리실 CABLE WIRING DIAGRAM.dwg | FR-CVVSB 4P/1.5㎟ (연선전화)¦ FR-CVVSB 4P/1.5㎟ (연선전화)¦ F/S(J.F) 0.65x25P (50%%%차폐) 직통전화¦ F/S(J.F) 0.65x25P (50%%%차폐) 직통전화¦ From: 915 ¦ To: 917 ¦ From: 915 ¦ To: 917 ¦ From: 915 ¦ To: 917 ¦ From: 915 ¦ To: 917 ¦ OF-SM 46Core (상선)¦ OF-SM 46Core (상선)¦ OF-SM 46Core (하선)¦ OF-SM 46Core (하선)¦ F-GV 6.0㎟x9조¦ OFD¦ 배선반¦ ADM¦ CCTV MATRIX RACK¦ 부모시계¦ 열차무선 장치¦ 종합무선 중계장치¦ UPS¦ 분전반¦ 종합집중관리 콘솔¦ 화재수신반¦ 광점퍼코드 (FC-PC)x4조¦ 광점퍼코드 (FC-PC)x4조¦ UTP Cat.5E 25Px10조¦ UTP Cat.5E 4Px1조 (DATA)¦ UL 2464-AMESB 24AWGx16Cx3조(방송)¦ P.A AMP RACK¦ FR-CV 4C/25㎟x2조¦ FR-CV 3C/4.0㎟¦ FR-CV 3C/4.0㎟¦ FR-CV 3C/6.0㎟¦ FR-CV 3C/4.0㎟¦ FR-CV 3C/6.0㎟¦ 공통접지 단자함¦ F-GV 6.0㎟x1조¦ F-GV 6.0㎟x2조¦ F-GV 6.0㎟x4조¦ F-GV 6.0㎟x5조¦ F-GV 6.0㎟x7조¦ F-GV 6.0㎟x8조¦ 통신기계실¦ UTP Cat.5E 4Px4조 (영상)¦ UTP Cat.5E 25Px2조 (CONSOLE)¦ FR-CV 3C/4.0㎟¦ 접지단자함 (AFC)¦ F-GV 50㎟x1조¦ 접지단자함 (통신)¦ UTP Cat.5E 25Px1조 (CCTV)¦ F-GV 6㎟x1조¦ F-GV 50㎟x1조¦ F-GV 50㎟x1조¦ 분전반¦ 출입통제 (ACU)¦ UTP Cat.5E 4Px1조 (DATA)¦ FR-CV 3C/4.0㎟¦ F-GV 6.0㎟x6조¦ 행선안내게시기 (LSE)¦ 안전관리실¦ UTP Cat.5E 25Px1조 (LSE)¦ FR-CV 3C/6.0㎟¦ UTP Cat.5E 4Px1조 (화재탐지용)¦ UL 2464-AMESB 24AWG 16Cx2조 (방송), CPEV 0.9 5Px1조, UL 2464-AMESB 24AWG 4Cx1조¦ UTP Cat.5E 4Px1조 (자동방송)¦ 사령전화 역장치¦ 종합집중관리 장치¦ CCTV 콘솔¦ 방송원격조정기¦ UTP Cat.5E 4Px1조¦ UTP Cat.5E 4Px1조¦ UTP Cat.5E 4Px1조¦ CPEV 0.9 5Px1조¦ UTP Cat.5E 4Px1조¦ UTP Cat.5E 4Px1조¦ HFC-12Dx1조¦ F-GV 16㎟x1조¦ 광점퍼코드 (FC-PC)x2조¦ F-GV 6.0㎟x2조¦ F-GV 6.0㎟x1조¦ FR-CV 3C/6.0㎟¦ UTP Cat.5E 4Px1조 (UPS NMS)¦ F-GV 6㎟x1조¦ 역단위 전산기 (SMS)¦ L-M 분전반¦ FR-CV 3C/2.5㎟¦ FR-CV 3C/4㎟¦ UTP Cat.5E 25Px1조¦ UTP Cat.5E 25Px1조¦ UTP Cat.5E 4Px1조¦ FR-CV 3C/4.0㎟¦ OF-SM 48Core (상선)¦ From: 915정거장 ¦ OF-SM 48Core (하선)¦ OF-SM 48Core (상선)¦ OF-SM 48Core (하선)¦ To: 917정거장 ¦ *전송(IP-MPLS) 및 열차무선(LTE-R)의 전원 및 신호계통은 별도 도면 참조¦ *점선( ) : 철거, 실선( ) : 신설¦ UTP Cat.5E 25Px2조¦ 단자함, OFD¦ OF-SM-24CORE X1조¦ From: 915정거장 ¦ 916정거장 신호통신기계실 & 안전관리실 CABLE WIRING DIAGRAM¦ 916정거장 신호통신기계실 & 안전관리실 CABLE WIRING DIAGRAM¦ S = NONE¦ NONE¦ 여의도¦ 샛강¦ 노량진¦ T¦ 1¦ 0¦ 0¦ 1¦ 0¦ 2¦ 6¦ 0¦ 1¦ 3¦ T¦ 0¦ 0¦ 0¦ 0¦ 0¦ 0¦ 0¦ 0¦ 0¦ 0¦ OFD¦ 배선반¦ 전송설비¦ CCTV MATRIX RACK¦ 사령전화(역장치)¦ 열차무선 중계장치(SOR)¦ UPS¦ 분전반¦ 종합집중관리 콘솔¦ 화재수신반¦ 광점퍼코드x4¦ 광점퍼코드x2¦ UTP Cat.5E 25Px10¦ UL 2464-AMESB 24AWGx16Cx3(방송) , CPEV 0.65/5Px1 (Rail Condition)¦ CPEV 0.65/5Px1(Rail Condition)¦ P.A AMP RACK¦ F-CV 4C/25㎟¦ F-CV 3C/4.0㎟¦ F-CV 3C/4.0㎟¦ F-CV 3C/4.0㎟¦ F-CV 3C/4.0㎟¦ 전기공통접지 단자함¦ UTP Cat.5E 4Px1 (화재수신)¦ UL 2464-AMESB 24AWG 16Cx1 (방송)¦ F-GV 6.0㎟x1¦ F-GV 6.0㎟x2¦ F-GV 6.0㎟x4¦ F-GV 6.0㎟x5¦ F-GV 6.0㎟x7¦ F-GV 6.0㎟x8¦ 통신기계실¦ UTP Cat.5E 4Px4 (영상), UTP Cat.5E 25Px1 (제어)¦ UTP Cat.5E 25Px1 (CONSOLE)¦ F-CV 3C/4.0㎟¦ 접지단자함 (AFC)¦ F-GV 50㎟x1¦ 접지단자함 (통신)¦ UTP Cat.5E 25Px1 (CCTV)¦ F-GV 50㎟x1¦ 분전반((AFC)¦ OF-SM 72Core (상선)¦ Fom: 930정거장 ¦ OF-SM 72Core (하선)¦ To: 932정거장 ¦ 출입통제 (ACU)¦ UTP Cat.5E 4Px1 (DATA)¦ F-CV 3C/4.0㎟¦ F-GV 6.0㎟x6¦ F-GV 6.0㎟x3¦ 행선안내게시기 (LSE)¦ 역무관리실¦ UTP Cat.5E 25Px1 (LSE)¦ Fom: 930정거장 ¦ To: 932정거장 ¦ F-CV 2C/10㎟¦ UTP Cat.5E 4Px1 (화재수신)¦ UTP Cat.5E 4Px1 (화재수신)¦ 지하재방송(역장치)¦ 광점퍼코드x4(FM, TV, 예비)¦ M I S(역장치)¦ 광점퍼코드x12(상위망, 하위망)¦ F-CV 3C/4.0㎟¦ F-CV 3C/4.0㎟¦ F-GV 6.0㎟x9¦ F-GV 6.0㎟x10¦ F-GV 6.0㎟x11¦ 광점퍼코드x2¦ CPEV-S 0.9x10Px2조 직통전화, 연선전화¦ CPEV-S 0.9x10Px2조 직통전화, 연선전화¦ F-GV 6.0㎟x1¦ F-GV 6.0㎟x2¦ *전송(IP-MPLS) 및 열차무선(LTE-R)의 전원 및 신호계통은 별도 도면 참조¦ *점선( ) : 철거, 실선( ) : 신설¦ OF-SM 48Core (상선)¦ From: 930정거장 ¦ OF-SM 48Core (하선)¦ OF-SM 48Core (상선)¦ OF-SM 48Core (하선)¦ To: 932정거장 ¦
| 1단계_정거장 - 복사본 | 1단계_정거장 - 복사본 | 007. T1001026-003 908정거장 COMMUNICATION CABLE WIRING DIAGRAM.dwg | -¦ T¦ 7¦ 0¦ 0¦ 3¦ 0¦ 3¦ 4¦ 0¦ 1¦ 6¦ 통신기계실¦ UTP Cat.5E 4Px2조¦ UTP Cat.5E 4Px2조¦ UTP Cat.5E 4Px2조¦ UTP Cat.5E 25Px1조¦ UTP Cat.5E 4Px2조¦ 안전관리실¦ 대합실 E/L x 4¦ 인터폰선 0.6x2Px4조¦ 지상 E/L x 1¦ 승강장 E/L x 2¦ 장애인용화장실 x 2¦ 승강장상선 (INT) x 3¦ 인터폰선 0.6x2Px1조¦ 인터폰선 0.6x2Px2조¦ UTP Cat.5E 25Px1조¦ 인터폰선 0.6x2Px2조¦ UTP Cat.5E 4Px3조¦ 승강장 인터폰 및 장애인 편의설비 CABLE WIRING DIAGRAM¦ 통신기계실¦ 편의점¦ 안전관리실¦ 공조기계실1 (지하1층)¦ 공조기계실2 (지하2층)¦ 이동통신기계실¦ 전기실¦ 임대상가1,2¦ 안전관리실¦ 대합실공중전화 (지하1,2층)¦ 승강장공중전화 (상선)¦ 승강장공중전화 (하선)¦ 편의점¦ 용역원대기실¦ UTP Cat.5E 4Px2조¦ UTP Cat.5E 4Px4조¦ 5C-HFBTx1조¦ 임대상가 1¦ 독서실 (지하2층)¦ UTP Cat.5E 25Px1조¦ 5C-HFBTx1조¦ V¦ T¦ A¦ M¦ P¦ (4D)¦ 용역원대기실¦ 7C-HFBTx1조 (CATV용)¦ 4D¦ Callphone x 11¦ COMMUNICATION CABLE BLOCK DIAGRAM¦ [25P]¦ [25P]¦ 대합실공중전화 ¦ [25P]¦ 안전관리실¦ 층¦ 1¦ 하¦ 지¦ [25P]¦ KT. MANHOLE¦ 승강장공중전화 상선¦ 승강장공중전화 하선¦ M¦ 2¦ 하¦ [TB No.7]¦ [TB No.5] ¦ [TB No.6] ¦ [TB No.4]¦ [50P]¦ [TB No.3]¦ 인터폰¦ 모장치¦ 층¦ 3¦ 하¦ 지¦ 지¦ 층¦ 예비실 (지하2층)¦ 선¦ 배¦ 반¦ UTP Cat.5E 4Px2조¦ 승강장하선 (INT) x 3¦ UTP Cat.5E 4Px3조¦ 대합실 분배기함 (지하1층)¦ 전기실¦ [TB No.1]¦ [25P]¦ 독서실(지하2층)¦ UTP Cat.5E 4Px2조¦ UTP Cat.5E 4Px6조¦ UTP Cat.5E 4Px3조¦ UTP Cat.5E 4Px3조¦ KT.LINE 100P¦ M¦ From: KT.MANHOLE¦ 예비실 (지하2층)¦ UTP Cat.5E 25Px1조¦ HUB¦ MIS¦ 배선반 / MIS HUB¦ 통신기계실¦ COMMUNICATION CABLE WIRING DIAGRAM¦ TV 공시청설비 CABLE WIRING DIAGRAM¦ 편의점¦ 인터폰선 0.6x2Px3조¦ UTP Cat.5E 4Px1조¦ [25P]¦ 대합실공중전화 ¦ [TB No.2]¦ 인터폰선 0.6x2Px3조¦ 5C-HFBTx1조¦ 5C-HFBTx1조¦ 5C-HFBTx1조¦ 임대상가 2¦ 908정거장 COMMUNICATION CABLE WIRING DIAGRAM¦ 908정거장 COMMUNICATION CABLE WIRING¦ S = NONE¦ NONE¦ 지하철 908정거장¦ 가양¦ 증미¦ 등촌¦ T¦ 1¦ 0¦ 0¦ 1¦ 0¦ 2¦ 6¦ 0¦ 0¦ 3¦ DIAGRAM¦ T¦
| 1단계_정거장 - 복사본 | 1단계_정거장 - 복사본 | 032. T7005034-003 908정거장 CCTV,TDI,시계설비 지하3층 신설평면도 (1_2).dwg | P¦ \A1;11,250¦ \A1;22,500¦ \A1;25,000¦ \A1;7,500¦ \A1;7,500¦ \A1;7,500¦ \A1;7,500¦ \A1;3,750¦ \A1;93,750¦ \A1;20,000¦ \A1;15,000¦ \A1;22,700¦ \A1;2,400¦ \A1;7,150¦ \A1;2,400¦ \A1;1,100¦ \A1;700¦ \A1;700¦ \A1;1,100¦ MATCH LINE DWG No. "S1-TA-S08-DB-020-0"¦ KEY PLAN¦ \A1;7,150¦ 0-0¦ 0-0¦ 0-0¦ 0-0¦ 0-0¦ 0-0¦ 0-0¦ 0-0¦ 0-0¦ 0-0¦ 0-0¦ 0-0¦ 0-0¦ 0-0¦ 0-0¦ 0-0¦ 0-0¦ 0-0¦ 0-0¦ 0-0¦ 0-0¦ 0-0¦ 0-0¦ 0-0¦ 0-0¦ 0-0¦ 0-0¦ 0-0¦ 0-0¦ 0-0¦ 0-0¦ 0-0¦ 0-0¦ 0-0¦ 0-0¦ 0-0¦ X00¦ X04¦ X09¦ X12¦ X13¦ X14¦ X15¦ X16¦ X01¦ X02¦ X03¦ X05¦ X06¦ X07¦ X08¦ X10¦ X11¦ Y00¦ Y04¦ Y08¦ Y03¦ Y07¦ UP¦ UP¦ 창 고2¦ 창 고1¦ 승강장¦ 승강장¦ 908 정거장¦ STA.9km840.167¦ G¦ P-1¦ P-3¦ ELE-7¦ ELE-6¦ NOTE¦ 1. 광케이블, 전원/접지케이블 (OF-SM-4Core, CV 3C/2.5㎟)¦ 3. 승강장 ANT설치위치: 열차 진행방향 정거장 시종점부에 설치¦ 2. 광케이블, 전원/접지케이블 (OF-SM-8Core, CV 3C/2.5㎟)¦ vmh¦ vmh¦ vmh¦ vmh¦ (16) UTP Cat.5E4Px1조 (CAMERA)¦ (16) UTP Cat.5E4Px1조 (CAMERA)¦ (16) UTP Cat.5E4Px1조 (CAMERA)¦ (16) UTP Cat.5E4Px1조 (CAMERA)¦ 모니터¦ 상행 승강장¦ (16) OF-SM-8Core(난연)x1조 (모니터)(신설)¦ (28) FR-CV 3C/4.0㎟x1조 (모니터POWER)(신설) ¦ (16) OF-SM-8Core(난연)x1조 (모니터)(신설)¦ (28) FR-CV 3C/4.0㎟x1조 (모니터POWER)(신설) ¦ (16) OF-SM-8Core(난연)x1조 (모니터)(신설)¦ (28) FR-CV 3C/4.0㎟x1조 (모니터POWER)(신설) ¦ (16) OF-SM-8Core(난연)x1조 (모니터)(신설)¦ (28) FR-CV 3C/4.0㎟x1조 (모니터POWER)(신설) ¦ (28) FR-CV 3C/4.0㎟x1조 (TDI POWER)(기존활용)¦ (16) UL 2919-AMESB 24AWG 4Px1조 (TDI)(기존활용)¦ (16) UTP Cat.5E 4Px2조 (TDI)(기존활용)¦ (28) FR-CV 3C/4.0㎟x1조 (TDI POWER)(기존활용)¦ (16) UL 2919-AMESB 24AWG 4Px1조 (TDI)(기존활용)¦ (16) UTP Cat.5E 4Px2조 (TDI)(기존활용)¦ (28) FR-CV 3C/4.0㎟x1조 (TDI POWER)(기존활용)¦ (16) UL 2919-AMESB 24AWG 4Px1조 (TDI)(기존활용)¦ (16) UTP Cat.5E 4Px2조 (TDI)(기존활용)¦ (28) FR-CV 3C/4.0㎟x1조 (TDI POWER)(기존활용)¦ (16) UL 2919-AMESB 24AWG 4Px1조 (TDI)(기존활용)¦ (16) UTP Cat.5E 4Px2조 (TDI)(기존활용)¦ (28) FR-CV 3C/4.0㎟x1조 (TDI POWER)(기존활용)¦ (16) UL 2919-AMESB 24AWG 4Px1조 (TDI)(기존활용)¦ (16) UTP Cat.5E 4Px2조 (TDI)(기존활용)¦ (28) OF-MM-12Core(난연)x1조 (TDI)(기존활용)¦ (28) OF-MM-12Core(난연)x1조 (TDI)(기존활용)¦ (28) OF-MM-12Core(난연)x1조 (TDI)(기존활용)¦ (28) OF-MM-12Core(난연)x1조 (TDI¦ (28) OF-MM-12Core(난연)x1조 (TDI¦ (16) OF-SM-8C(난연)x1조(CAMERA) ¦ (16) FR-CV 3C/4.0㎟x1조(CAMERA) ¦ (16) OF-SM-8C(난연)x1조(CAMERA) ¦ (16) FR-CV 3C/4.0㎟x1조(CAMERA) ¦ (16) OF-SM-8C(난연)x1조(CAMERA) ¦ (16) FR-CV 3C/4.0㎟x1조(CAMERA) ¦ (16) OF-SM-8C(난연)x1조(CAMERA) ¦ (16) FR-CV 3C/4.0㎟x1조(CAMERA) ¦ (16) OF-SM-8C(난연)x1조(CAMERA) ¦ (16) FR-CV 3C/4.0㎟x1조(CAMERA) ¦ (16) OF-SM-8C(난연)x1조(CAMERA) ¦ (16) FR-CV 3C/4.0㎟x1조(CAMERA) ¦ 지하철 908정거장¦ 가양¦ 증미¦ 등촌¦ 1/400¦ S = 1 / 400¦ 908정거장 CCTV,TDI,시계설비 지하3층 신설평면도(1/2)¦ 908정거장 CCTV,TDI,시계설비 지하3층¦ 신설평면도(1/2)¦ T¦ 7¦ 0¦ 0¦ 5¦ 0¦ 3¦ 4¦ 0¦ 0¦ 3¦ CCTV(기존동축활용)¦ G¦
| 1단계_정거장 - 복사본 | 1단계_정거장 - 복사본 | 048. T9103066-003 911정거장 AFC설비 지하2층 장비배치도.dwg | \A1;7,777¦ \A1;7,500¦ \A1;7,500¦ \A1;7,500¦ \A1;7,500¦ \A1;7,500¦ \A1;7,500¦ \A1;5,000¦ \A1;5,000¦ \A1;5,000¦ \A1;5,000¦ \A1;5,000¦ \A1;5,000¦ \A1;5,000¦ \A1;5,000¦ \A1;5,000¦ \A1;7,500¦ \A1;7,500¦ \A1;30,000¦ \A1;30,000¦ \A1;20,000¦ \A1;5,000¦ \A1;5,000¦ \A1;5,000¦ \A1;5,000¦ \A1;5,000¦ \A1;5,000¦ \A1;5,000¦ \A1;5,000¦ \A1;5,000¦ \A1;7,330¦ \A1;7,330¦ \A1;500¦ \A1;3,880¦ \A1;7,830¦ \A1;3,880¦ \A1;7,830¦ \A1;23,420¦ \A1;500¦ \A1;800¦ \A1;1,000¦ \A1;150¦ \A1;600¦ \A1;600¦ \A1;600¦ \A1;600¦ \A1;150¦ \A1;900¦ \A1;600¦ \A1;600¦ \A1;600¦ \A1;600¦ \A1;150¦ \A1;150¦ \A1;150¦ \A1;150¦ \A1;150¦ \A1;150¦ \A1;150¦ \A1;150¦ \A1;150¦ \A1;150¦ \A1;150¦ \A1;600¦ \A1;150¦ \A1;600¦ Detail "C"¦ Detail "B"¦ Detail "A"¦ Detail "A"¦ AAM ¦ 22,777¦ 62,500¦ 7,500¦ 165,277¦ X10¦ X11¦ X12¦ X13¦ X14¦ X15¦ X16¦ X17¦ X18¦ X19¦ X20¦ X21¦ X22¦ X23¦ X24¦ X25¦ X26¦ X27¦ X28¦ X09¦ X08¦ X07¦ X06¦ X05¦ X04¦ X01¦ X02¦ X00¦ X03¦ Y00¦ Y01¦ Y03¦ Y05¦ Y06¦ UP¦ DN¦ DN¦ DN¦ DN¦ 물탱크실¦ 공조기계실2¦ 공조기계실1¦ 비상전원실¦ CO2실¦ 전기실¦ 창 고¦ 통신기계실¦ 안전관리실¦ 복 도¦ 편의점¦ 대 합 실¦ 이동통신기계실¦ 용역원대기실¦ 화장실¦ 외부출입구1¦ 발매기실¦ 외부출입구3¦ 외부출입구2¦ UP¦ DN¦ 방범셔터¦ 방범셔터¦ 방범셔터¦ 외부엘리베이터1¦ 외부엘리베이터2¦ 911 정거장¦ STA.12km615.167¦ Detail "C"¦ Detail "B"¦ AAM ¦ AAM ¦ 대합실¦ FREE AREA¦ \A1;200¦ AAM ¦ 대합실¦ PAID AREA¦ 대합실¦ FREE AREA¦ 10형¦ 8형¦ 8형¦ 8형¦ 8형¦ 8형¦ 8형¦ 6형¦ 12형¦ 10/11형¦ 8형¦ 구 분¦ 당 초¦ 변 경¦ 6형¦ 8형¦ 10형¦ 6/12형¦ 10/11형¦ 11형¦ 12형¦ 1¦ 1¦ 3¦ 4¦ -¦ -¦ 1¦ 1¦ 1¦ -¦ -¦ 1¦ -¦ -¦ 8형¦ 6형¦ 구 분¦ 당 초¦ 변 경¦ 6형¦ 8형¦ 10형¦ 6/12형¦ 10/11형¦ 11형¦ 12형¦ 1¦ 1¦ 3¦ 4¦ 1¦ 1¦ -¦ -¦ -¦ -¦ -¦ -¦ -¦ -¦ 911정거장 AFC설비 지하2층 장비배치도¦ 911정거장 AFC설비 지하2층 장비배치도¦ S = 1 / 600¦ 1/600¦ 지하철 911정거장¦ 염창¦ 신목동¦ 선유도¦ T¦ 9¦ 1¦ 0¦ 3¦ 0¦ 6¦ 6¦ 0¦ 0¦ 3¦
| 1단계_정거장 - 복사본 | 1단계_정거장 - 복사본 | 016. T1001026-012 913정거장 AFC CABLE WIRING DIAGRAM (1_2).dwg | D/I MUX (ROUTER)¦ (통신기계실)¦ 분전반 (전기시설분)¦ (안전관리실)¦ AFC 접지단자함¦ (안전관리실)¦ DPC BOX¦ SMS (S/W HUB)¦ EM GATE¦ CONTROL BOX¦ AGM 12형 (No.1)¦ AGM 10/11형 (No.2)¦ AGM 6형 (No.3)¦ AGM 8형 (No.5) ¦ AGM 8형 (No.6)¦ AGM 8형 (No.7)¦ ATVM (No.1~2)¦ OF-SM-4Cx1조¦ F-GV 4.0㎟x2조¦ F-GV 4.0㎟x1조¦ HFCO 2C/4.0㎟x1조¦ FTP Cat.5E 4Px2조¦ FR-CVVS 4C/2.5㎟x1조 (DPC)¦ HFCO 3C/4.0㎟x2조¦ HFCO 3C/4.0㎟x1조¦ HFCO 3C/4.0㎟x1조¦ HFCO 3C/4.0㎟x1조¦ AAM (No.1)¦ F-GV 4.0㎟x1조¦ HFCO 3C/4.0㎟x1조¦ (안전관리실)¦ (안전관리실)¦ S/W HUB¦ (발매기실)¦ 분전반 (전기시설분)¦ (발매기실)¦ AFC 접지단자함¦ (발매기실)¦ AGM 6형 (No.9)¦ AGM 8형 (No.9)¦ ATVM (No.3~4)¦ AAM (No.2)¦ 환급기 (No.2)¦ MWS (유지보수전산기)¦ OF-SM-4Cx1조¦ F-GV 4.0㎟x1조¦ FR-CVVS 4C/2.5㎟x1조 (DPC)¦ HFCO 3C/4.0㎟x1조¦ HFCO 3C/4.0㎟x1조¦ HFCO 3C/4.0㎟x1조¦ HFCO 3C/4.0㎟x1조¦ OF-SM-4Cx1조¦ HFCO 3C/4.0㎟x1조¦ F-GV 4.0㎟x1조¦ F-GV 4.0㎟x1조¦ FTP Cat.5E 4Px1조¦ FTP Cat.5E 4Px2조¦ UTP Cat.5E 4Px1조¦ F-GV 4.0㎟x1조¦ F-GV 4.0㎟x1조¦ F-GV 4.0㎟x1조¦ (사무실)¦ HFCO 3C/4.0㎟x1조¦ HFCO 3C/4.0㎟x1조¦ FTP Cat.5E 4Px1조¦ UTP Cat.5E 4Px2조(INT)¦ FTP Cat.5E 4Px1조¦ AGM 10형 (No.4)¦ HFCO 3C/4.0㎟x1조¦ HFCO 2C/4.0㎟x1조¦ 화재수신반¦ 환급기 (No.1)¦ FTP Cat.5E 4Px1조¦ F-GV 4.0㎟x1조¦ HFCO 3C/4.0㎟x1조¦ HFCO 3C/4.0㎟x1조¦ FTP Cat.5E 4Px1조¦ FTP Cat.5E 4Px1조¦ HFCO 3C/4.0㎟x1조¦ 통신UPS¦ (통신기계실)¦ 통합교환설비¦ (통신기계실)¦ FTP Cat.5E 4Px1조¦ FTP Cat.5E 4Px1조¦ FTP Cat.5E 4Px1조¦ FTP Cat.5E 4Px1조¦ FTP Cat.5E 4Px1조¦ FTP Cat.5E 4Px1조¦ FTP Cat.5E 4Px1조¦ FTP Cat.5E 4Px1조¦ FTP Cat.5E 4Px1조¦ FTP Cat.5E 4Px1조¦ FTP Cat.5E 4Px1조¦ FTP Cat.5E 4Px1조¦ FTP Cat.5E 4Px1조¦ FTP Cat.5E 4Px1조¦ UTP Cat.5E 4Px1조(INT)¦ UTP Cat.5E 4Px2조(INT)¦ UTP Cat.5E 4Px1조(INT)¦ UTP Cat.5E 4Px2조(INT)¦ UTP Cat.5E 4Px1조(INT)¦ UTP Cat.5E 4Px1조(INT)¦ HFCO 3C/4.0㎟x1조¦ F-GV 4.0㎟x1조¦ AGM 6형 (No.8)¦ FTP Cat.5E 4Px1조¦ AGM 8형 (No.10)¦ AGM 8형 (No.11)¦ AGM 8형 (No.12)¦ AGM 8형 (No.13)¦ AGM 10형 (No.14)¦ AGM 11형 (No.15)¦ AGM 12형 (No.16)¦ FTP Cat.5E 4Px1조¦ UTP Cat.5E 4Px2조(INT)¦ HFCO 3C/4.0㎟x1조¦ 913정거장 AFC CABLE WIRING DIAGRAM (1/2)¦ 913정거장 AFC CABLE WIRING DIAGRAM (1/2)¦ S = NONE¦ NONE¦ 지하철 913정거장¦ 선유도¦ 당산¦ 국회의사당¦ T¦ 1¦ 0¦ 0¦ 1¦ 0¦ 2¦ 6¦ 0¦ 1¦ 2¦
| 1단계_정거장 - 복사본 | 1단계_정거장 - 복사본 | 030. T7005034-002 909정거장 CCTV,TDI,시계설비 지하1층 신설평면도 (2_2).dwg | CONSOLE¦ \A1;7,900¦ \A1;28,000¦ \A1;7,600¦ \A1;7,900¦ \A1;6,100¦ \A1;6,100¦ \A1;5,000¦ \A1;5,000¦ \A1;5,000¦ \A1;5,000¦ \A1;5,000¦ \A1;5,000¦ \A1;5,000¦ \A1;7,500¦ \A1;7,500¦ \A1;7,500¦ \A1;7,500¦ \A1;7,500¦ \A1;7,500¦ \A1;7,500¦ \A1;7,500¦ \A1;2,537¦ \A1;5,000¦ \A1;5,000¦ \A1;5,000¦ \A1;5,000¦ \A1;5,000¦ \A1;5,000¦ \A1;77,538¦ \A1;30,000¦ \A1;137,537¦ \A1;107,537¦ \A1;30,000¦ \A1;5,000¦ \A1;5,000¦ L¦ L1¦ TRAY (300x100)¦ UTP CAT.5E 25Px1조 (CONSOLE)¦ UTP CAT.5E 4Px4조 (CONSOLE)¦ FR-CV 3C/6.0㎟x1조 (LSE POWER)¦ UTP Cat.5E 4Px2조 (CL POWER)(신설)¦ F-CV 3C/2.5㎟x1조 (공간화상)(기존활용)¦ OF- SM-4Cx1조 (공간화상)(기존활용)¦ UTP Cat.5E4Px15조 (CAMERA)(신설)¦ OF-SM-8C(난연)x10조(신설) ¦ FR-CV 3C/4.0㎟x10조(신설) ¦ OF-SM-8C(난연)x2조(승강장모니터)(신설) ¦ FR-CV 3C/4.0㎟x2조(승강장모니터)(신설) ¦ C/R¦ C¦ E¦ F¦ G¦ H¦ J¦ K¦ I¦ M¦ L¦ MATCH LINE¦ MATCH LINE¦ TRAY (600x150)¦ DOWN TO 지하 2층¦ D¦ KEY PLAN¦ Y04¦ Y03¦ Y02¦ Y01¦ Y00¦ X10¦ X12¦ X14¦ X16¦ X18¦ X20¦ X22¦ X24¦ X26¦ X27¦ X28¦ X29¦ X30¦ X31¦ X32¦ X33¦ UP¦ 운영원대기실¦ CO2실¦ 내부계단 3¦ 비상전원실¦ 안전관리실¦ 발매기실 2¦ 변전실¦ 전 기 실¦ 창 고¦ 내부계단 4¦ 909 정거장¦ STA.10km845.167¦ 외부계단 3¦ 공조기계실(PIT)¦ CO2실¦ MATCH LINE¦ MATCH LINE DWG No. "S1-TA-S09-DB-017-0"¦ (P17:200x200x100)¦ (P18:200x200x100)¦ (P19:200x200x100)¦ (P21:200x200x100)¦ (P22:200x200x100)¦ ES-10¦ ES-11¦ AGM-3¦ ATVM-2¦ ES-12¦ A¦ D¦ E¦ G¦ M¦ I¦ N¦ L¦ (P25:200x200x100)¦ (P16:200x200x100)¦ C¦ ELEC-1¦ M¦ (P20:200x200x100)¦ AGM-4¦ H¦ F¦ TRAY (300x100)¦ J¦ NOTE¦ 1. 광케이블, 전원/접지케이블 (OF-SM-4Core, CV 3C/2.5㎟)¦ 3. 승강장 ANT설치위치: 열차 진행방향 정거장 시종점부에 설치¦ 2. 광케이블, 전원/접지케이블 (OF-SM-8Core, CV 3C/2.5㎟)¦ MATCH LINE¦ 외부출입구 2¦ ES-13(1)¦ ES-13(2)¦ (P24:200x200x100)¦ vmh¦ vmh¦ vmh¦ vmh¦ vmh¦ vmh¦ vmh¦ vmh¦ vmh¦ vmh¦ M¦ O¦ O¦ ELEC-2¦ O¦ O¦ TRAY (300x100)¦ UTP Cat.5E 4Px4조 (CONSOLE)¦ UTP Cat.5E 25Px1조 (CONSOLE)¦ TRAY (300x100)¦ TRAY (300x100)¦ TRAY (300x100)¦ TRAY (300x100)¦ UTP Cat.5E 4Px4조 (CONSOLE)¦ UTP Cat.5E 25Px1조 (CONSOLE)¦ TRAY (300x100)¦ TRAY (300x100)¦ UTP Cat.5E 4Px4조 (CONSOLE)¦ UTP Cat.5E 25Px1조 (CONSOLE)¦ UTP Cat.5E 4Px4조 (CONSOLE)¦ UTP Cat.5E 25Px1조 (CONSOLE)¦ UTP Cat.5E 4Px4조 (CONSOLE)¦ UTP Cat.5E 25Px1조 (CONSOLE)¦ UTP Cat.5E 4Px4조 (CONSOLE)¦ UTP Cat.5E 25Px1조 (CONSOLE)¦ UTP Cat.5E 4Px4조 (CONSOLE)¦ UTP Cat.5E 25Px1조 (CONSOLE)¦ UTP Cat.5E 4Px4조 (CONSOLE)¦ UTP Cat.5E 25Px1조 (CONSOLE)¦ UTP Cat.5E 4Px4조 (CONSOLE)¦ UTP Cat.5E 25Px1조 (CONSOLE)¦ TRAY (300x100)¦ UTP Cat.5E 4Px4조 (CONSOLE)¦ UTP Cat.5E 25Px1조 (CONSOLE)¦ TRAY (300x100)¦ TRAY (300x150)¦ DOWN TO 안전관리실 ACCESS FLOOR¦ FR-CV 3C/6.0㎟x1조 (LSE POWER)¦ FR-CV 3C/6.0㎟x1조 (LSE POWER)¦ FR-CV 3C/6.0㎟x1조 (LSE POWER)¦ FR-CV 3C/6.0㎟x1조 (LSE POWER)¦ FR-CV 3C/6.0㎟x1조 (LSE POWER)¦ FR-CV 3C/6.0㎟x1조 (LSE POWER)¦ FR-CV 3C/6.0㎟x1조 (LSE POWER)¦ FR-CV 3C/6.0㎟x1조 (LSE POWER)¦ FR-CV 3C/6.0㎟x1조 (LSE POWER)¦ FR-CV 3C/6.0㎟x1조 (LSE POWER)¦ TRAY (300x150)¦ P¦ P¦ FR-CV 3C/4.0㎟x3조 (대합실,출입구게시기 POWER)(기존활용)¦ FR-CV 3C/4.0㎟x3조 (대합실,출입구게시기 POWER)(기존활용)¦ K-1¦ K¦ K-1¦ TRAY (300x100)¦ UTP Cat.5E 4Px4조 (CONSOLE)¦ UTP Cat.5E 25Px1조 (CONSOLE)¦ FR-CV 3C/6.0㎟x1조 (LSE POWER)¦ OF-SM-8C(난연)x10조(CAMERA) ¦ FR-CV 3C/4.0㎟x10조(CAMERA) ¦ (28) OF-SM-8C(난연)x1조(CAMERA) ¦ (28) FR-CV 3C/4.0㎟x1조(CAMERA) ¦ 스피드돔¦ 스피드돔¦ (28) OF-SM-8C(난연)x2조(신설) ¦ (28) FR-CV 3C/4.0㎟x2조(신설) ¦ (28) OF-SM-8C(난연)x2조(CAMERA) ¦ (28) FR-CV 3C/4.0㎟x2조(CAMERA) ¦ (16) OF-SM-8C(난연)x1조(CAMERA) ¦ (16) FR-CV 3C/4.0㎟x1조(CAMERA) ¦ OF-SM-8C(난연)x10조(CAMERA) ¦ FR-CV 3C/4.0㎟x10조(CAMERA) ¦ OF-SM-8C(난연)x9조(CAMERA) ¦ FR-CV 3C/4.0㎟x9조(CAMERA) ¦ OF-SM-8C(난연)x9조(CAMERA) ¦ FR-CV 3C/4.0㎟x9조(CAMERA) ¦ OF-SM-8C(난연)x1조(CAMERA) ¦ FR-CV 3C/4.0㎟x1조(CAMERA) ¦ OF-SM-8C(난연)x6조(CAMERA) ¦ FR-CV 3C/4.0㎟x6조(CAMERA) ¦ OF-SM-8C(난연)x3조(CAMERA) ¦ FR-CV 3C/4.0㎟x3조(CAMERA) ¦ OF-SM-8C(난연)x5조(CAMERA) ¦ FR-CV 3C/4.0㎟x5조(CAMERA) ¦ OF-SM-8C(난연)x5조(신설) ¦ FR-CV 3C/4.0㎟x5조(신설) ¦ (16) OF-SM-8C(난연)x1조(CAMERA) ¦ (16) FR-CV 3C/4.0㎟x1조(CAMERA) ¦ (16) OF-SM-8C(난연)x1조(CAMERA) ¦ (16) FR-CV 3C/4.0㎟x1조(CAMERA) ¦ vmh¦ vmh¦ A¦ FR-CV 3C/4.0㎟x2조 (TDI POWER)(기존활용)¦ UL 2919-AMESB 24AWG 4Px2조 (TDI)(기존활용)¦ UL 2919-AMESB 24AWG 4Px2조 (TDI)(기존활용)¦ FR-CV 3C/4.0㎟x2조 (TDI POWER)(기존활용)¦ UL 2919-AMESB 24AWG 4Px4조 (TDI)(기존활용)¦ UTP Cat.5E 4Px8조 (TDI)(기존활용)¦ FR-CV 3C/4.0㎟x4조 (TDI POWER)(기존활용)¦ UL 2919-AMESB 24AWG 4Px4조 (TDI)(기존활용)¦ OF-MM-12Core(난연)x4조 (TDI)(기존활용)¦ FR-CV 3C/4.0㎟x4조 (TDI POWER)(기존활용)¦ UTP Cat.5E 4Px4조 (TDI)(기존활용)¦ UL 2919-AMESB 24AWG 4Px4조 (TDI)(기존활용)¦ UTP Cat.5E 4Px8조 (TDI)(기존활용)¦ FR-CV 3C/4.0㎟x4조 (TDI POWER)(기존활용)¦ UL 2919-AMESB 24AWG 4Px4조 (TDI)(기존활용)¦ UTP Cat.5E 4Px8조 (TDI)(기존활용)¦ FR-CV 3C/4.0㎟x4조 (TDI POWER)(기존활용)¦ UL 2919-AMESB 24AWG 4Px4조 (TDI)(기존활용)¦ UTP Cat.5E 4Px8조 (TDI)(기존활용)¦ FR-CV 3C/4.0㎟x4조 (TDI POWER)(기존활용)¦ UL 2919-AMESB 24AWG 4Px4조 (TDI)(기존활용)¦ OF-MM-12Core(난연)x4조 (TDI)(기존활용)¦ FR-CV 3C/4.0㎟x4조 (TDI POWER)(기존활용)¦ UL 2919-AMESB 24AWG 4Px4조 (TDI)(기존활용)¦ FR-CV 3C/4.0㎟x4조 (TDI POWER)(기존활용)¦ OF-MM-12Core(난연)x2조 (TDI)(기존활용)¦ UL 2919-AMESB 24AWG 4Px2조 (TDI)(기존활용)¦ FR-CV 3C/4.0㎟x2조 (TDI POWER)(기존활용)¦ DOWN TO 지하 2층¦ TRAY (600x150)¦ UTP Cat.5E 4Px4조 (TDI)(기존활용)¦ UL 2919-AMESB 24AWG 4Px2조 (TDI)(기존활용)¦ FR-CV 3C/4.0㎟x2조 (TDI POWER)(기존활용)¦ OF-MM-12Core(난연)x2조 (TDI)(기존활용)¦ UTP Cat.5E 4Px4조 (TDI)(기존활용)¦ UL 2919-AMESB 24AWG 4Px2조 (TDI)(기존활용)¦ FR-CV 3C/4.0㎟x2조 (TDI POWER)(기존활용)¦ OF-MM-12Core(난연)x2조 (TDI)(기존활용)¦ UTP Cat.5E 4Px4조 (TDI)(기존활용)¦ UL 2919-AMESB 24AWG 4Px2조 (TDI)(기존활용)¦ FR-CV 3C/4.0㎟x2조 (TDI POWER)(기존활용)¦ FR-CV 3C/4.0㎟x4조 (TDI)(기존활용)¦ UTP Cat.5E 4Px4조 (CONSOLE)¦ UTP Cat.5E 4Px8조 (TDI)(기존활용)¦ UL 2919-AMESB 24AWG 4Px4조 (TDI)(기존활용)¦ OF-MM-12Core(난연)x4조 (TDI)(기존활용)¦ OF-MM-12Core(난연)x4조 (TDI)(기존활용)¦ UTP Cat.5E 4Px4조 (TDI)(기존활용)¦ OF-MM-12Core(난연)x2조 (TDI)(기존활용)¦ TRAY (300x100)¦ OF-MM-12Core(난연)x2조 (TDI)(기존활용)¦ UTP Cat.5E 4Px4조 (TDI)(기존활용)¦ UTP Cat.5E 4Px8조 (TDI)(기존활용)¦ OF-MM-12Core(난연)x4조 (TDI)(기존활용)¦ OF-MM-12Core(난연)x2조 (TDI)(기존활용)¦ OF-MM-12Core(난연)x4조 (TDI)(기존활용)¦ UTP Cat.5E 4Px8조 (TDI)(기존활용)¦ OF-MM-12Core(난연)x4조 (TDI)(기존활용)¦ UTP Cat.5E 4Px8조 (TDI)(기존활용)¦ OF-MM-12Core(난연)x4조 (TDI)(기존활용)¦ UL 2919-AMESB 24AWG 4Px4조 (TDI)(기존활용)¦ UTP Cat.5E 4Px8조 (TDI)(기존활용)¦ FR-CV 3C/4.0㎟x4조 (TDI POWER)(기존활용)¦ OF-MM-12Core(난연)x4조 (TDI)(기존활용)¦ FR-CV 3C/4.0㎟x3조 (대합실게시기 POWER)(기존활용)¦ OF-SM-8Core(난연)x1조(대합실게시기)(신설)¦ FR-CV 3C/4.0㎟x3조 (대합실게시기 POWER)(기존활용)¦ OF-SM-8Core(난연)x1조(대합실게시기)(신설)¦ FR-CV 3C/4.0㎟x3조 (대합실게시기 POWER)(기존활용)¦ OF-SM-8Core(난연)x1조(대합실게시기)(신설)¦ FR-CV 3C/4.0㎟x3조 (대합실게시기 POWER)(기존활용)¦ OF-SM-8Core(난연)x1조(대합실게시기)(신설)¦ FR-CV 3C/4.0㎟x3조 (대합실게시기 POWER)(기존활용)¦ OF-SM-8Core(난연)x1조(대합실게시기)(신설)¦ FR-CV 3C/4.0㎟x3조 (대합실게시기 POWER)(기존활용)¦ OF-SM-8Core(난연)x1조(대합실게시기)(신설)¦ FR-CV 3C/4.0㎟x3조 (대합실게시기 POWER )(기존활용)¦ OF-SM-8Core(난연)x1조(대합실게시기)(신설)¦ FR-CV 3C/4.0㎟x3조 (대합실게시기 POWER)(기존활용)¦ OF-SM-8Core(난연)x1조(대합실게시기)(신설)¦ FR-CV 3C/4.0㎟x3조 (대합실게시기 POWER)(기존활용)¦ OF-SM-8Core(난연)x1조(대합실게시기)(신설)¦ FR-CV 3C/4.0㎟x3조 (대합실게시기)(기존활용 POWER)¦ OF-SM-8Core(난연)x1조(대합실게시기)(신설)¦ FR-CV 3C/4.0㎟x2조 (대합실게시기 POWER)(기존활용)¦ OF-SM-8Core(난연)x2조(대합실게시기)(신설)¦ FR-CV 3C/4.0㎟x3조 (대합실게시기 POWER)(기존활용)¦ OF-SM-8Core(난연)x1조(대합실게시기)(신설)¦ 지하철 909정거장¦ 가양¦ 등촌¦ 염창¦ 1/400¦ S = 1 / 400¦ 909정거장 CCTV,TDI,시계설비 지하1층 신설평면도(2/2)¦ 909정거장 CCTV,TDI,시계설비 지하1층¦ 신설평면도(2/2)¦ T¦ 7¦ 0¦ 0¦ 5¦ 0¦ 3¦ 4¦ 0¦ 0¦ 2¦ CCTV(기존동축활용)¦ P¦
| 1단계_정거장 - 복사본 | 1단계_정거장 - 복사본 | 006. T1001026-002 911정거장 CIRCUIT WIRING SYSTEM DIAGRAM_철거.dwg | KT¦ IP¦ G¦ D¦ C/R¦ T¦ 0¦ 0¦ 0¦ 0¦ 0¦ 0¦ 0¦ 0¦ 0¦ 0¦ 통신기계실¦ 통신기계실¦ 안전관리실¦ 소방외부 무선통신 보조설비¦ 경찰통신설비¦ O/F(SM) FM RADIO¦ POWER DISTRIBUTION¦ O/F(SM)¦ O/F(SM)¦ FM 광전송장치¦ UPS¦ EQUIP¦ MULTI¦ COMM¦ CCTV¦ 광화상전송장치¦ MATRIX¦ RACK¦ TV 광전송장치¦ 부모시계¦ To: NEXT STATION¦ O/F(SM)¦ O/F(SM)¦ To: KT¦ DATA¦ M/D¦ E¦ Ports¦ T¦ SUB ADM¦ TEL¦ SPCM¦ KT¦ 전력사령¦ 방재사령¦ 통신사령¦ FAX¦ Data Line (전력)¦ Data Line¦ Data Line¦ Data Line¦ Data Line (AFC)¦ Data Line (통신)¦ Data Line (방재)¦ Data Line (운전)¦ SMS¦ AGM¦ AAM¦ ATVM¦ IP¦ P.A AMP¦ x2¦ x2¦ x2¦ 지하2층 (대합실) x 29¦ 지하3층 (승강장상선) x 21¦ G¦ G¦ G¦ G¦ G¦ 지하3층 (승강장상선) x 2¦ 지하3층 (승강장하선) x 2¦ PAN/TILT x 2¦ 지하2층 (대합실) x 20 , G.L ELEV x 2¦ 지하2층 (기능실) x 2¦ 지하3층 (승강장 상,하선) x 6¦ CCTV¦ CONSOLE¦ 지하2층¦ (복합통신ANT)¦ 무선통신 보조설비¦ HFC-22D-FR¦ HFC-12D-FR¦ 본선터널 (승강장) RFCL-42D-광대역¦ 본선터널 (승강장) RFCL-42D-광대역¦ D¦ POWER LINE¦ INT¦ T¦ x4¦ x11¦ x3¦ L¦ O¦ x2¦ T¦ x11¦ x2¦ x2¦ x11 ¦ 인터폰¦ 모장치¦ 배 선 반¦ 공조기계실1¦ 공조기계실2¦ 이동통신기계실¦ 전기실¦ x5¦ 지하3층 (승강장하선) x 21¦ x2¦ 출입통제¦ C/R¦ C/R¦ C/R¦ C/R¦ 운전사령¦ Data Line¦ 열차무선¦ C¦ O/F(SM) 열차무선¦ Data Line¦ 소방외부¦ E¦ T¦ L¦ O¦ Callphone¦ 기능실복도¦ 발매기실¦ 화장실 (남,여)¦ 장애자화장실¦ 임대상가(지하2층)¦ ELEV, 화장실¦ 용역원대기실¦ 임대상가 (지하1층)¦ PSD실 (상선)¦ PSD실 (하선)¦ 편의점¦ 비상전원실¦ 대합실 (지하1층)¦ 창고¦ 승강장 INT¦ T¦ T¦ T¦ x4¦ x8¦ x2¦ x2¦ x3¦ x2 ¦ INT¦ x6¦ 지하1층¦ (복합통신ANT)¦ &¦ (VOICE)¦ FXO/FXS¦ Ethernet Port¦ 본선터널 (승강장) RFCL-42D-광대역¦ 본선터널 (승강장) RFCL-42D-광대역¦ D¦ IP¦ 공간화상 [승강장 차량기지방향] x 1¦ 공간화상 [승강장 강남방향] x 1¦ 환급기¦ CCTV¦ 광화상전송장치¦ MATRIX¦ RACK¦ TV 광수신기¦ DATA¦ M/D¦ E¦ Ports¦ T¦ &¦ (VOICE)¦ SUB ADM¦ TEL¦ SPCM¦ 전력사령¦ 통신사령¦ Data Line (전력)¦ Data Line¦ Data Line¦ Data Line¦ Data Line (AFC)¦ Data Line (통신)¦ Data Line (방재)¦ Data Line (운전)¦ P.A AMP¦ L¦ O¦ 배 선 반¦ 출입통제¦ 운전사령¦ E¦ T¦ L¦ O¦ Data Line (신호)¦ FXO/FXS¦ Ethernet Port¦ MULTI¦ COMM¦ EQUIP¦ FM광전송장치¦ 열차무선¦ O/F(SM) FM RADIO, 지상파DMB¦ 소방외부 무선통신 보조설비¦ 소방 무선통신 보조설비¦ 철거¦ 철거¦ 철거¦ 철거¦ 911정거장 CIRCUIT WIRING SYSTEM DIAGRAM / 철거¦ 911정거장 CIRCUIT WIRING SYSTEM DIAGRAM / 철거¦ S = NONE¦ NONE¦ 염창¦ 신목동¦ 선유도¦ T¦ 1¦ 0¦ 0¦ 1¦ 0¦ 2¦ 6¦ 0¦ 0¦ 2¦
| 1단계_정거장 - 복사본 | 1단계_정거장 - 복사본 | 061. T9203038-019 PIPING 상세도 (3_3).dwg | \A1;TRAY WIDTH¦ \A1;150¦ \A1;300¦ \A1;300¦ \A1;300¦ \A1;300¦ \A1;300¦ \A1;300¦ \A1;300¦ \A1;300¦ \A1;300¦ \A1;150¦ \A1;3,000¦ \A1;H¦ \A1;TRAY WIDTH¦ \A1;H¦ \A1;W¦ \A1;A¦ \A1;125¦ \A1;125¦ \A1;125¦ \A1;125¦ \A1;125¦ \A1;125¦ \A1;{\fHY헤드라인M¦b0¦i0¦c129¦p50;TRAY WIDTH}¦ \A1;{\fHY헤드라인M¦b0¦i0¦c129¦p50;TRAY WIDTH}¦ \A1;{\fHY헤드라인M¦b0¦i0¦c129¦p50;125}¦ \A1;{\fHY헤드라인M¦b0¦i0¦c129¦p50;125}¦ \A1;{\fHY헤드라인M¦b0¦i0¦c129¦p50;H}¦ \A1;{\fHY헤드라인M¦b0¦i0¦c129¦p50;L}¦ \A1;{\fHY헤드라인M¦b0¦i0¦c129¦p50;W}¦ \A1;{\fHY헤드라인M¦b0¦i0¦c129¦p50;T}¦ -¦ T¦ 0¦ 0¦ 0¦ 0¦ 0¦ 0¦ 0¦ 0¦ 0¦ 0¦ 공통¦ CABLE TRAY¦ 전산볼트 1m¦ Φ28이상 전선관은 노말밴드(45˚) 사용¦ C형 CHANNEL¦ DETAIL "A"¦ DOUBLE CEILING¦ 후강전선관¦ 장애물 통과 배관 DETAIL¦ 금속관(후강전선관)¦ DETAIL "A"¦ 전산볼트¦ 보강판¦ 높이(H)¦ 폭(W)¦ 풀박스¦ 길이(L)¦ 보강판¦ PIPING DETAIL (2단)¦ 어스본드¦ 1,000¦ 금속관(후강전선관)¦ 전산볼트¦ PIPING DETAIL (1단)¦ C형찬넬¦ 전산볼트¦ C형찬넬¦ 전산볼트¦ PULL BOX¦ 30¦ 30¦ 30¦ W¦ 90¦ TYPE¦ W¦ CABLE TRAY 상세도¦ VERTICAL ELBOW ( 90 )¦ CABLE TRAY 상세도¦ HORIZONTAL ELBOW (45)¦ TRAY JOINT CONNECTOR¦ 45¦ SIDE RAIL¦ RUNG¦ 150¦ R - 15¦ R - 20¦ 200¦ R - 25¦ 250¦ R - 30¦ 300¦ R - 35¦ 350¦ R - 40¦ 400¦ R - 45¦ 450¦ R - 50¦ 500¦ R - 55¦ 550¦ R - 60¦ 600¦ R - 65¦ 650¦ R - 70¦ 700¦ 1,900¦ R - 190¦ 1,700¦ R - 170¦ 1,600¦ R - 160¦ 1,500¦ R - 150¦ 1,400¦ R - 140¦ 1,300¦ R - 130¦ 1,100¦ R - 110¦ 1,050¦ R - 105¦ 1,000¦ R - 100¦ 900¦ R - 90¦ TYPE¦ W¦ R - 80¦ 800¦ R - 200¦ 2,000¦ 2,500¦ 2,000¦ RV9 - 170¦ RV9 - 200¦ RV9 - 250¦ 1,700¦ 1,400¦ RV9 - 140¦ 750¦ 800¦ RV9 - 80¦ RV9 - 75¦ RV9 - 100¦ RV9 - 70¦ RV9 - 65¦ RV9 - 60¦ RV9 - 55¦ RV9 - 50¦ RV9 - 45¦ RV9 - 40¦ RV9 - 35¦ RV9 - 30¦ RV9 - 25¦ RV9 - 20¦ RV9 - 15¦ TYPE¦ 700¦ 650¦ 600¦ 550¦ 500¦ 450¦ 400¦ 350¦ 300¦ 250¦ 200¦ 150¦ W¦ TYPE¦ 1,000¦ W¦ W¦ 500¦ TYPE¦ W¦ 900¦ 1,200¦ 1,200¦ 1,200¦ 1,500¦ TYPE¦ RT-9050¦ 12040¦ 12070¦ 120110¦ 15035¦ 52¦ 33¦ 44¦ 400¦ 300¦ 72¦ 700¦ 700¦ 6520¦ 143¦ 73¦ 1,400¦ 650¦ 450¦ 400¦ 152¦ 435¦ 4535¦ 150¦ 1,200¦ 12055¦ W¦ 300¦ 550¦ 200¦ 350¦ 350¦ 200¦ 300¦ 300¦ 200¦ 400¦ 200¦ 75¦ 535¦ 500¦ 350¦ 500¦ 700¦ 500¦ 400¦ 700¦ 1,100¦ 350¦ B¦ 200¦ 200¦ 250¦ 150¦ 600¦ 400¦ 250¦ 325¦ 32¦ 22¦ 215¦ C¦ B¦ RT - A¦ 400¦ 450¦ 500¦ 550¦ 600¦ 650¦ 700¦ RV9 - 70¦ RV9 - 65¦ RV9 - 60¦ RV9 - 55¦ RV9 - 50¦ RV9 - 45¦ RV9 - 40¦ RV9 - 35¦ RV9 - 30¦ RV9 - 25¦ RV9 - 20¦ RV9 - 15¦ TYPE¦ 700¦ 650¦ 600¦ 550¦ 500¦ 450¦ 400¦ 350¦ 300¦ 250¦ 200¦ 150¦ W¦ 800¦ 1,000¦ 1,100¦ 750¦ 1,700¦ RH9 - 80¦ RH9 - 100¦ RH9 - 110¦ RH9 - 75¦ RH9 - 170¦ RH4 -150¦ RH4 -120¦ RH4 -100¦ RH4 - 80¦ RH4 - 50¦ RH4 - 25¦ RH4 - 20¦ TYPE¦ 150¦ 1,200¦ 1,000¦ 800¦ 500¦ 250¦ 200¦ W¦ H¦ W¦ 60¦ 90¦ 8¦ 13¦ 2.0¦ 160¦ L¦ 2.5¦ 1.6¦ T¦ 어스본드¦ PIPING 상세도 (3/3)¦ PIPING 상세도 (3/3)¦ S = NONE¦ NONE¦ T¦ 9¦ 2¦ 0¦ 3¦ 0¦ 3¦ 8¦ 0¦ 1¦ 9¦
| 1단계_정거장 - 복사본 | 1단계_정거장 - 복사본 | 058. T9103066-004 907정거장 AFC설비 지하1층 장비배치도 (철거).dwg | \A1;1,000¦ \A1;2,200¦ \A1;800¦ \A1;600¦ \A1;800¦ \A1;1,000¦ \A1;2,200¦ \A1;800¦ \A1;600¦ \A1;600¦ \A1;7,500¦ \A1;7,500¦ \A1;7,500¦ \A1;5,000¦ \A1;5,000¦ \A1;5,000¦ \A1;5,000¦ \A1;5,000¦ \A1;5,000¦ \A1;277,500¦ \A1;2,500¦ \A1;2,500¦ \A1;2,500¦ \A1;2,500¦ \A1;5,000¦ \A1;5,000¦ \A1;5,000¦ \A1;5,000¦ \A1;5,000¦ \A1;5,000¦ \A1;5,000¦ \A1;5,000¦ \A1;5,000¦ \A1;5,000¦ \A1;5,000¦ \A1;5,000¦ \A1;5,000¦ \A1;5,000¦ \A1;5,000¦ \A1;5,000¦ \A1;5,000¦ \A1;5,000¦ \A1;5,000¦ \A1;5,000¦ \A1;5,000¦ \A1;5,000¦ \A1;5,000¦ \A1;27,800¦ \A1;13,900¦ \A1;13,900¦ \A1;100,000¦ \A1;1,000¦ \A1;800¦ \A1;200¦ \A1;200¦ \A1;200¦ \A1;200¦ \A1;200¦ \A1;200¦ \A1;600¦ \A1;600¦ \A1;600¦ \A1;600¦ \A1;600¦ \A1;1,800¦ \A1;1,325¦ \A1;1,200¦ \A1;2,268¦ \A1;600¦ \A1;200¦ \A1;1,025¦ \A1;1,518¦ \A1;1,800¦ \A1;1,000¦ \A1;800¦ \A1;500¦ \A1;1,200¦ \A1;200¦ \A1;200¦ \A1;200¦ \A1;200¦ \A1;200¦ \A1;200¦ \A1;900¦ \A1;600¦ \A1;600¦ \A1;600¦ \A1;600¦ \A1;3,847¦ \A1;1,350¦ \A1;200¦ \A1;1,547¦ \A1;600¦ Detail "C"¦ Detail "A"¦ Detail "D"¦ Detail "B"¦ Detail "A"¦ Detail "B"¦ Detail "C"¦ 발매기실¦ 발매기실¦ X31¦ X32¦ X33¦ X35¦ X36¦ X37¦ X38¦ X39¦ X40¦ X41¦ X42¦ X44¦ X45¦ X46¦ X47¦ X43¦ X48¦ X-8¦ X-7¦ X-6¦ X-5¦ X-4¦ X-3¦ X-2¦ X-1¦ X01¦ X02¦ X03¦ X04¦ X05¦ X06¦ X07¦ X09¦ X10¦ X11¦ X08¦ X00¦ X34¦ Y00¦ Y01¦ Y02¦ 발매기실¦ 편 의 점 ¦ 발매기실¦ 안전관리실¦ 승차권 창고¦ 비상 전원실¦ 신호,통신기계실¦ 전 기 실¦ 복 도¦ 물탱크실¦ 이동통신기계실¦ CO2 실¦ 대 합 실¦ 방범셔터¦ DN¦ DN¦ DN¦ DN¦ DN¦ DN¦ DN ¦ DN¦ DN¦ DN¦ DN¦ UP¦ UP¦ UP¦ UP¦ UP¦ UP¦ UP¦ UP¦ UP¦ UP¦ UP¦ UP¦ UP¦ UP¦ UP¦ UP¦ UP¦ UP¦ UP¦ UP¦ UP¦ 외부출입구¦ 외부출입구¦ 외부출입구¦ 외부출입구¦ 내부계단¦ 내부계단¦ 외부출입구¦ 내부계단¦ 화 장 실¦ 외부출입구¦ 내부계단¦ 외부출입구¦ 외부출입구¦ 외부출입구¦ 외부출입구¦ AAM ¦ AAM ¦ AAM ¦ AAM ¦ 대합실¦ FREE AREA¦ 대합실¦ PAID AREA¦ X42¦ 10형¦ 8형¦ 8형¦ 12/6형¦ 11형¦ 대합실¦ PAID AREA¦ 대합실¦ FREE AREA¦ 8형¦ X06¦ Detail "D"¦ 10형¦ 8형¦ 8형¦ 12/6형¦ 11형¦ 8형¦ 907정거장 AFC설비 지하1층 장비배치도 (철거)¦ 907정거장 AFC설비 지하1층 장비배치도 (철거)¦ S = 1 / 600¦ 1/600¦ 지하철 907정거장¦ 양천향교¦ 가양¦ 증미¦ T¦ 9¦ 1¦ 0¦ 3¦ 0¦ 6¦ 6¦ 4¦ 0¦ 0¦ \A1;800¦
| 1단계_정거장 - 복사본 | 1단계_정거장 - 복사본 | 043. T9103038-003 RRU 시스템 상세도.dwg | RRU 시스템상세도¦ NONE¦ RRU 시스템상세도¦ S = NONE¦ Unregistered Version - http://www.aidecad.com¦ RRU 시스템 입체도¦ RRU 상세도¦ RRU 브라켓 입체도¦ RRU 브라켓 상세도¦ *랙과 RRU고정시 절연판과 부싱사용하여 절연한다.¦ 구 분 ¦ 제 원 ¦ 크기(mm, WxDxH)¦ 용 량¦ 전 원 ¦ 소모전력\P¦ RF Paths¦ 320 x 330 x 126 (14Kg) ¦ Band 28(700MHz) / 10MHz¦ -48VDC¦ 300W¦ 2T2R¦ Ground ¦ EAC/LMP ¦ OPT 1 ¦ \pt0;LED\PModule\PStatus¦ OPT 2¦ OPT 3¦ Fan/RF\PStatus¦ [평면도]¦ [정면도]¦ [우측면도]¦ [좌측면도]¦ [배면도]¦ [평면도]¦ [정면도]¦ [단면도]¦ 거치대 측 고정¦ RRU 시스템 측 고정 ¦ ANT 6\PTX/RX¦ ANT 5\PTX/RX¦ ANT 4\PTX/RX¦ ANT 3\PTX/RX¦ ANT 2\PTX/RX¦ ANT 1\PTX/RX¦ RET¦ T¦ 9¦ 1¦ 0¦ 3¦ 0¦ 3¦ 8¦ 0¦ 0¦ 3¦ 공통¦
| 1단계_정거장 - 복사본 | 1단계_정거장 - 복사본 | 034. T7005034-005 904정거장 CCTV,TDI,시계설비 지하1층 철거평면도(1_2).dwg | P¦ P¦ ACU¦ CCTV¦ CONSOLE¦ KEY PLAN¦ \A1;7500¦ \A1;10681¦ \A1;11638¦ \A1;10681¦ \A1;5680¦ \A1;12600¦ \A1;11400¦ \A1;22800¦ \A1;11400¦ \A1;12600¦ \A1;48000¦ \A1;1061¦ \A1;9620¦ L¦ L1¦ C/R¦ CCTV¦ RACK¦ (16) ECX 5C-2Vx1조 (CAMERA)(기존활용)¦ ES-12¦ AGM-4¦ ES-11¦ ELE-7¦ ELE-5¦ AGM-1¦ ES-10¦ ES-9¦ T-1¦ (16) ECX 5C-2Vx1조 (CAMERA)(기존활용)¦ (22) ECX 5C-2Vx2조 (CAMERA)(기존활용)¦ (28) ECX 5C-2Vx4조 (CAMERA)(기존활용)¦ F¦ (22) ECX 5C-2Vx2조 (CAMERA)(기존활용)¦ D¦ (16) ECX 5C-2Vx1조 (CAMERA)(기존활용)¦ B¦ UL 2919-AMESB 24AWG 4Px2조 (TDI)¦ FR-CV 3C/4.0㎟x2조 (TDI POWER)¦ TRAY (600x150)¦ ECX 5C-2Vx3조 (CAMERA)(기존활용)¦ DOWN TO 지하2층¦ DOWN TO 지하2층¦ TRAY (600x150)¦ ECX 5C-2Vx3조 (CAMERA)(기존활용)¦ FR-CV 3C/4.0㎟x2조 (TDI POWER)¦ FR-CVVSB 6C/1.5㎟x2조 (TDI)¦ C¦ UTP CAT.5E 4Px4조 (CONSOLE)¦ UTP CAT.5E 25Px1조 (CONSOLE)¦ TRAY (300x100)¦ ATVM-1¦ (36) ECX 5C-2Vx6조 (CAMERA)(기존활용)¦ B¦ ELE-3¦ C-1¦ ES-4¦ (16) ECX 5C-2Vx1조 (CAMERA)(기존활용)¦ ES-6¦ (16) ECX 5C-2Vx1조 (CAMERA)(기존활용)¦ (36) ECX 5C-2Vx6조 (CAMERA)(기존활용)¦ ECX 5C-2Vx34조 (CAMERA)(기존활용)¦ TRAY (900x150)¦ DOWN TO 통신기계실 ACCESS FLOOR¦ HIV 2.5㎟x2조 (CL POWER)(철거)¦ FR-CV 3C/4.0㎟x4조 (TDI POWER)¦ UL 2919-AMESB 24AWG 4Px4조 (TDI)¦ (16) ECX 5C-2Vx1조 (CAMERA)(기존활용)¦ ELE-4¦ (16) ECX 5C-2Vx1조 (CAMERA)(기존활용)¦ DOWN TO 지하1층 E/L¦ 지상E/L¦ (16) ECX 5C-2Vx1조 (CAMERA)(기존활용)¦ UP TO 지상 E/L¦ ELE-2¦ (16) ECX 5C-2Vx1조 (CAMERA)(기존활용)¦ DOWN TO 지하1층 E/L¦ 지상E/L¦ ES-2¦ (16) ECX 5C-2Vx1조 (CAMERA)(기존활용)¦ (16) ECX 5C-2Vx1조 (CAMERA)(기존활용)¦ ES-1¦ (16) ECX 5C-2Vx1조 (CAMERA)(기존활용)¦ (22) ECX 5C-2Vx2조 (CAMERA)(기존활용)¦ (16) ECX 5C-2Vx1조 (CAMERA)(기존활용)¦ (22) ECX 5C-2Vx2조 (CAMERA)(기존활용)¦ (28) ECX 5C-2Vx4조 (CAMERA)(기존활용)¦ (28) ECX 5C-2Vx3조 (CAMERA)(기존활용)¦ (16) ECX 5C-2Vx1조 (CAMERA)(기존활용)¦ A¦ (16) ECX 5C-2Vx1조 (CAMERA)(기존활용)¦ C¦ E¦ (28)x2 UL 2919-AMESB 24AWG 4Px4조 (TDI)¦ (36)x2 FR-CV 3C/4.0㎟x4조 (TDI POWER)¦ (42) ECX 5C-2Vx7조 (CAMERA)(기존활용)¦ (42) ECX 5C-2Vx8조 (CAMERA)(기존활용)¦ (16) HIV 2.5㎟x2조 (CL POWER)(철거)¦ (36) ECX 5C-2Vx5조 (CAMERA)(기존활용)¦ D¦ (28) ECX 5C-2Vx3조 (CAMERA)(기존활용)¦ F¦ ES-5¦ ELE-1¦ (16) ECX 5C-2Vx1조 (CAMERA)(기존활용)¦ UP TO 지상 E/L¦ F¦ MATCH LINE DWG No. "S1-TA-S04-DB-018-1.dwg"¦ ES-3¦ E¦ (16) HIV 2.5㎟x2조 (CL POWER)(철거)¦ (P4:200x200x100)¦ (P6:200x200X100)¦ (P3:300x300x200)¦ (P1:200x200X100)¦ (P8:200x200x100)¦ (P10:200x200x100)¦ H¦ (P11:200x200x100)¦ (P7:200x200x100)¦ (28) ECX 5C-2Vx4조 (CAMERA)(기존활용)¦ (28) UL 2919-AMESB 24AWG 4Px2조 (TDI)¦ G¦ COMM-1¦ A¦ G¦ (36) FR-CV 3C/4.0㎟x2조 (TDI POWER)¦ (P5:200x200x100)¦ (P2:200x200x100)¦ (22) ECX 5C-2Vx2조 (CAMERA)(기존활용)¦ I¦ (P9:300x300x200)¦ AGM-2¦ AGM-3¦ I¦ DN¦ DN¦ X-03¦ X-02¦ X-01¦ X00¦ X01¦ X02¦ X03¦ X04¦ X05¦ X06¦ X07¦ X08¦ X09¦ X10¦ X11¦ Y-01¦ Y00¦ UP¦ UP¦ 7,200¦ 7,500¦ 7,500¦ 7,500¦ 7,500¦ 7,500¦ 7,500¦ 7,500¦ 7,500¦ Y02¦ Y04¦ Y01¦ Y03¦ Y05¦ DN¦ DN¦ DN¦ DN¦ DN¦ DN¦ UP¦ UP¦ UP¦ UP¦ UP¦ UP¦ UP¦ UP¦ UP¦ UP¦ 통신기계실¦ 안전관리실¦ 편 의 점 ¦ 이동통신¦ 기계실¦ 발매기실1¦ 화 장 실¦ 용역창고¦ 용역원대기실¦ 대 합 실¦ 비품창고¦ OF-MM-12Core(난연)x4조 (TDI)¦ UTP Cat.5E 4Px8조 (TDI)¦ UTP Cat.5E 2Px4조 (TDI)¦ OF-MM-12Core(난연)x2조 (TDI)¦ (28)x2 OF-MM-12Core(난연)x2조 (TDI)¦ (36) UTP Cat.5E 4Px8조 (TDI)¦ UTP Cat.5E 4Px4조 (TDI)¦ OF-MM-12Core(난연)x2조 (TDI)¦ (28)x2 OF-MM-12Core(난연)x2조 (TDI)¦ (22) UTP Cat.5E 4Px4조 (TDI)¦ FR-CVVSB 10C/1.5㎟x1조 (PAN/TILT)(철거)¦ (36) FR-CVVSB 10C/1.5㎟x1조 (PAN/TILT)(철거)¦ (28) FR-CV 3C/4.0㎟x1조 (CA POWER)(철거)¦ (36) FR-CVVSB 10C/1.5㎟x1조 (PAN/TILT)(철거)¦ (36) FR-CV 3C/4.0㎟x1조 (CA POWER)(철거)¦ NOTE¦ 1. 광케이블, 전원/접지케이블 (OF-SM-4Core, CV 3C/2.5㎟)¦ 2. 승강장 ANT설치위치: 열차 진행방향 정거장 시종점부에 설치¦ 2. 광케이블, 전원/접지케이블 (OF-SM-8Core, CV 3C/2.5㎟)¦ OF-SM-8Cx1조 [공간화상)(철거)¦ F-CV 3C/2.5㎟x1조 (공간화상)(철거)¦ OF-SM-4Cx1조 [공간화상)(철거)¦ F-CV 3C/2.5㎟x2조 (공간화상)(철거)¦ OF-SM-4Cx1조 [공간화상)(철거)¦ F-CV 3C/2.5㎟x1조 (공간화상)(철거)¦ (28) OF-SM-8Cx1조 [공간화상)(철거)¦ (28) F-CV 3C/2.5㎟x1조 (공간화상)(철거)¦ (28) OF-SM-4Cx1조 [공간화상)(철거)¦ (28) F-CV 3C/2.5㎟x2조 (공간화상)(철거)¦ (28) OF-SM-8Cx1조 [공간화상)(철거)¦ OF-SM-8Cx1조 [공간화상)(철거)¦ FR-CV 3C/6.0㎟x1조 (LSE POWER)¦ E¦ A¦ (28) ECX 5C-2Vx4조 (CAMERA)(기존활용)¦ (28) UL 2919-AMESB 24AWG 4Px2조 (TDI)¦ H¦ (36) FR-CV 3C/4.0㎟x2조 (TDI POWER)¦ (28)x2 OF-MM-12Core(난연)x2조 (TDI)¦ (22) UTP Cat.5E 4Px4조 (TDI)¦ (28) OF-SM-4Cx1조 [공간화상)(철거)¦ (28) F-CV 3C/2.5㎟x1조 (공간화상)(철거)¦ (28)x2 UL 2919-AMESB 24AWG 4Px4조 (TDI)¦ (36)x2 FR-CV 3C/4.0㎟x4조 (TDI POWER)¦ (42) ECX 5C-2Vx8조 (CAMERA)(기존활용)¦ (42) ECX 5C-2Vx8조 (CAMERA)(기존활용)¦ (16) HIV 2.5㎟x2조 (CL POWER)(철거)¦ (36) ECX 5C-2Vx5조 (CAMERA)(기존활용)¦ (28)x2 OF-MM-12Core(난연)x2조 (TDI)¦ (36) UTP Cat.5E 4Px8조 (TDI)¦ (28) OF-SM-4Cx1조 [공간화상)(철거)¦ (28) F-CV 3C/2.5㎟x2조 (공간화상)(철거)¦ (28) OF-SM-8Cx1조 [공간화상)(철거)¦ TRAY (900x150)¦ UL 2919-AMESB 24AWG 4Px4조 (TDI)¦ FR-CV 3C/4.0㎟x4조 (TDI POWER)¦ ECX 5C-2Vx27조 (CAMERA)(기존활용)¦ OF-MM-12Core(난연)x4조 (TDI)¦ UTP Cat.5E 4Px8조 (TDI)¦ OF-SM-4Cx1조 [공간화상)(철거)¦ F-CV 3C/2.5㎟x2조 (공간화상)(철거)¦ OF-SM-8Cx1조 [공간화상)(철거)¦ DOWN TO 안전관리실 ACCESS FLOOR¦ vmh¦ vmh¦ vmh¦ vmh¦ vmh¦ vmh¦ vmh¦ vmh¦ VMT¦ vmh¦ vmh¦ vmh¦ vmh¦ vmh¦ vmh¦ vmh¦ vmh¦ vmh¦ vmh¦ vmh¦ vmh¦ vmh¦ vmh¦ (16) HIV 2.5㎟x2조 (CL POWER)(철거)¦ (28) FR-CV 3C/4.0㎟x1조 (출입구게시기)(철거)¦ (16) UTP Cat 5E 4Px1조 (출입구게시기)(철거)¦ (28) FR-CV 3C/4.0㎟x1조 (출입구게시기)(철거)¦ (16) UTP Cat 5E 4Px1조 (출입구게시기)(철거)¦ (28) FR-CV 3C/4.0㎟x1조 (출입구게시기)(철거)¦ (16) UTP Cat 5E 4Px1조 (출입구게시기)(철거)¦ (28) FR-CV 3C/4.0㎟x1조 (출입구게시기)(철거)¦ (16) UTP Cat 5E 4Px1조 (출입구게시기)(철거)¦ (28) FR-CV 3C/4.0㎟x1조 (출입구게시기)(철거)¦ (16) UTP Cat 5E 4Px1조 (출입구게시기)(철거)¦ (28) FR-CV 3C/4.0㎟x1조 (출입구게시기)(철거)¦ (16) UTP Cat 5E 4Px1조 (출입구게시기)(철거)¦ (28) FR-CV 3C/4.0㎟x1조 (출입구게시기)(철거)¦ (16)x2 UTP Cat 5E 4Px2조 (출입구게시기)(철거)¦ (28) FR-CV 3C/4.0㎟x1조 (출입구게시기)(철거)¦ (16)x2 UTP Cat 5E 4Px2조 (출입구게시기)(철거)¦ (28) FR-CV 3C/4.0㎟x1조 (출입구게시기)(철거)¦ (16) UTP Cat 5E 4Px1조 (출입구게시기)(철거)¦ (28)x2 FR-CV 3C/4.0㎟x2조 (출입구게시기)(철거)¦ (16)x3 UTP Cat 5E 4Px3조 (출입구게시기)(철거)¦ (28)x2 FR-CV 3C/4.0㎟x2조 (출입구게시기)(철거)¦ (16)x3 UTP Cat 5E 4Px3조 (출입구게시기)(철거)¦ (28) FR-CV 3C/4.0㎟x1조 (출입구게시기)(철거)¦ (16)x2 UTP Cat 5E 4Px2조 (출입구게시기)(철거)¦ FR-CV 3C/4.0㎟x5조 (출입구게시기)(철거)¦ UTP Cat 5E 4Px8조 (출입구게시기)(철거)¦ FR-CV 3C/4.0㎟x3조 (출입구게시기)(철거)¦ UTP Cat 5E 4Px5조 (출입구게시기)(철거)¦ (28) FR-CV 3C/4.0㎟x1조 (출입구게시기)(철거)¦ (16)x2 UTP Cat 5E 4Px2조 (출입구게시기)(철거)¦ (28) FR-CV 3C/4.0㎟x1조 (출입구게시기)(철거)¦ (16)x2 UTP Cat 5E 4Px2조 (출입구게시기)(철거)¦ 임대상가1¦ 임대상가4¦ 임대상가2¦ 임대상가3¦ (철거)¦ (철거)¦ J¦ J¦ J¦ (16) UTP Cat.5E 4Px1조(대합실게시기)(철거)¦ (28) FR-CV 3C/4.0㎟x1조 (대합실게시기 POWER)(기존활용)¦ UTP Cat.5E 4Px2조(대합실게시기)(철거)¦ FR-CV 3C/4.0㎟x2조 (대합실게시기 POWER)(기존활용)¦ UTP Cat.5E 4Px2조(대합실게시기)(철거)¦ FR-CV 3C/4.0㎟x2조 (대합실게시기 POWER)(기존활용)¦ (16) UTP Cat.5E 4Px2조(대합실게시기)(철거)¦ (28) FR-CV 3C/4.0㎟x2조 (대합실게시기 POWER)(기존활용)¦ (16) UTP Cat.5E 4Px1조(대합실게시기)(철거)¦ (28) FR-CV 3C/4.0㎟x1조 (대합실게시기 POWER)(기존활용)¦ (16)UTP Cat.5E 4Px1조(대합실게시기)(철거)¦ (16)FR-CV 3C/4.0㎟x1조 (대합실게시기 POWER)(기존활용)¦ J¦ (28) ECX 5C-2Vx4조 (CAMERA)(기존활용)¦ (28) UL 2919-AMESB 24AWG 4Px2조 (TDI)¦ G-1¦ (36) FR-CV 3C/4.0㎟x2조 (TDI POWER)¦ (28)x2 OF-MM-12Core(난연)x2조 (TDI)¦ (22) UTP Cat.5E 4Px4조 (TDI)¦ (28) OF-SM-8Cx1조 [공간화상)(철거)¦ (28) F-CV 3C/2.5㎟x1조 (공간화상)(철거)¦ (철거)¦ (철거)¦ (철거)¦ (철거)¦ (철거)¦ (철거)¦ (철거)¦ (16) HIV 1.5㎟x2조 (CLOCK)(철거)¦ (16) HIV 1.5㎟x2조 (CLOCK)(철거)¦ (16) HIV 1.5㎟x2조 (CLOCK)(철거)¦ HIV 2.5㎟x2조 (CL POWER)(철거)¦ HIV 1.5㎟x4조 (CLOCK)(철거)¦ (16) HIV 1.5㎟x4조 (CLOCK)(철거)¦ (16) HIV 1.5㎟x2조 (CLOCK)(철거)¦ (16) HIV 1.5㎟x4조 (CLOCK)(철거)¦ HIV 2.5㎟x2조 (CL POWER)(철거)¦ HIV 1.5㎟x4조 (CLOCK)(철거)¦ (16) HIV 1.5㎟x2조 (CLOCK)(철거)¦ (철거)¦ (철거)¦ 지하철 904정거장¦ 공항시장¦ 신방화¦ 마곡나루¦ 1/400¦ S = 1 / 400¦ 904정거장 CCTV,TDI,시계설비 지하1층 철거평면도(1/2)¦ 904정거장 CCTV,TDI,시계설비 지하1층¦ 철거평면도(1/2)¦ T¦ 7¦ 0¦ 0¦ 5¦ 0¦ 3¦ 4¦ 0¦ 0¦ 5¦ CCTV(기존동축활용)¦
| 1단계_정거장 - 복사본 | 1단계_정거장 - 복사본 | 007. T1001026-003 904정거장 COMMUNICATION CABLE WIRING DIAGRAM.dwg | -¦ T¦ 7¦ 0¦ 0¦ 3¦ 0¦ 3¦ 4¦ 0¦ 1¦ 6¦ 통신기계실¦ COMMUNICATION CABLE BLOCK DIAGRAM¦ [25P]¦ [25P]¦ 전기실 ¦ 층¦ 1¦ 하¦ 지¦ UTP Cat.5E 4Px2조¦ UTP Cat.5E 4Px2조¦ UTP Cat.5E 4Px2조¦ UTP Cat.5E 25Px1조¦ UTP Cat.5E 25Px2조¦ From: KT.MANHOLE¦ 안전관리실¦ 대합실 E/L x 4¦ 인터폰선 0.6x2Px4조¦ 지상 E/L x 2¦ 승강장 E/L x 2¦ Callphone x 11¦ 장애인용화장실 x2¦ 승강장상선 (INT)x3¦ 인터폰선 0.6x2Px2조¦ 인터폰선 0.6x2Px2조¦ UTP Cat.5E 4Px3조¦ 승강장 인터폰 및 장애인 편의설비 CABLE WIRING DIAGRAM¦ 통신기계실¦ 5C-HFBTx1조¦ 지하1층 (임대상가2, 3)¦ KT. MANHOLE¦ 승강장공중전화 상선¦ 승강장공중전화 하선¦ 공조기계실-1¦ 공조기계실-2¦ 이동통신기계실¦ 전기실¦ 용역원대기실¦ 안전관리실¦ 승강장공중전화 (상선)¦ 승강장공중전화 (하선)¦ 대합실 공중전화¦ M¦ M¦ 승강장하선 (INT)x3¦ UTP Cat.5E 4Px3조¦ 층¦ 2¦ 하¦ 지¦ 편의점¦ 임대상가 3¦ UTP Cat.5E 4Px2조¦ 5C-HFBTx1조¦ 안전관리실¦ 편의점¦ [TB No.6]¦ [TB No.7] ¦ [TB No.8] ¦ [25P]¦ 선¦ 배¦ 반¦ 지하1층 (임대상가1)¦ 5C-HFBTx1조¦ x3¦ V¦ T¦ A¦ M¦ P¦ (4D)¦ [25P]¦ [25P]¦ 임대상가 ¦ 임대상가 ¦ [TB No.2] ¦ [TB No.3] ¦ UTP Cat.5E 4Px2조¦ 임대상가 1,2¦ 용역원 대기실¦ UTP Cat.5E 4Px4조¦ UTP Cat.5E 4Px3조¦ UTP Cat.5E 4Px3조¦ KT. LINE 100P¦ UTP Cat.5E 4Px3조¦ UTP Cat.5E 25Px1조¦ [25P]¦ 대합실 공중전화¦ [TB No.1] ¦ 7C-HFBTx1조(CCTV용)¦ 대합실 분배기함¦ 4D¦ 통신기계실¦ 904정거장 COMMUNICATION CABLE WIRING DIAGRAM¦ S = NONE¦ UTP Cat.5E 25Px1조¦ HUB¦ MIS¦ [25P]¦ [TB No.5]¦ [50P]¦ [TB No.4]¦ 인터폰¦ 모장치¦ 안전관리실¦ 배선반 / MIS HUB¦ COMMUNICATION CABLE WIRING DIAGRAM¦ TV 공시청설비 CABLE WIRING DIAGRAM¦ 편 의 점¦ 인터폰선 0.6x2Px4조¦ UTP Cat.5E 4Px1조¦ UTP Cat.5E 25Px1조¦ 인터폰선 0.6x2Px2조¦ 인터폰선 0.6x2Px4조¦ 5C-HFBTx1조¦ 904정거장 COMMUNICATION CABLE WIRING¦ NONE¦ 지하철 904정거장¦ 공항시장¦ 신방화¦ 마곡나루¦ T¦ 1¦ 0¦ 0¦ 1¦ 0¦ 2¦ 6¦ 0¦ 0¦ 3¦ DIAGRAM¦ T¦
| 1단계_정거장 - 복사본 | 1단계_정거장 - 복사본 | 068. T9103038-021 천정형 PT BRACKET 설치 상세도.dwg | \A1;D192~D199¦ \A1;136.4¦ \A1;(85)¦ \A1;(18)¦ \A1;22.5¦ \A1;D215¦ -¦ T¦ 0¦ 0¦ 0¦ 0¦ 0¦ 0¦ 0¦ 0¦ 0¦ 0¦ ¦ PULL BOX¦ CONDUIT¦ SLAB¦ FLEXIBLE¦ Ceillirg 5~50mm이내¦ 천정형 P/T BRACKET 설치 상세도¦ 천정형 P/T BRACKET 설치 상세도¦ S = NONE¦ NONE¦ 공통¦ T¦ 9¦ 1¦ 0¦ 3¦ 0¦ 3¦ 8¦ 0¦ 2¦ 1¦
| 1단계_정거장 - 복사본 | 1단계_정거장 - 복사본 | 011. T1001026-007 915정거장 AFC SYSTEM DIAGRAM (1_2).dwg | ATVM¦ ATVM¦ 02¦ 01¦ L-AFC-1-분전반¦ 통신기계실¦ MAIN POWER¦ 접지단자함¦ AGM6¦ [ 비상게이트 ]¦ AGM8¦ AGM8¦ 08¦ 09¦ 11¦ CONTROL¦ EM.GATE¦ BOX¦ 안전관리실¦ BOX¦ DPC¦ COM¦ INTER¦ COMMS¦ S/W HUB¦ 화재¦ 수신반¦ 통로안내표시기¦ AAM¦ 01¦ 주제어장치¦ D/I MUX¦ I/F¦ S/W HUB¦ AIS¦ SMS¦ 05¦ AGM10¦ AGM6¦ [ 비상게이트 ]¦ AGM8¦ AGM8¦ 01¦ 02¦ 03¦ 12¦ AGM10¦ Cross Cable¦ 발매기실¦ L-AFC-2-분전반¦ MAIN POWER¦ 접지단자함¦ S/W HUB¦ ATVM¦ ATVM¦ 04¦ 03¦ AAM¦ 02¦ AGM8¦ 10¦ Cross Cable¦ Cross Cable¦ Cross Cable¦ Cross Cable¦ Cross Cable¦ Cross Cable¦ 접지단자함¦ MAIN¦ 변전실¦ GROUND¦ (공통)¦ AGM8¦ 04¦ Cross Cable¦ NO.05 (AGM10)¦ H U B¦ NO.12 (AGM10)¦ H U B¦ 06¦ AGM11¦ 07¦ AGM12¦ 13¦ AGM11¦ 14¦ AGM12¦ 환급기¦ 02¦ 환급기¦ 01¦ Cross Cable¦ Cross Cable¦ 분전반~AAM, AGM, SMS, ATVM, AIM¦ : IN USE¦ 접지반~AAM, AGM, SMS, ATVM¦ EM. GATE¦ MAIN GROUND¦ INTERCOM~ATVM, AAM¦ SMS(S/W HUB)~TOM, AGM, ATVM¦ D/I MUX(ROUTER)~SMS(S/W HUB)¦ NOTE¦ 화재수신반~DPC BOX¦ I/F¦ DPC¦ DPC SW~AGM(DPC)¦ : HFCO 3C/4.0㎟¦ : F-GV 4.0㎟¦ : FR-CV 2C/4.0㎟¦ : F-GV 50㎟¦ : UTP Cat.5E 4P¦ : FTP Cat.5E 4Px1조¦ : FTP Cat.5E 4Px1조¦ : UTP Cat.5E 4P¦ : Interface Unit¦ : Direct Power Control¦ : FR-CVVS 4C/2.5㎟¦ INTERCOM~EM.GATE¦ : UTP Cat.5E 4P¦ 915정거장 AFC SYSTEM DIAGRAM (1/2)¦ 915정거장 AFC SYSTEM DIAGRAM (1/2)¦ S = NONE¦ NONE¦ 지하철 915정거장¦ 국회의사당¦ 여의도¦ 샛강¦ T¦ 1¦ 0¦ 0¦ 1¦ 0¦ 2¦ 6¦ 0¦ 0¦ 7¦
| 1단계_정거장 - 복사본 | 1단계_정거장 - 복사본 | 063. T9203038-021 접지함 상세도.dwg | \A1;400¦ \A1;200¦ \A1;400¦ \A1;200¦ \A1;400¦ \A1;400¦ \A1;200¦ \A1;200¦ \A1;200¦ 100¦ 40¦ 100¦ 40¦ 45¦ -¦ T¦ 0¦ 0¦ 0¦ 0¦ 0¦ 0¦ 0¦ 0¦ 0¦ 0¦ 공통¦ 안전관리실,발매기실 접지함 상세도(400x200x150)¦ 통신(공용접지)¦ A¦ 예비(공용접지)¦ BAKELITE¦ (150x60x6t)¦ 동대¦ A'¦ Φ42x4¦ 150¦ Φ42x4¦ 통신기계실 접지함 상세도(400x200x150)¦ (철제 2.0t)¦ 함체¦ 스텐레스 1.5t¦ 카바¦ Φ42x2¦ 접 지 단 자 함¦ Φ42x2¦ (철제 2.0t)¦ 함체¦ 스텐레스 1.5t¦ 카바¦ (150x60x6t)¦ AFC접지(공용접지)¦ BAKELITE¦ 동대¦ 150¦ A-A' 단면 상세도¦ BOLT(M10)¦ WELDING 하여 고정할 것.¦ 소형 ㄷ형강(25x12x3t)¦ 부싱(10)¦ (철제 2.0t)¦ 함체¦ 볼트너트(M10)¦ 동대(150x60x6t)¦ BAKELITE¦ (380x180x12t)¦ ( ) CCT¦ 접 지 단 자 함¦ ( ) CCT¦ 문자색상 - 푸른색¦ 열쇠구멍¦ 버튼손잡이¦ 접지함 상세도¦ 접지함 상세도¦ S = NONE¦ NONE¦ 공통¦ T¦ 9¦ 2¦ 0¦ 3¦ 0¦ 3¦ 8¦ 0¦ 2¦ 1¦ \A1;200¦ \A1;400¦ \A1;400¦
| 1단계_정거장 - 복사본 | 1단계_정거장 - 복사본 | 059. T4009934-002 903정거장 종합무선중계설비 지하2층 평면도.dwg | 2D¦ -¦ T¦ 0¦ 0¦ 0¦ 0¦ 0¦ 0¦ 0¦ 0¦ 0¦ 0¦ \A1;{\fHYHeadLine-Medium¦b0¦i0¦c129¦p50;30,000}¦ \A1;10,5000¦ \A1;3550¦ \A1;8250¦ \A1;8250¦ \A1;3550¦ \A1;4350¦ \A1;4350¦ \A1;7450¦ \A1;23600¦ \A1;7450¦ \A1;5,000 ¦ \A1;5,000 ¦ \A1;5,000 ¦ \A1;5,000 ¦ \A1;5,000 ¦ \A1;5,000 ¦ \A1;{\fHYHeadLine-Medium¦b0¦i0¦c129¦p50;30,000}¦ \A1;5,000¦ \A1;5,000¦ \A1;5,000¦ \A1;5,000¦ \A1;5,000¦ \A1;5,000¦ \A1;7,500¦ \A1;7,500¦ \A1;7,500¦ \A1;7,500¦ \A1;7,500¦ \A1;7,500¦ \A1;7,500¦ \A1;7,500¦ \A1;7,500¦ \A1;7,500¦ 물탱크실¦ 본선환기실¦ 냉각탑실¦ 창 고¦ 창 고¦ 복 도¦ 변 전 실¦ 정 화 조¦ 전 기 실¦ 비상 전원실¦ CO2 실¦ 운영원대기실¦ DN¦ DN¦ UP¦ HFC-12D-FR (신설)¦ HFC-12D-FR (신설)¦ HFC-12D-FR (신설)¦ HFC-12D-FR (신설)¦ HFC-12D-FR (신설)¦ HFC-12D-FR (신설)¦ HFC-12D-FR (신설)¦ 3D¦ 2D¦ 2D¦ 3D¦ PASS 지하1층~지하4층¦ UTP 4Px1조(라디오송수신제어)¦ TRAY (600x150)¦ UTP Cat.5E 4Px1조(라디오송수신제어)¦ Y03¦ Y04¦ Y02¦ Y01¦ Y00¦ X26¦ X25¦ X24¦ X23¦ X22¦ X21¦ X20¦ X19¦ X18¦ X17¦ X16¦ X15¦ X14¦ X12¦ X13¦ X11¦ X10¦ X09¦ X08¦ X07¦ X06¦ X05¦ X04¦ X03¦ X02¦ X01¦ X00¦ \A1;7,500¦ \A1;7,500¦ \A1;7,500¦ \A1;7,500¦ 16,5000¦ P¦ (P13:100x100x100)¦ S = 1 / 600¦ 903정거장 열차무선설비 지하2층 평면도¦ (P12:100x100x100)¦ TRAY (900x150)¦ PASS 지하1층~지하4층¦ HFC-22D-FR (승강장 복합통신)¦ (28) HFC-12D-FR (지하2층 복합통신)¦ HFC-12D-FR (지하2,3층 복합통신)¦ UP TO 지하1층¦ TRAY (600x150)¦ TRAY (600x150)¦ DOWN TO 지하3층¦ HFC-12D-FR (지하3층 복합통신)¦ P¦ 2D¦ 903정거장 열차무선설비 지하2층 평면도¦ 1 / 600¦ 지하철 903정거장¦ 김포공항¦ 공항시장¦ 신방화¦ T¦ 4¦ 0¦ 0¦ 9¦ 9¦ 3¦ 4¦ 0¦ 0¦ 2¦ P¦
| 1단계_정거장 - 복사본 | 1단계_정거장 - 복사본 | 041. T7009934-001 904정거장 출입통제설비 지하1층 평면도(1_2).dwg | P¦ P¦ C/R¦ ACU¦ CCTV¦ CONSOLE¦ KEY PLAN¦ \A1;7500¦ \A1;10681¦ \A1;11638¦ \A1;10681¦ \A1;5680¦ \A1;12600¦ \A1;11400¦ \A1;22800¦ \A1;11400¦ \A1;12600¦ \A1;48000¦ \A1;1061¦ \A1;9620¦ L¦ DN¦ DN¦ UP¦ UP¦ DN¦ DN¦ DN¦ DN¦ DN¦ DN¦ UP¦ UP¦ UP¦ UP¦ UP¦ UP¦ UP¦ UP¦ UP¦ UP¦ 통신기계실¦ 안전관리실¦ 편 의 점 ¦ 이동통신¦ 기계실¦ 발매기실1¦ 화 장 실¦ 용역창고¦ 용역원대기실¦ 대 합 실¦ 비품창고¦ 임대상가1¦ 임대상가4¦ 임대상가2¦ 임대상가3¦ (16)x2 UTP Cat.5E 4Px2조x2 (출입통제)¦ (16) UTP Cat.5E 4Px2조 (출입통제)¦ TRAY (900x150)¦ DOWN TO 통신기계실 ACCESS FLOOR¦ UTP Cat.5E 4Px2조x5 (출입통제)¦ 지상E/L¦ 지상E/L¦ MATCH LINE DWG No. "S1-TA-S04-DB-018-1.dwg"¦ (16) UTP Cat.5E 4Px2조 (출입통제)¦ X-03¦ X-02¦ X-01¦ X00¦ X01¦ X02¦ X03¦ X04¦ X05¦ X06¦ X07¦ X08¦ X09¦ X10¦ X11¦ Y-01¦ Y00¦ 7,200¦ 7,500¦ 7,500¦ 7,500¦ 7,500¦ 7,500¦ 7,500¦ 7,500¦ 7,500¦ Y02¦ Y04¦ Y01¦ Y03¦ Y05¦ (16) UTP Cat.5E 4Px4조 (출입통제)¦ NOTE¦ 1. 광케이블, 전원/접지케이블 (OF-SM-4Core, CV 3C/2.5㎟)¦ 2. 승강장 ANT설치위치: 열차 진행방향 정거장 시종점부에 설치¦ 2. 광케이블, 전원/접지케이블 (OF-SM-8Core, CV 3C/2.5㎟)¦ UTP Cat.5E 4Px2조x5 (출입통제)¦ (16)x2 UTP Cat.5E 4Px2조x2 (출입통제)¦ (16)x2 UTP Cat.5E 4Px2조x2 (출입통제)¦ 904 정거장 출입통제설비 지하1층 평면도 (1/2)¦ 1/400¦ 지하철 904정거장¦ 공항시장¦ 신방화¦ 마곡나루¦ 904 정거장 출입통제설비 지하1층 평면도 (1/2)¦ S = 1/400¦ T¦ 7¦ 0¦ 0¦ 9¦ 9¦ 3¦ 4¦ 0¦ 0¦ 1¦
| 1단계_정거장 - 복사본 | 1단계_정거장 - 복사본 | 022. T7001034-003 902정거장 전화설비 지하1층신설평면도(3-3).dwg | AD¦ AD¦ AD¦ AD¦ AD¦ AD¦ 배기¦ EPS¦ PS¦ PS¦ UP¦ DN¦ ST¦ ST¦ ST¦ ST¦ AUTO FILLTER실¦ 26¦ X¦ 25¦ X¦ 24¦ X¦ 23¦ X¦ 22¦ X¦ 21¦ X¦ 20¦ X¦ 19¦ X¦ 18¦ X¦ 17¦ X¦ 15¦ X¦ 예비실¦ 물탱크실¦ 냉각탑실¦ 공조기계실¦ X¦ 16¦ 2750¦ 1200¦ 6775¦ 725¦ 7500¦ 7500¦ 7500¦ 7500¦ 7500¦ 7500¦ 7500¦ 7500¦ 7500¦ 7500¦ 7500¦ 00¦ Y¦ 01¦ Y¦ 02¦ Y¦ 03¦ Y¦ Y¦ 04¦ C¦ P¦ T¦ P¦ P¦ PB(150X150X100)¦ (16)UTP CAT.5 4P¦ PB(150X150X100)¦ P¦ UP TO 지상층¦ PB(150X150X100)¦ (16)5C-HFBT(TV)¦ (16)IV1.2X2(CL)¦ (28)UTP CAT.5 25P(예비실)¦ 25P¦ PB(200X200X100)¦ (16)HIV1.2X2¦ (16)HIV1.2X3¦ (16)HIV1.2X5¦ C¦ DOWN TO B1¦ X¦ 26¦ X¦ 25¦ 지상층¦ 11790¦ 8840¦ 9020¦ 37800¦ 8150¦ 1. 음향유도기 전원은 전기콘센트를 이용한다.¦ NOTE¦ 2. 증폭기전원은 전기콘센트를 이용한다.¦ 3. 통신기계실 및 안전관리실 MAIN 분전반은 전기에서 설치한다.¦ 1. 일반교환기에 수용된 전화기는 안전관리실만 IP전화기로 교체한다.¦ NOTE¦ 2. 콜폰, E/L폰, 승강장 비상통화장치도 교체한다.¦ 3. 전화 및 인터폰 구간의 배선배관은 기존활용한다.¦ 지하철 902정거장¦ 김포공항¦ 공항시장¦ 1/400¦ 902정거장 전화설비 지하1층 신설평면도(3/3)¦ S = 1/400¦ 902정거장 전화설비 지하1층 신설평면도(3/3)¦ 개화¦ T¦ 7¦ 0¦ 0¦ 1¦ 0¦ 3¦ 4¦ 0¦ 0¦ 3¦ (기설활용)¦
| 1단계_정거장 - 복사본 | 1단계_정거장 - 복사본 | 049. T9103066-004 919정거장 AFC설비 지하1층 장비배치도 (철거).dwg | \A1;4,250¦ \A1;3,100¦ \A1;23,200¦ \A1;13,600¦ \A1;4,250¦ \A1;7,350¦ \A1;7,350¦ \A1;4,250¦ \A1;7,100¦ \A1;6,500¦ \A1;5,000¦ \A1;5,000¦ \A1;5,000¦ \A1;5,000¦ \A1;5,000¦ \A1;5,000¦ \A1;5,000¦ \A1;5,000¦ \A1;5,000¦ \A1;5,000¦ \A1;5,000¦ \A1;5,000¦ \A1;5,000¦ \A1;5,000¦ \A1;5,000¦ \A1;5,000¦ \A1;5,000¦ \A1;7,500¦ \A1;7,500¦ \A1;7,500¦ \A1;7,500¦ \A1;7,500¦ \A1;7,500¦ \A1;7,500¦ \A1;7,500¦ \A1;7,500¦ \A1;7,500¦ \A1;5,000¦ \A1;5,000¦ \A1;5,000¦ \A1;5,000¦ \A1;800¦ \A1;1,000¦ \A1;2,300¦ \A1;800¦ \A1;600¦ \A1;200¦ \A1;200¦ \A1;200¦ \A1;200¦ \A1;200¦ \A1;200¦ \A1;200¦ \A1;200¦ \A1;600¦ \A1;600¦ \A1;600¦ \A1;600¦ \A1;600¦ \A1;900¦ \A1;975¦ \A1;438¦ \A1;1,751¦ \A1;1,735¦ \A1;3,633¦ \A1;600¦ \A1;1000¦ \A1;800¦ \A1;800¦ \A1;850¦ \A1;2118¦ \A1;1000¦ \A1;1000¦ \A1;800¦ \A1;200¦ Detail "A"¦ Detail "B"¦ 10형¦ 8형¦ 8형¦ 6형¦ 8형¦ 8형¦ 대합실¦ FREE AREA¦ 대합실¦ PAID AREA¦ 11형¦ 12형¦ 대합실¦ 안전관리실¦ 발매기실¦ 화 장 실¦ 비상전원실¦ 복 도¦ 용역원대기실 및용역창고¦ 통신기계실¦ 비품창고¦ CO2실¦ 공조기계실-1¦ 물탱크실¦ 전기실¦ 공조기계실-2¦ 편의점¦ 내부계단1¦ 내부계단2¦ 내부계단3¦ 내부계단4¦ 외부출입구1¦ 외부출입구2¦ 외부출입구3¦ 외부출입구4¦ 연결통로¦ 방범셔터¦ 방범셔터¦ 방범셔터¦ UP¦ UP¦ UP¦ UP¦ UP¦ UP¦ 내부엘리베이터1¦ 내부엘리베이터2¦ 외부엘리베이터1¦ 외부엘리베이터2¦ DN¦ DN¦ DN¦ DN¦ OPEN¦ 이동통신기계실¦ 용역창고¦ Y00¦ Y01¦ Y02¦ Y03¦ Y04¦ Y05¦ Y06¦ 919 정거장¦ STA.21KM280.000¦ X30¦ X29¦ X28¦ X27¦ X26¦ X25¦ X24¦ X23¦ X22¦ X21¦ X20¦ X19¦ X18¦ X17¦ X16¦ X15¦ X14¦ X13¦ X12¦ X11¦ X10¦ X09¦ X08¦ X07¦ X06¦ X05¦ X04¦ X03¦ X02¦ X01¦ X00¦ X-1¦ 180,000¦ Detail "B"¦ Detail "A"¦ 발매기실¦ AAM ¦ Detail "A"¦ AAM ¦ 919정거장 AFC설비 지하1층 장비배치도 (철거)¦ 919정거장 AFC설비 지하1층 장비배치도 (철거)¦ S = 1 / 600¦ 1/600¦ 지하철 919정거장¦ 노들¦ 중앙대입구¦ 동작¦ T¦ 9¦ 1¦ 0¦ 3¦ 0¦ 6¦ 6¦ 4¦ 0¦ 0¦ \A1;1,800¦ \A1;1,200¦
| 1단계_정거장 - 복사본 | 1단계_정거장 - 복사본 | 040. T7009934-001 919정거장 출입통제설비 지하1층 평면도 (1_2).dwg | C/R¦ {\C0;vmh}¦ ACU¦ CCTV¦ \A1;4,250¦ \A1;3,100¦ \A1;5,000¦ \A1;{\fHY울릉도M¦b0¦i0¦c129¦p50;5,000}¦ \A1;{\fHY울릉도M¦b0¦i0¦c129¦p50;5,000}¦ \A1;{\fHY울릉도M¦b0¦i0¦c129¦p50;5,000}¦ \A1;{\fHY울릉도M¦b0¦i0¦c129¦p50;5,000}¦ \A1;{\fHY울릉도M¦b0¦i0¦c129¦p50;5,000}¦ \A1;{\fHY울릉도M¦b0¦i0¦c129¦p50;5,000}¦ \A1;{\fHY울릉도M¦b0¦i0¦c129¦p50;5,000}¦ \A1;{\fHY울릉도M¦b0¦i0¦c129¦p50;5,000}¦ \A1;{\fHY울릉도M¦b0¦i0¦c129¦p50;5,000}¦ \A1;{\fHY울릉도M¦b0¦i0¦c129¦p50;5,000}¦ \A1;{\fHY울릉도M¦b0¦i0¦c129¦p50;5,000}¦ \A1;{\fHY울릉도M¦b0¦i0¦c129¦p50;5,000}¦ \A1;{\fHY울릉도M¦b0¦i0¦c129¦p50;5,000}¦ \A1;{\fHY울릉도M¦b0¦i0¦c129¦p50;5,000}¦ \A1;7,500¦ \A1;3,750¦ \A1;23,200¦ \A1;13,600¦ \A1;4,250¦ \A1;7,350¦ \A1;7,350¦ \A1;4,250¦ \A1;7,100¦ \A1;6,500¦ 각도 : 1.5˚¦ UTP Cat.5E 4Px4조 (출입통제)¦ KEY PLAN¦ MATCH LINE DWG No. "S1-TA-S19-DB-018-0"¦ 비상전원실¦ 복 도¦ 용역원대기실 및용역창고¦ 통신기계실¦ 비품창고¦ CO2실¦ 공조기계실-1¦ 물탱크실¦ 전기실¦ 내부계단1¦ 내부계단4¦ 내부엘리베이터1¦ 내부엘리베이터2¦ DN¦ DN¦ 이동통신기계실¦ 용역창고¦ X15¦ X14¦ X13¦ X12¦ X11¦ X10¦ X09¦ X08¦ X07¦ X06¦ X05¦ X04¦ X03¦ X02¦ X01¦ X00¦ X-1¦ Y00¦ Y01¦ Y02¦ Y03¦ Y04¦ Y05¦ Y06¦ 86,250¦ NOTE¦ 1. 광케이블, 전원/접지케이블 (OF-SM-4Core, CV 3C/2.5㎟)¦ 2. 승강장 ANT설치위치: 열차 진행방향 정거장 시종점부에 설치¦ 2. 광케이블, 전원/접지케이블 (OF-SM-8Core, CV 3C/2.5㎟)¦ {\C7; 통신\P기계실}¦ 21K070¦ (차량기지방향)¦ 21K490¦ (강남방향)¦ 4C¦ 4C¦ UTP Cat.5E 4Px4조 (출입통제)¦ (16) UTP Cat.5E 4Px2조 (출입통제)¦ DOWN TO 통신기계실 ACCESS FLOOR¦ TRAY (600x150)¦ UTP Cat.5E 4Px8조 (출입통제)¦ (16) UTP Cat.5E 4Px2조 (출입통제)¦ UTP Cat.5E 4Px8조 (출입통제)¦ 919정거장 출입통제설비 지하1층 평면도 (1/2)¦ 919정거장 출입통제설비 지하1층 평면도 (1/2)¦ S = 1 / 400¦ 1/400¦ 지하철 919정거장¦ 노들¦ 중앙대입구¦ 동작¦ T¦ 7¦ 0¦ 0¦ 9¦ 9¦ 3¦ 4¦ 0¦ 0¦ 1¦ P¦
| 1단계_정거장 - 복사본 | 1단계_정거장 - 복사본 | 039. T7005034-004 914정거장 CCTV,TDI,시계설비 지하3층 신설평면도 (2_2).dwg | G¦ P¦ \A1;27,000¦ \A1;7,500¦ \A1;7,500¦ \A1;7,500¦ \A1;7,500¦ \A1;7,500¦ \A1;7,500¦ \A1;8,130¦ \A1;7,500¦ \A1;7,500¦ \A1;7,500¦ \A1;7,500¦ \A1;7,500¦ \A1;7,500¦ \A1;2,000¦ \A1;10,000¦ \A1;20,980¦ \A1;5490¦ \A1;5490¦ TRAY (300x100)¦ UTP CAT.5E 25Px1조 (CONSOLE)¦ UTP CAT.5E 4Px4조 (CONSOLE)¦ FR-CV 3C/6.0㎟x1조 (LSE POWER)¦ UTP Cat.5E 4Px2조 (CL POWER)(신설)¦ F-CV 3C/2.5㎟x1조 (공간화상)(기존활용)¦ OF- SM-4Cx1조 (공간화상)(기존활용)¦ UTP Cat.5E4Px15조 (CAMERA)(신설)¦ OF-SM-8C(난연)x10조(신설) ¦ FR-CV 3C/4.0㎟x10조(신설) ¦ OF-SM-8C(난연)x2조(승강장모니터)(신설) ¦ FR-CV 3C/4.0㎟x2조(승강장모니터)(신설) ¦ D¦ E¦ C¦ MATCH LINE DWG No. "S1-TA-S14-DB-023-0"¦ KEY PLAN¦ B¦ X09¦ X10¦ X11¦ X12¦ X13¦ X14¦ X15¦ X16¦ X17¦ X18¦ X19¦ X20¦ X21¦ X22¦ Y00¦ Y01¦ Y02¦ Y03¦ 100,130¦ UP¦ 창 고 2¦ PSD기계실¦ 승강장¦ 내부엘리베이터¦ 914 정거장¦ STA.16km294.519¦ (P32:300x300x200)¦ (P34:300x300x200)¦ (P33:400x400x200)¦ (P36:200x200x100)¦ P-3¦ ELE-6¦ P-5¦ P-6¦ TRAY (900x150)¦ UP TO 지하 2층¦ A¦ D¦ A¦ C¦ E¦ B¦ (P35:400x400x200)¦ F¦ F¦ NOTE¦ 1. 광케이블, 전원/접지케이블 (OF-SM-4Core, CV 3C/2.5㎟)¦ 3. 승강장 ANT설치위치: 열차 진행방향 정거장 시종점부에 설치¦ 2. 광케이블, 전원/접지케이블 (OF-SM-8Core, CV 3C/2.5㎟)¦ vmh¦ vmh¦ vmh¦ vmh¦ (36) UTP Cat.5E4Px6조 (CAMERA)¦ (16) UTP Cat.5E4Px1조 (CAMERA)¦ (16) UTP Cat.5E4Px1조 (CAMERA)¦ (16) UTP Cat.5E4Px1조 (CAMERA)¦ UP TO 지하 2층¦ TRAY (900x150)¦ (28) UTP Cat.5E4Px1조 (CAMERA)¦ (28) OF-SM-8C(난연)x2조 (CAMERA) ¦ (28) FR-CV 3C/4.0㎟x2조 (CAMERA) ¦ (28) UTP Cat.5E4Px1조 (CAMERA)¦ (28) OF-SM-8C(난연)x2조 (CAMERA) ¦ (28) FR-CV 3C/4.0㎟x2조 (CAMERA) ¦ (16) UTP Cat.5E4Px1조 (CAMERA)¦ (28) OF-SM-8C(난연)x2조 (CAMERA) ¦ (28) FR-CV 3C/4.0㎟x2조 (CAMERA) ¦ (16) OF-SM-8C(난연)x1조(CAMERA) ¦ (16) FR-CV 3C/4.0㎟x1조(CAMERA) ¦ (16) OF-SM-8C(난연)x1조(CAMERA) ¦ (16) FR-CV 3C/4.0㎟x1조(CAMERA) ¦ (28) UTP Cat.5E4Px1조 (CAMERA)¦ (28) OF-SM-8C(난연)x1조(신설) ¦ (28) FR-CV 3C/4.0㎟x1조(신설) ¦ (28) UTP Cat.5E4Px1조 (CAMERA)¦ (28) OF-SM-8C(난연)x1조(신설) ¦ (28) FR-CV 3C/4.0㎟x1조(신설) ¦ (28) UTP Cat.5E4Px3조 (CAMERA)¦ (28) OF-SM-8C(난연)x1조(신설) ¦ (28) FR-CV 3C/4.0㎟x1조(신설) ¦ (28) UTP Cat.5E4Px4조 (CAMERA)¦ (28) OF-SM-8C(난연)x2조(신설) ¦ (28) FR-CV 3C/4.0㎟x2조(신설) ¦ UTP Cat.5E4Px5조 (CAMERA)¦ OF-SM-8C(난연)x2조(신설) ¦ FR-CV 3C/4.0㎟x2조(신설) ¦ 모니터¦ 하행 승강장¦ (16) OF-SM-8Core(난연)x2조 (모니터)(신설)¦ (28) FR-CV 3C/4.0㎟x2조 (모니터POWER)(신설) ¦ (16) OF-SM-8Core(난연)x1조 (모니터)(신설)¦ (28) FR-CV 3C/4.0㎟x1조 (모니터POWER)(신설) ¦ (16) OF-SM-8Core(난연)x1조 (모니터)(신설)¦ (28) FR-CV 3C/4.0㎟x1조 (모니터POWER)(신설) ¦ (16) OF-SM-8Core(난연)x1조 (모니터)(신설)¦ (28) FR-CV 3C/4.0㎟x1조 (모니터POWER)(신설) ¦ (16) OF-SM-8Core(난연)x1조 (모니터)(신설)¦ (28) FR-CV 3C/4.0㎟x1조 (모니터POWER)(신설) ¦ (16) OF-SM-8Core(난연)x1조 (모니터)(신설)¦ (28) FR-CV 3C/4.0㎟x1조 (모니터POWER)(신설) ¦ (16) OF-SM-8Core(난연)x2조 (모니터)(신설)¦ (28) FR-CV 3C/4.0㎟x2조 (모니터POWER)(신설) ¦ OF-SM-8Core(난연)x2조 (모니터)(신설)¦ FR-CV 3C/4.0㎟x2조 (모니터POWER)(신설) ¦ (22) UTP Cat.5E 4Px4조 (TDI)(기존활용)¦ (36) FR-CV 3C/4.0㎟x2조 (TDI POWER)(기존활용)¦ (28) UL 2919-AMESB 24AWG 4Px2조 (TDI)(기존활용)¦ A¦ (16) UTP Cat.5E 4Px2조 (TDI)(기존활용)¦ (16) UL 2919-AMESB 24AWG 4Px1조 (TDI)(기존활용)¦ (28) FR-CV 3C/4.0㎟x1조 (TDI POWER)(기존활용)¦ (16) UL 2919-AMESB 24AWG 4Px1조 (TDI)(기존활용)¦ (28) FR-CV 3C/4.0㎟x1조 (TDI POWER)(기존활용)¦ (28) OF-MM-12Core(난연)x1조 (TDI)(기존활용)¦ (36) FR-CV 3C/4.0㎟x2조 (TDI POWER)(기존활용)¦ (28) UL 2919-AMESB 24AWG 4Px2조 (TDI)(기존활용)¦ (54) FR-CV 3C/4.0㎟x4조 (TDI POWER)(기존활용)¦ (36) UL 2919-AMESB 24AWG 4Px4조 (TDI)(기존활용)¦ (28)x4 OF-MM-12Core(난연)x1조x4 (TDI)(기존활용)¦ UL 2919-AMESB 24AWG 4Px4조 (TDI)(기존활용)¦ FR-CV 3C/4.0㎟x4조 (TDI POWER)(기존활용)¦ UTP Cat.5E 4Px8조 (TDI)(기존활용)¦ (36) FR-CV 3C/4.0㎟x2조 (TDI POWER)(기존활용)¦ (28) UL 2919-AMESB 24AWG 4Px2조 (TDI)(기존활용)¦ (22) UTP Cat.5E 4Px4조 (TDI)(기존활용)¦ (28) FR-CV 3C/4.0㎟x1조 (TDI POWER)(기존활용)¦ (16) UL 2919-AMESB 24AWG 4Px1조 (TDI)(기존활용)¦ (16) UTP Cat.5E 4Px2조 (TDI)(기존활용)¦ (16) UL 2919-AMESB 24AWG 4Px1조 (TDI)(기존활용)¦ (28) FR-CV 3C/4.0㎟x1조 (TDI POWER)(기존활용)¦ (28) OF-MM-12Core(난연)x1조 (TDI)(기존활용)¦ (16) UL 2919-AMESB 24AWG 4Px1조 (TDI)(기존활용)¦ (28) FR-CV 3C/4.0㎟x1조 (TDI POWER)(기존활용)¦ (28) OF-MM-12Core(난연)x1조 (TDI)(기존활용)¦ (28) FR-CV 3C/4.0㎟x1조 (TDI POWER)(기존활용)¦ (16) UL 2919-AMESB 24AWG 4Px1조 (TDI)(기존활용)¦ (16) UTP Cat.5E 4Px2조 (TDI)(기존활용)¦ (28) OF-MM-12Core(난연)x1조 (TDI)(기존활용)¦ (28) OF-MM-12Core(난연)x1조 (TDI)(기존활용)¦ (28)x2 OF-MM-12Core(난연)x1조x2 (TDI)(기존활용)¦ OF-MM-12Core(난연)x4조 (TDI¦ (16) UTP Cat.5E 4Px2조 (TDI)(기존활용)¦ (16) UTP Cat.5E 4Px2조 (TDI)(기존활용)¦ (36) UTP Cat.5E 4Px8조 (TDI)(기존활용)¦ (28) OF-MM-12Core(난연)x1조 (TDI)(기존활용)¦ (28)x2 OF-MM-12Core(난연)x1조x2 (TDI)(기존활용)¦ (22) UTP Cat.5E 4Px4조 (TDI)(기존활용)¦ (28)x2 OF-MM-12Core(난연)x1조x2 (TDI)(기존활용)¦ (16) UTP Cat.5E 4Px2조 (TDI)(기존활용)¦ TRAY (900x150)¦ DOWN TO 승강장 바닥¦ 지하철 914정거장¦ 당산¦ 국회의사당¦ 여의도¦ 1/400¦ S = 1 / 400¦ 914정거장 CCTV,TDI,시계설비 지하3층 신설평면도(2/2)¦ 914정거장 CCTV,TDI,시계설비 지하3층¦ 신설평면도(2/2)¦ T¦ 7¦ 0¦ 0¦ 5¦ 0¦ 3¦ 4¦ 0¦ 0¦ 4¦ CCTV(기존동축활용)¦ P¦
| 1단계_정거장 - 복사본 | 1단계_정거장 - 복사본 | 078. T9103066-004 902정거장 AFC설비 지하2층 장비배치도.dwg | 600¦ 600¦ 600¦ 600¦ 600¦ 600¦ 150¦ 1100¦ 150¦ 150¦ 150¦ 150¦ 150¦ 150¦ 150¦ ES.DN¦ ES.UP¦ ES.DN¦ ES.UP¦ DN¦ DS¦ UP¦ UP¦ DN¦ DN¦ DN¦ UP¦ UP¦ UP¦ UP¦ DN¦ DN¦ ES.UP¦ ES.DN¦ ES.UP¦ ES.DN¦ ES.UP¦ ES.DN¦ ES.UP¦ ES.DN¦ DN¦ ES.UP¦ ES.DN¦ 9호선방향 및¦ 공항철도방향¦ 도심방향¦ 차량기지방향¦ 5호선 환승통로¦ ES.DN¦ DN¦ DN¦ ES.DN¦ UP¦ 5호선환승통로¦ 장애인용 ¦ ELEV.¦ ES.DN¦ ES.UP¦ ES.DN¦ ES.UP¦ DN¦ DN¦ AUTO FILLTER실¦ A¦ A'¦ -11¦ X¦ -10¦ X¦ -9¦ X¦ -8¦ X¦ -7¦ X¦ -6¦ X¦ -5¦ X¦ 04¦ Y¦ Y¦ 03¦ Y¦ 02¦ Y¦ 01¦ Y¦ 00¦ -4¦ -3¦ X¦ -2¦ X¦ -1¦ X¦ 00¦ X¦ X¦ 01¦ X¦ 02¦ X¦ 03¦ X¦ 04¦ 05¦ X¦ 06¦ X¦ 07¦ X¦ 08¦ X¦ 09¦ X¦ 10¦ X¦ 11¦ X¦ 12¦ X¦ 13¦ X¦ 14¦ X¦ 15¦ X¦ X¦ 15¦ X¦ -12¦ 5590¦ 37800¦ 11790¦ 9020¦ 3600¦ 8840¦ 5800¦ 3430¦ 8150¦ X¦ 7000¦ 7500¦ 7500¦ 7500¦ 7500¦ 7500¦ 7000¦ 7000¦ 7000¦ 7500¦ 7500¦ 7500¦ 7500¦ 7500¦ 7500¦ 7500¦ 7500¦ 7500¦ 7500¦ 7500¦ 7500¦ 7500¦ 7500¦ 7500¦ 7500¦ 7500¦ 7500¦ 환승게이트¦ 공항철도¦ 환승게이트¦ 6형¦ 8형¦ 8형¦ 10형¦ 9호선직행¦ 5호선방화¦ 방화방향¦ 5호선¦ 12/6형¦ 11형¦ 10형¦ 8형¦ Group1¦ UP¦ 5호선환승통로¦ 장애인용 ¦ ELEV.¦ 환승게이트¦ 공항철도¦ 환승게이트¦ 5호선¦ 구 분¦ 당 초¦ 변 경¦ 6형¦ 8형¦ 10형¦ 6/12형¦ 10/11형¦ 11형¦ 12형¦ 1¦ 3¦ 2¦ -¦ 1¦ 1¦ 1¦ 1¦ -¦ -¦ 1¦ 3¦ 2¦ -¦ 902정거장 AFC설비 지하2층 장비배치도¦ 902정거장 AFC설비 지하2층 장비배치도¦ S = NONE¦ NONE¦ 지하철 902정거장¦ 개화¦ 김포공항¦ 공항시장¦ T¦ 9¦ 1¦ 0¦ 3¦ 0¦ 6¦ 6¦ 0¦ 0¦ 4¦ 7,500¦
| 1단계_정거장 - 복사본 | 1단계_정거장 - 복사본 | 012. T1001026-008 901정거장 AFC CABLE WIRING DIAGRAM.dwg | 지하철 901정거장¦ 개화¦ 김포공항¦ 901정거장 AFC CABLE WIRING DIAGRAM¦ NONE¦ 901정거장 AFC CABLE WIRING DIAGRAM¦ S = NONE¦ T¦ 1¦ 0¦ 0¦ 1¦ 0¦ 2¦ 6¦ 0¦ 0¦ 8¦ D/I MUX (ROUTER)¦ (통신기계실)¦ 분전반 (전기시설분)¦ (안전관리실)¦ AFC 접지단자함¦ (안전관리실)¦ DPC BOX¦ 인터콤 모장치¦ SMS (S/W HUB)¦ (안전관리실)¦ EM GATE¦ CONTROL BOX¦ AGM 6형 (No.1)¦ AGM 8형 (No.2)¦ AGM 8형 (No.3)¦ AGM 8형 (No.4)¦ AGM 10/11형 (No.6)¦ AGM 12형 (No.7) ¦ ATVM (No.1~2)¦ 화재수신반¦ FTP Cat.5E 4Px1조¦ UTP Cat.5E 4Px1조¦ FTP Cat.5E 4Px1조¦ F-GV 4.0㎟x2조¦ F-GV 4.0㎟x1조¦ F-GV 4.0㎟x1조¦ HFCO 2C/4.0㎟x1조¦ FR-CVVS 4C/2.5㎟x1조 (DPC)¦ F-GV 25㎟x1조 (통신시공분)¦ HFCO 3C/4.0㎟x2조¦ HFCO 3C/4.0㎟x1조¦ HFCO 3C/4.0㎟x1조¦ HFCO 3C/4.0㎟x1조¦ HFCO 3C/4.0㎟x1조¦ AAM (No.1)¦ F-GV 4.0㎟x1조¦ HFCO 3C/4.0㎟x1조¦ (안전관리실)¦ (안전관리실)¦ FTP Cat.5E 4Px1조¦ AGM 8형 (No.9)¦ AGM 8형 (No.10)¦ AGM 10형 (No.11) (HUB)¦ AGM 6형 (No.8)¦ MWS (유지보수전산기)¦ FTP Cat.5E 4Px1조¦ F-GV 4.0㎟x1조¦ FR-CVVS 4C/2.5㎟x1조 (DPC)¦ (통합분소)¦ F-GV 4.0㎟x1조¦ HFCO 3C/4.0㎟x1조¦ HFCO 3C/4.0㎟x1조¦ HFCO 3C/4.0㎟x1조¦ FTP Cat.5E 4Px1조¦ UTP Cat.5E 4Px2조(INT)¦ FTP Cat.5E 4Px2조¦ FTP Cat.5E 4Px1조¦ 환급기 (No.1)¦ HFCO 3C/4.0㎟x1조¦ F-GV 4.0㎟x1조¦ FTP Cat.5E 4Px1조¦ 통신UPS¦ (통신기계실)¦ 통합교환설비¦ (통신기계실)¦ FTP Cat.5E 4Px1조¦ FTP Cat.5E 4Px1조¦ FTP Cat.5E 4Px1조¦ FTP Cat.5E 4Px1조¦ FTP Cat.5E 4Px1조¦ FTP Cat.5E 4Px1조¦ FTP Cat.5E 4Px1조¦ FTP Cat.5E 4Px1조¦ UTP Cat.5E 4Px2조(INT)¦ UTP Cat.5E 4Px1조(INT)¦ UTP Cat.5E 4Px1조(INT)¦ AGM 8형 (No.5)¦ FTP Cat.5E 4Px1조¦ HFCO 3C/4.0㎟x1조¦
| 1단계_정거장 - 복사본 | 1단계_정거장 - 복사본 | 055. T9103038-010 RACK 접지상세도.dwg | RACK 접지상세도¦ NONE¦ RACK 접지상세도¦ S = NONE¦ Unregistered Version - http://www.aidecad.com¦ RACK 본체 / door 접지선 연결¦ RACK 후면부¦ 유리문¦ 597¦ 2193¦ RACK 본체¦ 접지선¦ 규 격¦ 크기(mm, WxDxH)¦ 597 x 521 x 2193¦ DU 19" 전용랙¦ 통신실 접지함¦ 시스템 별 접지¦ T¦ 9¦ 1¦ 0¦ 3¦ 0¦ 3¦ 8¦ 0¦ 1¦ 0¦ 공통¦
| 1단계_정거장 - 복사본 | 1단계_정거장 - 복사본 | 048. T7009934-004 915정거장 출입통제설비 지하1층 철거 평면도 (2_2).dwg | C/R¦ vmh¦ CONSOLE¦ P¦ \A1;8,600¦ \A1;8,600¦ \A1;24,800¦ \A1;7,500¦ \A1;7,500¦ \A1;4,900¦ \A1;4,900¦ \A1;82,500¦ \A1;95,041¦ \A1;12,541¦ \A1;7,400¦ \A1;3,800¦ \A1;5,000¦ \A1;6,000¦ \A1;6,690¦ \A1;6,150¦ \A1;5,000¦ \A1;5,000¦ \A1;5,000¦ \A1;5,000¦ \A1;5,000¦ \A1;5,000¦ \A1;5,000¦ \A1;5,000¦ \A1;5,000¦ \A1;5,000¦ \A1;5,000¦ \A1;5,000¦ L¦ MATCH LINE DWG No. "S1-TA-S15-DB-017-0"¦ MATCH LINE¦ KEY PLAN¦ X24¦ X25¦ X26¦ X27¦ X28¦ X29¦ X30¦ X31¦ Y06¦ Y05¦ Y03¦ Y02¦ Y01¦ Y00¦ Y04¦ X14¦ X15¦ X16¦ X17¦ X18¦ X19¦ X20¦ X21¦ X22¦ X23¦ OPEN¦ DN¦ 5호선 대합실¦ (기존)¦ 역무실(5호선)¦ UP¦ DN¦ DN¦ UP¦ 발매기실2¦ 대합실¦ 안전관리실¦ 물탱크실¦ 공조기계실¦ 기존출입구 확장¦ 외부출입구4¦ 내부계단5¦ 내부계단4¦ 내부계단2¦ 내부계단3¦ 방범셔터설치¦ 5호선 대합실¦ (기존)¦ 9호선¦ 5호선¦ (신설)¦ (기존)¦ 915 정거장¦ 901M¦ STA.17km195.823¦ 750M¦ 9호선¦ (신설)¦ 외부출입구3¦ 5호선 대합실¦ (기존)¦ MATCH LINE¦ (16) UTP Cat.5E 4Px2조 (출입통제)¦ UTP Cat.5E 4Px2조 (출입통제)¦ UTP Cat.5E 4Px2조 (출입통제)¦ (16) UTP Cat.5E 4Px2조 (출입통제)¦ UTP Cat.5E 4Px2조 (출입통제)¦ 915정거장 출입통제설비 지하1층 철거 평면도 (2/2)¦ 915정거장 출입통제설비 지하1층 철거 평면도 (2/2)¦ S = 1 / 400¦ 1/400¦ 지하철 915정거장¦ 국회의사당¦ 여의도¦ 샛강¦ T¦ 7¦ 0¦ 0¦ 9¦ 9¦ 5¦ 1¦ 4¦ 0¦ 0¦ P¦
| 1단계_정거장 - 복사본 | 1단계_정거장 - 복사본 | 016. T1001026-012 904정거장 출입통제설비 CABLE WIRING DIAGRAM (철거).dwg | 통신기계실¦ ELE-4 (지상층)¦ ELE-3 (대합실)¦ ELE-2 (지상층)¦ ELE-1 (대합실)¦ ELE-5 (대합실)¦ ELE-6 (승강장)¦ ES-1 (외부계단 출입구)¦ ES-2 (외부계단 출입구)¦ ES-3 (외부계단 출입구)¦ ES-4 (외부계단 출입구)¦ ES-5 (외부계단 출입구)¦ ES-6 (외부계단 출입구)¦ ES-7 (외부계단 출입구)¦ ES-9 (대합실)¦ ES-10 (대합실)¦ ES-11 (대합실)¦ T-1 (화장실 여)¦ P-1 (승강장)¦ P-3 (승강장)¦ P-4 (승강장)¦ AGM-2 (대합실)¦ AGM-4 (대합실)¦ ATVM-1 (대합실)¦ C-1 (대합실)¦ COMM-1(통신기계실)¦ ATVM-2 (대합실)¦ ES-8 (외부계단 출입구)¦ ELE-7 (대합실)¦ ELE-8 (승강장)¦ ES-12 (대합실)¦ P-2 (승강장)¦ 출입¦ 통제¦ 시스템¦ (ACU)¦ C/R¦ UTP Cat.5E 4Px10조¦ ELEC-1 (전기실)¦ 안전관리실¦ 용역 대기실¦ 전 기 실¦ 편 의 점¦ 대 합 실¦ C/R¦ C/R¦ C/R¦ 발매기실 1,2¦ x2¦ 904정거장 출입통제설비 CABLE WIRING DIAGRAM (철거)¦ S = NONE¦ AGM-1 (대합실)¦ AGM-3 (대합실)¦ 904정거장 출입통제설비 CABLE WIRING DIAGRAM (철거)¦ NONE¦ 지하철 904정거장¦ 공항시장¦ 신방화¦ 마곡나루¦ T¦ 1¦ 0¦ 0¦ 1¦ 0¦ 2¦ 6¦ 2¦ 0¦ 1¦
| 1단계_정거장 - 복사본 | 1단계_정거장 - 복사본 | 052. T7005034-009 913정거장 CCTV,TDI,시계설비 지하1층 철거평면도 (2_2).dwg | P¦ \A1;21,370¦ \A1;6,750¦ \A1;7,800¦ \A1;6,820¦ \A1;3,870¦ \A1;7,500¦ \A1;81,370¦ \A1;7,500¦ \A1;7,500¦ \A1;7,500¦ \A1;7,500¦ \A1;7,500¦ \A1;7,500¦ \A1;7,500¦ \A1;5,000¦ \A1;5,000¦ \A1;7,500¦ L¦ L1¦ C/R¦ MATCH LINE DWG No. "S1-TA-S13-DB-023-0"¦ MATCH LINE¦ TRAY (300x100)¦ ECX 5C-2Vx7조 (CAMERA)(기존활용)¦ B¦ TRAY (300x100)¦ C¦ A¦ TRAY (300x100)¦ ECX 5C-2Vx10조 (CAMERA)(기존활용)¦ HIV 2.5㎟x2조 (CL POWER)(철거)¦ ECX 5C-2Vx5조 (CAMERA)(기존활용)¦ TRAY (300x100)¦ D¦ ECX 5C-2Vx4조 (CAMERA)(기존활용)¦ TRAY (300x100)¦ E¦ ECX 5C-2Vx3조 (CAMERA)(기존활용)¦ TRAY (300x100)¦ F¦ ECX 5C-2Vx1조 (CAMERA)(기존활용)¦ G¦ (16) ECX 5C-2Vx2조 (CAMERA)(기존활용)¦ H¦ (22) ECX 5C-2Vx1조 (CAMERA)(기존활용)¦ KEY PLAN¦ (16) ECX 5C-2Vx1조 (CAMERA)(기존활용)¦ J¦ X13¦ X14¦ X15¦ X16¦ X17¦ X18¦ X19¦ X20¦ X21¦ X22¦ X23¦ X24¦ Y00¦ Y02¦ Y05¦ Y07¦ Y01¦ Y03¦ Y06¦ Y04¦ 2호선 대합실 외부출입구¦ UP¦ 이동통신기계실¦ 편 의 점¦ 대합실¦ 승무대기실(남)¦ 용역원대기실¦ 승무원 락커룸(여)¦ 승무원 락커룸(남)¦ 승무대기실(여)¦ 화장실¦ 외부출입구2¦ 내부엘리베이터1¦ 외부통로2¦ 외부출입구7¦ 외부엘리베이터4¦ 외부통로4¦ ES-4¦ (P11:200x200x100)¦ ELE-3¦ (28) ECX 5C-2Vx3조 (CAMERA)(기존활용)¦ (16) ECX 5C-2Vx1조 (CAMERA)(기존활용)¦ UP TO 지상E/L¦ (16) ECX 5C-2Vx1조 (CAMERA)(기존활용)¦ (16) ECX 5C-2Vx1조 (CAMERA)(기존활용)¦ (16) ECX 5C-2Vx1조 (CAMERA)(기존활용)¦ DOWN TO 지하1층 E/L¦ (16) ECX 5C-2Vx1조 (CAMERA)(기존활용)¦ 지상E/L¦ ELE-4¦ MATCH LINE¦ (P16:200x200x100)¦ ES-6(1)¦ ELE-5¦ (P10:200x200x100)¦ ES-5¦ (P14:200x200x100)¦ T-1¦ AGM-1¦ (P13:300x300x200)¦ ATVM-1¦ A¦ B¦ D¦ E¦ F¦ (16) ECX 5C-2Vx1조 (CAMERA)(기존활용)¦ (P8:200x200x100)¦ (P9:200x200x100)¦ (16) ECX 5C-2Vx1조 (CAMERA)(기존활용)¦ (16) ECX 5C-2Vx1조 (CAMERA)(기존활용)¦ (22) ECX 5C-2Vx2조 (CAMERA)(기존활용)¦ (16) ECX 5C-2Vx1조 (CAMERA)(기존활용)¦ C¦ H¦ (16) HIV 2.5㎟x2조 (CL POWER)(철거)¦ (28) ECX 5C-2Vx3조 (CAMERA)(기존활용)¦ G¦ AGM-2¦ (P12:300x300x200)¦ (P15:200x200x100)¦ J¦ ES-6(2)¦ NOTE¦ 1. 광케이블, 전원/접지케이블 (OF-SM-4Core, CV 3C/2.5㎟)¦ 3. 승강장 ANT설치위치: 열차 진행방향 정거장 시종점부에 설치¦ 2. 광케이블, 전원/접지케이블 (OF-SM-8Core, CV 3C/2.5㎟)¦ vmh¦ vmh¦ vmh¦ vmh¦ vmh¦ vmh¦ vmh¦ vmh¦ vmh¦ vmh¦ vmh¦ 발매기실¦ 용역창고¦ (28) FR-CV 3C/4.0㎟x1조 (출입구게시기)(철거)¦ (16) UTP Cat 5E 4Px1조 (출입구게시기)(철거)¦ (28) FR-CV 3C/4.0㎟x1조 (출입구게시기)(철거)¦ (16) UTP Cat 5E 4Px1조 (출입구게시기)(철거)¦ (28) FR-CV 3C/4.0㎟x1조 (출입구게시기)(철거)¦ (16) UTP Cat 5E 4Px1조 (출입구게시기)(철거)¦ (28) FR-CV 3C/4.0㎟x1조 (출입구게시기)(철거)¦ (16) UTP Cat 5E 4Px1조 (출입구게시기)(철거)¦ (28) FR-CV 3C/4.0㎟x1조 (출입구게시기)(철거)¦ (16) UTP Cat 5E 4Px1조 (출입구게시기)(철거)¦ K¦ K¦ FR-CV 3C/4.0㎟x2조 (출입구게시기)(철거)¦ UTP Cat 5E 4Px3조 (출입구게시기)(철거)¦ FR-CV 3C/4.0㎟x3조 (출입구게시기)(철거)¦ UTP Cat 5E 4Px5조 (출입구게시기)(철거)¦ FR-CV 3C/4.0㎟x3조 (출입구게시기)(철거)¦ UTP Cat 5E 4Px5조 (출입구게시기)(철거)¦ FR-CV 3C/4.0㎟x3조 (출입구게시기)(철거)¦ UTP Cat 5E 4Px5조 (출입구게시기)(철거)¦ FR-CV 3C/4.0㎟x3조 (출입구게시기)(철거)¦ UTP Cat 5E 4Px5조 (출입구게시기)(철거)¦ DOWN TO 지하2층¦ TRAY (600x150)¦ J¦ 임대상가1¦ (철거)¦ L¦ L¦ (28) FR-CV 3C/4.0㎟x2조 (대합실게시기 POWER)(기존활용)¦ L¦ M¦ FR-CV 3C/4.0㎟x2조 (대합실게시기 POWER)(기존활용)¦ TRAY (300x100)¦ (16) OF-MM-8Core(난연)x1조 (대합실게시기)(철거)¦ OF-MM-8Core(난연)x1조 (대합실게시기)(철거)¦ FR-CV 3C/4.0㎟x2조 (대합실게시기 POWER)(기존활용)¦ OF-MM-8Core(난연)x1조 (대합실게시기)(철거)¦ FR-CV 3C/4.0㎟x2조 (대합실게시기 POWER)(기존활용)¦ OF-MM-8Core(난연)x1조 (대합실게시기)(철거)¦ FR-CV 3C/4.0㎟x2조 (대합실게시기 POWER)(기존활용)¦ OF-MM-8Core(난연)x1조 (대합실게시기)(철거)¦ (철거)¦ (철거)¦ (16) HIV 1.5㎟x4조 (CLOCK)(철거)¦ HIV 1.5㎟x4조 (CLOCK)(철거)¦ HIV 1.5㎟x2조 (CLOCK)(철거)¦ HIV 1.5㎟x2조 (CLOCK)(철거)¦ HIV 1.5㎟x2조 (CLOCK)(철거)¦ (16) HIV 1.5㎟x4조 (CLOCK)(철거)¦ (16) HIV 1.5㎟x2조 (CLOCK)(철거)¦ (16) HIV 1.5㎟x4조 (CLOCK)(철거)¦ (16) HIV 1.5㎟x2조 (CLOCK)(철거)¦ (16) HIV 1.5㎟x4조 (CLOCK)(철거)¦ HIV 1.5㎟x2조 (CLOCK)(철거)¦ HIV 1.5㎟x2조 (CLOCK)(철거)¦ (철거)¦ (철거)¦ (철거)¦ 지하철 913정거장¦ 선유도¦ 당산¦ 국회의사당¦ 1/400¦ S = 1 / 400¦ 913정거장 CCTV,TDI,시계설비 지하1층 철거평면도(2/2)¦ 913정거장 CCTV,TDI,시계설비 지하1층¦ 철거평면도(2/2)¦ T¦ 7¦ 0¦ 0¦ 5¦ 0¦ 3¦ 4¦ 0¦ 0¦ 9¦ CCTV(기존동축활용)¦ P¦
| 1단계_정거장 - 복사본 | 1단계_정거장 - 복사본 | 029. T7003034-004 908정거장 방송설비 지하3층 신설평면도 (2_2).dwg | \A1;22,500¦ \A1;22,500¦ \A1;26,250¦ \A1;3,750¦ \A1;7,500¦ \A1;7,500¦ \A1;7,500¦ \A1;7,500¦ \A1;7,500¦ \A1;7,500¦ \A1;7,500¦ \A1;7,500¦ \A1;7,500¦ \A1;71,250¦ \A1;22,700¦ \A1;2,400¦ \A1;7,150¦ \A1;2,400¦ \A1;1,100¦ \A1;700¦ \A1;700¦ \A1;1,100¦ S = 1 / 400¦ 903정거장 방송설비 지하1층 신설평면도(2/2)¦ 1/400¦ 904정거장 방송설비 지하1층 신설평면도 (1/2)¦ 0¦ 0¦ 0¦ -¦ 0¦ 0¦ 0¦ 0¦ (기설활용)¦ -¦ T¦ 7¦ 0¦ 0¦ 3¦ 0¦ 3¦ 4¦ 0¦ 1¦ 6¦ MATCH LINE DWG No. "S1-TA-S08-5-DB-015-0"¦ : (16) HIV 1.5㎟x2조¦ NOTE¦ : (16) HIV 1.5㎟x5조¦ : (16) HIV 1.5㎟x6조¦ : (22) HIV 1.5㎟x7조¦ : (22) HIV 1.5㎟x8조¦ : (22) HIV 1.5㎟x10조¦ : (16) HIV 1.5㎟x4조¦ : (16) HIV 1.5㎟x3조¦ KEY PLAN¦ \A1;7,150¦ 0-0¦ 0-0¦ 0-0¦ 0-0¦ 0-0¦ 0-0¦ 0-0¦ 0-0¦ 0-0¦ 0-0¦ 0-0¦ 0-0¦ 0-0¦ 0-0¦ 0-0¦ 0-0¦ 0-0¦ 0-0¦ 0-0¦ 0-0¦ 0-0¦ 0-0¦ 0-0¦ 0-0¦ 0-0¦ 0-0¦ 0-0¦ 0-0¦ X17¦ X18¦ X19¦ X20¦ X21¦ X22¦ X23¦ X24¦ X25¦ X26¦ Y00¦ Y04¦ Y08¦ Y03¦ Y07¦ 정화조¦ UP¦ UP¦ PSD기계실2¦ PSD기계실1¦ 레일부¦ 배수펌프실¦ (P9:100x100x100)¦ (P10:100x100x100)¦ HIV 1.5㎟x4조 (승강장 SP)¦ TRAY (900x150)¦ UP TO 지하2층¦ HIV 1.5㎟x4조 (승강장 SP)¦ TRAY (900x150)¦ UP TO 지하2층¦ (16) HIV 1.5㎟x4조 (승강장 SP)¦ 벽부형 3W : 2 EA¦ 천정형 5W : 18 EA¦ 지하철 908정거장¦ 가양¦ 증미¦ 등촌¦ S = 1 / 400¦ 908정거장 방송설비 지하3층 신설평면도(2/2)¦ 1/400¦ 908정거장 방송설비 지하3층 신설평면도 (2/2)¦ (기설활용)¦ T¦ 7¦ 0¦ 0¦ 3¦ 0¦ 3¦ 4¦ 0¦ 0¦ 4¦ P¦
| 1단계_정거장 - 복사본 | 1단계_정거장 - 복사본 | 062. T9103038-012 TERMINAL BOX 상세도.dwg | \A1;15¦ \A1;95¦ \A1;250¦ \A1;95¦ \A1;60¦ \A1;232¦ \A1;15¦ \A1;20¦ \A1;20¦ \A1;120¦ \A1;15¦ \A1;95¦ \A1;15¦ \A1;40¦ \A1;15¦ \A1;350¦ \A1;70¦ \A1;70¦ \A1;210¦ \A1;120¦ \A1;16¦ \A1;20¦ \A1;25¦ \A1;15¦ \A1;15¦ \A1;10¦ \A1;92.5¦ \A1;20¦ \A1;95¦ \A1;450¦ \A1;350¦ \A1;15¦ \A1;232¦ \A1;210¦ \A1;400¦ \A1;40¦ \A1;95¦ \A1;95¦ \A1;40¦ \A1;300¦ \A1;110¦ \A1;91¦ \A1;6¦ \A1;94.4¦ \A1;238¦ \A1;121¦ \A1;196.7¦ \A1;50¦ \A1;50¦ \A1;66¦ \A1;11.2500¦ \A1;44.0750¦ \A1;35.5750¦ A¦ B¦ A¦ B¦ \A1;H¦ -¦ T¦ 0¦ 0¦ 0¦ 0¦ 0¦ 0¦ 0¦ 0¦ 0¦ 0¦ 공통¦ 통합 배선 단자함¦ 열쇠구멍¦ DOOR¦ (전화, LAN)¦ 육각볼트,넛트(M6x15)¦ 통합 배선 단자함¦ 버튼손잡이¦ 통풍구¦ UTP TB.NO¦ 열쇠구멍¦ 버튼손잡이¦ 통풍구¦ DOOR¦ (전화, LAN)¦ UTP TB.NO¦ UTP TB 50P용 [400x300x120]¦ 블럭단자(50P)¦ WELDING¦ 블럭단자(50P)¦ WELDING¦ 육각볼트,넛트(M6X15)¦ UTP TB 25P용 [350x250x120]¦ 페크라이트판¦ 함체¦ (M6x20)¦ 육각볼트넛트¦ 92.5¦ 15¦ 20¦ WELDING¦ 50P 피뢰탄기반 구조도¦ 육각볼트너트¦ (10T)¦ 50P 피뢰탄기반¦ DETAIL "D"¦ (M6x20)¦ BAKLITE¦ (25x12x3t)¦ 소형 ㄷ형강¦ WELDING¦ TERMINAL¦ DOOR¦ DOOR PIN¦ WASHER¦ RUBBER PACKING¦ DETAIL "A"¦ DETAIL "B"¦ 페크라이트판¦ 50P 피뢰탄기반¦ Φ8mm¦ 함체¦ DETAIL "C"¦ 1. 카바는 스텐레스 (27종 t:1.5) 제로하고 몸체는 2.0t스텐레스로 한다.¦ NOTE¦ 2. 단자함 KEY는 각 단자함 동일한 제품으로 우수한 재료를 사용한다.¦ 3. 절연 베크라이트 두께는 10t로 한다.¦ 4. 스텐레스 원판은 헤어라인 처리하고 절곡부분은 V Cut 시공하여 외관상 미려¦ 하게 제작하여야 한다.¦ 5. 단자함 커버내에는 선번장을 넣을수 있도록 제작한다.¦ 1부는 감독관에 제출한다.¦ 7. 케이블 성단이 완료되면 최종시험후 선번장을 작성하여 1부는 단자반에 배치하고¦ 6. 단자함 중앙상단에 단자함 번호를 아크릴로 인쇄하여 부착한다.¦ {\fArial¦b0¦i0¦c0¦p32;A}¦ {\fArial¦b0¦i0¦c0¦p32;B}¦ {\fArial¦b0¦i0¦c0¦p32;50P}¦ 100{\fArial¦b0¦i0¦c0¦p32;P}¦ 200{\fArial¦b0¦i0¦c0¦p32;P}¦ 600¦ 600¦ 200¦ 300¦ 500¦ 500¦ {\fArial¦b0¦i0¦c0¦p32;H}¦ 130¦ 130¦ 100¦ 110 BK - 100¦ 스텐레스 1.5t¦ 카바¦ 스텐레스 2.0t¦ 함체¦ I D F 단 자 함¦ ( ) P ¦ UTP TB.NO¦ 300¦ 400¦ 100¦ {\fArial¦b0¦i0¦c0¦p32;25P}¦ IDF 단자함¦ TERMINAL BOX 상세도¦ TERMINAL BOX 상세도¦ S = NONE¦ NONE¦ 공통¦ T¦ 9¦ 1¦ 0¦ 3¦ 0¦ 3¦ 8¦ 0¦ 1¦ 2¦
| 1단계_정거장 - 복사본 | 1단계_정거장 - 복사본 | 026. T7003034-001 904정거장 방송설비 지하1층 신설평면도(1_2).dwg | REMOTE AMP¦ PA AMP¦ KEY PLAN¦ P¦ \A1;7500¦ \A1;10681¦ \A1;11638¦ \A1;10681¦ \A1;5680¦ \A1;12600¦ \A1;11400¦ \A1;22800¦ \A1;11400¦ \A1;12600¦ \A1;48000¦ \A1;1061¦ \A1;9620¦ S = 1 / 400¦ 903정거장 방송설비 지하1층 신설평면도(2/2)¦ 1/400¦ 903정거장 방송설비 지하2층 신설평면도 (2/2)¦ 0¦ 0¦ 0¦ -¦ 0¦ 0¦ 0¦ 0¦ (기설활용)¦ -¦ T¦ 7¦ 0¦ 0¦ 3¦ 0¦ 3¦ 4¦ 0¦ 1¦ 6¦ [10p]¦ 방송단자함¦ TRAY (600X150)¦ HIV 1.5㎟x4조 (승강장 SP)¦ DOWN TO 지하2층¦ TRAY (600X150)¦ HIV 1.5㎟x4조 (승강장 SP)¦ (22) HIV 1.5㎟x4조x2 (승강장 SP)¦ UTP Cat.5E 4Px1조 (화재탐지용)¦ MATCH LINE DWG No. "S1-TA-S04-DB-014-1.dwg"¦ (P1:100x100x100)¦ (P2:100x100x100)¦ (P3:100x100x100)¦ (P4:100x100x100)¦ (16) HIV 1.5㎟x4조 (승강장 SP)¦ (16) HIV 1.5㎟x4조 (승강장 SP)¦ DOWN TO 지하2층¦ : (16) HIV 1.5㎟x6조¦ : (22) HIV 1.5㎟x10조¦ : (22) HIV 1.5㎟x8조¦ : (22) HIV 1.5㎟x7조¦ : (16) HIV 1.5㎟x5조¦ : (16) HIV 1.5㎟x4조¦ : (16) HIV 1.5㎟x3조¦ : (16) HIV 1.5㎟x2조¦ NOTE¦ DN¦ DN¦ X-03¦ X-02¦ X-01¦ X00¦ X01¦ X02¦ X03¦ X04¦ X05¦ X06¦ X07¦ X08¦ X09¦ X10¦ X11¦ Y-01¦ Y00¦ UP¦ UP¦ 7,200¦ 7,500¦ 7,500¦ 7,500¦ 7,500¦ 7,500¦ 7,500¦ 7,500¦ 7,500¦ Y02¦ Y04¦ Y01¦ Y03¦ Y05¦ DN¦ DN¦ DN¦ DN¦ DN¦ DN¦ UP¦ UP¦ UP¦ UP¦ UP¦ UP¦ UP¦ UP¦ UP¦ UP¦ 외부출입구1¦ 외부출입구8¦ 외부출입구7¦ 외부출입구6¦ 외부출입구2¦ 통신기계실¦ 안전관리실¦ 편 의 점 ¦ 이동통신기계실¦ 발매기실1¦ 외부출입구5¦ 화 장 실¦ 용역창고¦ 용역원대기실¦ 대 합 실¦ 비품창고¦ UL 2464-AMESB 24AWG 16Cx2조 (PA)¦ UL 2464-AMESB 24AWG 4Cx1조 (PA)¦ CPEV 0.9/5Px1조 (PA)¦ UTP Cat.5E 4Px1조 (자동방송, 근접화재)¦ 임대상가1¦ 임대상가4¦ 임대상가2¦ 임대상가3¦ 천정형 3W : 58 EA¦ 지하철 904정거장¦ 공항시장¦ 신방화¦ 마곡나루¦ S = 1 / 400¦ 904정거장 방송설비 지하1층 신설평면도(1/2)¦ 1/400¦ 904정거장 방송설비 지하1층 신설평면도 (1/2)¦ (기설활용)¦ T¦ 7¦ 0¦ 0¦ 3¦ 0¦ 3¦ 4¦ 0¦ 0¦ 1¦ P¦
| 1단계_정거장 - 복사본 | 1단계_정거장 - 복사본 | 033. T7003034-004 914정거장 방송설비 지하2층 신설평면도 (2_2).dwg | P¦ PA AMP¦ \A1;27,000¦ \A1;7,500¦ \A1;7,500¦ \A1;7,500¦ \A1;7,500¦ \A1;7,500¦ \A1;7,500¦ \A1;8,130¦ \A1;7,500¦ \A1;7,500¦ \A1;7,500¦ \A1;7,500¦ \A1;7,500¦ \A1;7,500¦ \A1;2,000¦ \A1;10,000¦ \A1;20,980¦ \A1;5490¦ \A1;5490¦ S = 1 / 400¦ 903정거장 방송설비 지하1층 신설평면도(2/2)¦ 1/400¦ 904정거장 방송설비 지하1층 신설평면도 (1/2)¦ 0¦ 0¦ 0¦ -¦ 0¦ 0¦ 0¦ 0¦ (기설활용)¦ -¦ T¦ 7¦ 0¦ 0¦ 3¦ 0¦ 3¦ 4¦ 0¦ 1¦ 6¦ : (16) HIV 1.5㎟x2조¦ NOTE¦ : (16) HIV 1.5㎟x5조¦ : (16) HIV 1.5㎟x6조¦ : (22) HIV 1.5㎟x7조¦ : (22) HIV 1.5㎟x8조¦ : (22) HIV 1.5㎟x10조¦ : (16) HIV 1.5㎟x4조¦ : (16) HIV 1.5㎟x3조¦ C¦ TRAY (900x150)¦ DOWN TO 지하 3층¦ B¦ (22) HIV 1.5㎟x8조 (승강장 SP)¦ HIV 1.5㎟x8조 (승강장 SP)¦ MATCH LINE DWG No. "S1-TA-S14-DB-017-0"¦ A¦ (16) UTP Cat.5E 4Px1조 (화재탐지용)¦ KEY PLAN¦ X09¦ X10¦ X11¦ X12¦ X13¦ X14¦ X15¦ X16¦ X17¦ X18¦ X19¦ X20¦ X21¦ X22¦ Y00¦ Y01¦ Y02¦ Y03¦ 100,130¦ UP¦ DN¦ UP¦ UP¦ 비품창고¦ 비상전원실¦ 복도¦ 본선환기실¦ 승차권창고¦ 용역창고¦ 용역대기실¦ 대합실¦ 통신기계실¦ 안전관리실¦ 이동통신기계실¦ 비품창고¦ CO2 실¦ 전기실¦ 발매기실¦ 편의점¦ 화장실-2¦ 외부엘리베이터2¦ 내부계단2¦ 외부출입구4¦ 외부엘리베이터2¦ 외부출입구3¦ 내부계단4¦ 내부계단3¦ 외부출입구통로3¦ 내부엘리베이터¦ 914 정거장¦ STA.16km294.519¦ (P4:100x100x100)¦ (P5:200x200x100)¦ (P6:200x200x100)¦ (P7:200x200x100)¦ (16) HIV 1.5㎟x2조 (SP)¦ UP TO 지하 1층¦ UTP Cat.5E 4Px1조 (화재탐지용)¦ CPEV 0.9/5Px1조 (PA)¦ TRAY (600x150)¦ DOWN TO 안전관리실 ACCESS FLOOR¦ TRAY (600x150)¦ DOWN TO 통신기계실 ACCESS FLOOR¦ A¦ B¦ 방송단자함¦ [10P]¦ D¦ C¦ D¦ (16) UTP Cat.5E 4Px1조 (화재탐지용)¦ UL 2464-AMESB 24AWG 4Cx1조 (PA)¦ UL 2464-AMESB 24AWG 16Cx2조 (PA)¦ (22) UL 2464-AMESB 24AWG 16Cx2조 (PA)¦ (22) UL 2464-AMESB 24AWG 16Cx2조 (PA)¦ (16) UL 2464-AMESB 24AWG 4Cx1조 (PA)¦ (16) UTP Cat.5E 4Px1조 (자동방송, 근접화재)¦ (16) CPEV 0.9/5Px1조 (PA)¦ (16) UL 2464-AMESB 24AWG 4Cx1조 (PA)¦ (16) UTP Cat.5E 4Px1조 (자동방송, 근접화재)¦ (16) CPEV 0.9/5Px1조 (PA)¦ UTP Cat.5E 4Px1조 (자동방송, 근접화재)¦ UTP Cat.5E 4Px1조 (화재탐지용)¦ CPEV 0.9/5Px1조 (PA)¦ UL 2464-AMESB 24AWG 4Cx1조 (PA)¦ UTP Cat.5E 4Px1조 (자동방송, 근접화재)¦ HIV 1.5㎟x8조 (승강장 SP)¦ UL 2464-AMESB 24AWG 16Cx2조 (PA)¦ 임대상가2¦ 벽부형 3W : 3 EA¦ 천정형 3W : 54 EA¦ 지하철 914정거장¦ 당산¦ 국회의사당¦ 여의도¦ S = 1 / 400¦ 914정거장 방송설비 지하2층 신설평면도(2/2)¦ 1/400¦ 914정거장 방송설비 지하2층 신설평면도 (2/2)¦ (기설활용)¦ T¦ 7¦ 0¦ 0¦ 3¦ 0¦ 3¦ 4¦ 0¦ 0¦ 4¦
| 1단계_정거장 - 복사본 | 1단계_정거장 - 복사본 | 019. T1001026-015 913정거장 AFC CABLE WIRING DIAGRAM (2_2) (환승구간) (철거).dwg | D/I MUX (ROUTER)¦ (통신기계실)¦ 분전반 (전기시설분)¦ (안전관리실)¦ AFC 접지단자함¦ (안전관리실)¦ DPC BOX¦ 인터콤 모장치¦ SMS (S/W HUB)¦ (안전관리실)¦ EM GATE¦ CONTROL BOX¦ AGM 6형 (No.1)¦ AGM 8형 (No.2)¦ AGM 8형 (No.3)¦ AGM 10/11형 (No.5)¦ AGM 12형 (No.6) (HUB)¦ AAM (No.1)¦ AAM (No.2)¦ F-GV 4.0㎟x1조¦ F-GV 4.0㎟x1조¦ FR-CV 2C/4.0㎟x1조¦ EM. GATE (No.5) (개폐장치)¦ STP Cat.5E 4Px1조¦ FR-CVVS 4C/2.5㎟x1조 (DPC)¦ 접지단자함¦ FR-CV 3C/6.0㎟x1조¦ FR-CV 3C/6.0㎟x1조¦ STP Cat.5E 4Px1조¦ FR-CV 3C/6.0㎟x1조¦ (안전관리실)¦ (안전관리실)¦ CROSS AISLE CABLE¦ CROSS AISLE CABLE¦ CROSS AISLE CABLE¦ (승강장)¦ OF-MM-8Cx1조¦ FR-CVVS 4C/2.5㎟x1조 (DPC)¦ CPEV 0.65/5Px1조 (INT)¦ CPEV 0.65/5Px1조 (INT)¦ CPEV 0.65/5Px1조 (INT)¦ CPEV 0.65/5Px1조 (INT)¦ UTP Cat.5E 4Px1조¦ AGM 8형 (No.4)¦ STP Cat.5E 4Px1조¦ FR-CV 3C/6.0㎟x1조¦ STP Cat.5E 4Px1조¦ STP Cat.5E 4Px1조¦ STP Cat.5E 4Px1조¦ STP Cat.5E 4Px1조¦ FR-CV 2C/4.0㎟x1조¦ UTP Cat.5E 4Px1조¦ 광S/W HUB¦ 환승게이트¦ AGM 6형 (No.14)¦ STP Cat.5E 4Px1조¦ STP Cat.5E 4Px1조¦ AGM 6형 (No.17)¦ AGM 10형 (No.16) (HUB)¦ STP Cat.5E 4Px1조¦ AAM (No.3)¦ AAM (No.4)¦ STP Cat.5E 4Px1조¦ STP Cat.5E 4Px1조¦ EM. GATE (No.6) (개폐장치)¦ FR-CV 3C/6.0㎟x1조¦ FR-CV 3C/6.0㎟x1조¦ FR-CV 3C/6.0㎟x1조¦ FR-CV 3C/6.0㎟x1조¦ FR-CV 3C/6.0㎟x1조¦ FR-CV 3C/6.0㎟x1조¦ FR-CV 3C/6.0㎟x1조¦ FR-CV 3C/6.0㎟x1조¦ FR-CV 3C/6.0㎟x1조¦ FR-CV 3C/6.0㎟x1조¦ FR-CV 3C/6.0㎟x1조¦ STP Cat.5E 4Px1조¦ CROSS AISLE CABLE¦ CROSS AISLE CABLE¦ AGM 8형 (No.18)¦ AGM 8형 (No.19)¦ AGM 8형 (No.20)¦ AGM 10/11형 (No.21)¦ AGM 12형 (No.22)¦ STP Cat.5E 4Px1조¦ STP Cat.5E 4Px1조¦ STP Cat.5E 4Px1조¦ AGM 8형 (No.8)¦ AGM 6형 (No.7)¦ AGM 8형 (No.9)¦ AGM 8형 (No.10)¦ AGM 8형 (No.11)¦ AGM 10/11형 (No.12)¦ AGM 12형 (No.13) (HUB)¦ AGM 8형 (No.15)¦ CROSS AISLE CABLE¦ CROSS AISLE CABLE¦ CROSS AISLE CABLE¦ CROSS AISLE CABLE¦ CROSS AISLE CABLE¦ CROSS AISLE CABLE¦ CROSS AISLE CABLE¦ CROSS AISLE CABLE¦ CROSS AISLE CABLE¦ CROSS AISLE CABLE¦ CROSS AISLE CABLE¦ STP Cat.5E 4Px1조¦ FR-CV 3C/6.0㎟x1조¦ FR-CV 3C/6.0㎟x1조¦ STP Cat.5E 4Px1조¦ STP Cat.5E 4Px1조¦ STP Cat.5E 4Px1조¦ STP Cat.5E 4Px1조¦ STP Cat.5E 4Px1조¦ STP Cat.5E 4Px1조¦ STP Cat.5E 4Px1조¦ STP Cat.5E 4Px1조¦ STP Cat.5E 4Px1조¦ CROSS AISLE CABLE¦ CROSS AISLE CABLE¦ CROSS AISLE CABLE¦ 913정거장 AFC CABLE WIRING DIAGRAM (2/2) (환승구간) (철거)¦ 913정거장 AFC CABLE WIRING DIAGRAM (2/2) (환승구간) (철거)¦ S = NONE¦ NONE¦ 지하철 913정거장¦ 선유도¦ 당산¦ 국회의사당¦ T¦ 1¦ 0¦ 0¦ 1¦ 0¦ 2¦ 6¦ 5¦ 0¦ 1¦
| 1단계_정거장 - 복사본 | 1단계_정거장 - 복사본 | 046. T7005034-003 902정거장 CCTV,TDI,시계설비 지하1층신설평면도(3-3).dwg | AD¦ AD¦ AD¦ AD¦ AD¦ AD¦ 배기¦ EPS¦ PS¦ PS¦ UP¦ DN¦ ST¦ ST¦ ST¦ ST¦ AUTO FILLTER실¦ 26¦ X¦ 25¦ X¦ 24¦ X¦ 23¦ X¦ 22¦ X¦ 21¦ X¦ 20¦ X¦ 19¦ X¦ 18¦ X¦ 17¦ X¦ 15¦ X¦ 예비실¦ 물탱크실¦ 냉각탑실¦ 공조기계실¦ X¦ 16¦ 2750¦ 1200¦ 6775¦ 725¦ 7500¦ 7500¦ 7500¦ 7500¦ 7500¦ 7500¦ 7500¦ 7500¦ 7500¦ 7500¦ 7500¦ 00¦ Y¦ 01¦ Y¦ 02¦ Y¦ 03¦ Y¦ Y¦ 04¦ C¦ P¦ T¦ P¦ P¦ PB(150X150X100)¦ PB(150X150X100)¦ P¦ UP TO 지상층¦ PB(150X150X100)¦ (16)5C-HFBT(TV)¦ 25P¦ PB(200X200X100)¦ (16)HIV1.2X2¦ (16)HIV1.2X3¦ (16)HIV1.2X5¦ C¦ DOWN TO B1¦ X¦ 26¦ X¦ 25¦ 지상층¦ 11790¦ 8840¦ 9020¦ 37800¦ 8150¦ 지하철 902정거장¦ 김포공항¦ 공항시장¦ 1/400¦ S = 1/400¦ 개화¦ 902정거장 CCTV,TDI,시계설비 지하1층 신설평면도(3/3)¦ S = 1/400¦ 902정거장 CCTV,TDI,시계설비 지하1층 ¦ 신설평면도(3/3)¦ T¦ 7¦ 0¦ 0¦ 5¦ 0¦ 3¦ 4¦ 0¦ 0¦ 3¦ CCTV(기존동축활용)¦
| 1단계_정거장 - 복사본 | 1단계_정거장 - 복사본 | 056. T9103066-006 915정거장 AFC설비 지하2층 장비배치도 (환승구간) (철거).dwg | \A1;8,600¦ \A1;8,600¦ \A1;24,800¦ \A1;7,500¦ \A1;7,500¦ \A1;4,900¦ \A1;4,900¦ \A1;82,500¦ \A1;165,500¦ \A1;5,000¦ \A1;83,000¦ \A1;27,900¦ \A1;6,000¦ \A1;5,000¦ \A1;4,900¦ \A1;6,000¦ \A1;6,000¦ \A1;5,500¦ \A1;7,400¦ \A1;5,000¦ \A1;7,400¦ \A1;6,000¦ \A1;5,000¦ \A1;5,000¦ \A1;5,000¦ \A1;5,000¦ \A1;5,000¦ \A1;5,000¦ \A1;5,000¦ \A1;5,000¦ \A1;5,000¦ \A1;5,360¦ \A1;6,000¦ \A1;6,690¦ \A1;6,150¦ \A1;5,000¦ \A1;5,000¦ \A1;5,000¦ \A1;5,000¦ \A1;5,000¦ \A1;5,000¦ \A1;5,000¦ \A1;5,000¦ \A1;5,000¦ \A1;5,000¦ \A1;5,000¦ \A1;5,000¦ 2-3¦ \A1;200¦ \A1;200¦ \A1;200¦ \A1;200¦ \A1;200¦ \A1;200¦ \A1;900¦ \A1;600¦ \A1;600¦ \A1;600¦ \A1;200¦ \A1;200¦ \A1;200¦ \A1;200¦ \A1;200¦ \A1;200¦ \A1;900¦ \A1;600¦ \A1;600¦ \A1;600¦ \A1;200¦ \A1;200¦ \A1;200¦ \A1;200¦ \A1;329¦ \A1;235¦ 9호선¦ 5호선¦ (신설)¦ (기존)¦ 9호선¦ (신설)¦ STA.17km195.823¦ 915 정거장¦ Y06¦ Y05¦ Y03¦ Y02¦ Y01¦ Y00¦ Y04¦ X-05¦ X-04¦ X-03¦ X-02¦ X-01¦ X00¦ X01¦ X02¦ X03¦ X04¦ X05¦ X06¦ X07¦ X08¦ X09¦ X10¦ X11¦ X12¦ X13¦ X14¦ X15¦ X16¦ X17¦ X18¦ X19¦ X20¦ X21¦ X22¦ X23¦ X24¦ X25¦ X26¦ X27¦ X28¦ X29¦ X30¦ X31¦ UP¦ UP¦ UP¦ 5호선정화조¦ UP¦ UP¦ 기존5호선 연결¦ 기존5호선 연결¦ UP¦ UP¦ UP¦ 창 고 5,6¦ 장애인화장실¦ 창 고 1¦ %%P0¦ B203¦ 승강장¦ %%P0¦ +70¦ B201¦ 창 고 2¦ %%P0¦ B203¦ 화장실¦ -100¦ +70¦ B205¦ -100¦ +70¦ B205¦ -100¦ B207¦ PSD기계실¦ %%P0¦ +70¦ B204¦ 승강장¦ %%P0¦ +70¦ B201¦ PSD기계실¦ %%P0¦ +70¦ B204¦ 승강장¦ %%P0¦ +70¦ B201¦ +70¦ +70¦ +70¦ 9호선공사범위¦ 9호선공사범위¦ DN¦ 제연커튼설치¦ 제연커튼설치¦ 내부엘리베이터1¦ -¦ B202¦ -¦ 내부엘리베이터1¦ -¦ B202¦ -¦ 제연커튼설치¦ 제연커튼설치¦ 제연커튼설치¦ 제연커튼설치¦ 제연커튼설치¦ 제연커튼설치¦ 환승동선(5호선)¦ 환승동선(5호선)¦ 915정거장 AFC설비 지하2층 장비배치도 (환승구간) (철거)¦ AAM¦ UP¦ UP¦ 기존5호선 연결¦ 기존5호선 연결¦ 12형¦ 10-1형¦ 8형¦ 8형¦ 8형¦ 6형¦ 6형¦ 8형¦ 8형¦ 8형¦ 10-1형¦ 12형¦ AAM¦ AAM¦ AAM¦ AAM¦ AAM¦ Group1¦ Group2¦ 건축분야 휀스 신설¦ 건축분야 휀스 신설¦ AAM¦ 건축분야 휀스 신설¦ 건축분야 휀스 신설¦ AAM¦ 건축분야 휀스 신설¦ 건축분야 휀스 신설¦ 건축분야 휀스 신설¦ 건축분야 휀스 신설¦ 915정거장 AFC설비 지하2층 장비배치도 (철거)¦ NONE¦ 지하철 915정거장¦ 국회의사당¦ 여의도¦ 샛강¦ T¦ 9¦ 1¦ 0¦ 3¦ 0¦ 6¦ 6¦ 6¦ 0¦ 0¦ S = NONE¦
| 1단계_정거장 - 복사본 | 1단계_정거장 - 복사본 | 047. T7009934-002 912정거장 출입통제설비 지하2층 평면도 (1_2).dwg | C/R¦ CONSOLE¦ P¦ P¦ \A1;2,400¦ \A1;30,700¦ \A1;12,950¦ \A1;2,400¦ \A1;12,950¦ \A1;78,750¦ \A1;3,750¦ \A1;7,500¦ \A1;7,500¦ \A1;7,500¦ \A1;6,000¦ \A1;4,000¦ \A1;7,500¦ \A1;5,000¦ \A1;5,000¦ \A1;5,000¦ \A1;5,000¦ \A1;5,000¦ \A1;5,000¦ \A1;5,000¦ \A1;5,000¦ \A1;5,000¦ \A1;5,000¦ \A1;5,000¦ \A1;20,000¦ \A1;37,750¦ \A1;41,000¦ MATCH LINE DWG No. "S1-TA-S12-DB-021-0"¦ KEY PLAN¦ X07¦ X08¦ X09¦ X11¦ X12¦ X15¦ X16¦ X10¦ X13¦ X14¦ X17¦ X20¦ X21¦ X18¦ X19¦ X22¦ X23¦ X24¦ Y00¦ Y02¦ Y03¦ Y06¦ Y04¦ DN¦ DN¦ 이동통신기계실¦ 용역원 대기실¦ 비상전원실¦ 전기실¦ 안전관리실¦ 변전실 ¦ 운영원대기실¦ 복 도¦ CO2실¦ 공조기계실1¦ CO2실¦ NOTE¦ 1. 광케이블, 전원/접지케이블 (OF-SM-4Core, CV 3C/2.5㎟)¦ 3. 승강장 ANT설치위치: 열차 진행방향 정거장 시종점부에 설치¦ 2. 광케이블, 전원/접지케이블 (OF-SM-8Core, CV 3C/2.5㎟)¦ {\C7; 통신\P기계실}¦ 13K590¦ (차량기지방향)¦ 4C¦ 14K000¦ (강남방향)¦ 4C¦ (16) UTP Cat.5E 4Px2조 (출입통제)¦ (16) UTP Cat.5E 4Px2조 (출입통제)¦ (16) UTP Cat.5E 4Px2조 (출입통제)¦ UTP Cat.5E 4Px4조 (출입통제)¦ (16) UTP Cat.5E 4Px4조 (출입통제)¦ UTP Cat.5E 4Px6조 (출입통제)¦ 912정거장 출입통제설비 지하2층 평면도 (1/2)¦ 912정거장 출입통제설비 지하2층 평면도 (1/2)¦ S = 1 / 400¦ 1/400¦ 지하철 912정거장¦ 신목동¦ 선유도¦ 당산¦ T¦ 7¦ 0¦ 0¦ 9¦ 9¦ 3¦ 4¦ 0¦ 0¦ 2¦
| 1단계_정거장 - 복사본 | 1단계_정거장 - 복사본 | 070. T9103038-019 행선안내 표시기 외형도.dwg | \A1;139¦ \A1;633¦ \A1;100¦ \A1;832¦ \A1;2,671¦ \A1;88¦ \A1;819¦ \A1;819¦ \A1;819¦ \A1;126¦ \A1;88¦ \A1;2,671¦ \A1;131¦ \A1;131¦ \A1;602¦ \A1;340¦ \A1;340¦ \A1;131¦ \A1;131¦ \A1;90°¦ \A1;214¦ \A1;79¦ \A1;756¦ \A1;121¦ \A1;100¦ \A1;121¦ \A1;1,210¦ \A1;151¦ \A1;101¦ -¦ T¦ 0¦ 0¦ 0¦ 0¦ 0¦ 0¦ 0¦ 0¦ 0¦ 0¦ 공통¦ 1. 도장 색상 : Dark Gray¦ NOTE¦ 2. 표시기 Weight : 약 200 Kg¦ 경첩¦ Top View¦ Front View¦ \A1;180¦ \A1;180¦ \A1;180¦ \A1;180¦ Right View¦ 40" LCD¦ 행선안내 표시기 외형도¦ 행선안내 표시기 외형도¦ S = NONE¦ NONE¦ 공통¦ T¦ 9¦ 1¦ 0¦ 3¦ 0¦ 3¦ 8¦ 0¦ 1¦ 9¦ \A1;1,121¦ \A1;139¦
| 1단계_정거장 - 복사본 | 1단계_정거장 - 복사본 | 055. T7005034-012 902정거장 CCTV,TDI,시계설비 지하4층신설평면도(3-3).dwg | 창고¦ 20¦ X¦ 19¦ X¦ 18¦ X¦ 17¦ X¦ X¦ 20¦ X¦ 21¦ X¦ 22¦ X¦ 23¦ X¦ 24¦ X¦ 25¦ X¦ 26¦ 발매기실/매표소-1¦ 발매기실/매표소-2¦ 대 합 실¦ -3¦ 7500¦ 7500¦ 7500¦ 7500¦ 7500¦ 7500¦ 7500¦ 7500¦ 7500¦ 00¦ Y¦ 01¦ Y¦ 02¦ Y¦ 03¦ Y¦ 3550¦ 8240¦ 9020¦ 8840¦ 26100¦ AMP¦ P¦ A¦ P¦ P¦ PB(400X400X300)¦ P¦ P¦ P¦ PB(400X400X300)¦ B¦ A¦ B¦ C¦ PB(500X500X300)¦ PB(500X500X300)¦ C¦ M¦ M¦ (22)5C-2VX2(MONITOR)¦ (22)CPEV 5P/.65(M.CON)¦ (22)CV 3.5 /2C(M.POW)¦ (16)5C-2V(CCTV)¦ (36)CV 3.5 /2CX2(C.POW)¦ C¦ PB(500X500X300)¦ UP TO B3¦ E¦ C¦ AMP¦ UP TO B3¦ F¦ PB(500X500X300)¦ P¦ INT¦ C¦ (16)UTP CAT.5 4P(INT)¦ PB(200X200X100)¦ (16)HIV1.2X3(SP)¦ (16)HIV1.2X3(SP)¦ (36)CV3.5 /2CX2(TDI POW)¦ (16)UTP CAT.5 4PX2(TDI 정보)¦ (28)UTP CAT.5 25P(9호선 매표소 B4-1)¦ (16)HIV1.2X3(SP)¦ (16)HIV1.2X3(SP)¦ (36)CV3.5 /2CX2(TDI POW)¦ (22)UTP CAT.5 4PX4(TDI 정보)용 공관¦ HIV1.2X7(SP)¦ DUCT (450X100)¦ UP TO B3¦ HIV1.2X7(SP)¦ D¦ (16)HIV1.2X2¦ (16)HIV1.2X3¦ (16)HIV1.2X4¦ (16)HIV1.2X6¦ ES.DN¦ ES.UP¦ ES.UP¦ ES.DN¦ 도심방향¦ PS¦ PS¦ PS¦ PS¦ EPS¦ PS¦ PS¦ DN¦ UP¦ ST¦ ST¦ ST¦ ST¦ 광복합케이블2조(통신TRAY):해외지급분¦ C/R¦ C/R¦ (36)OFMM 12COREX2(TDI 정보)용 공관¦ CV3.5 /2CX2(TDI POW)¦ UTP CAT.5 4PX4(TDI 정보)용 공관¦ OFMM 12COREX2(TDI 정보)용 공관¦ 승강장2¦ 게이트2¦ 발매기2¦ 하행 모니터¦ (22)FR-CV-3C/4.0㎟x5(신설)¦ (16)OF-SM-8Cx5(난연)(신설)¦ (22)FR-CV-3C/4.0㎟x7(신설)¦ (16)OF-SM-8Cx7(난연)(신설)¦ (16) OF-SM-8Core(난연)x1조 (모니터)(신설)¦ (28) FR-CV 3C/4.0㎟x1조 (모니터POWER)(신설) ¦ FR-CV-3C/4.0㎟x8(신설)¦ OF-SM-8Cx8(난연)(신설)¦ OF-SM-8Core(난연)x1조 (모니터)(신설)¦ FR-CV 3C/4.0㎟x1조 (모니터POWER)(신설) ¦ A¦ B¦ C¦ D¦ E¦ DUCT (450X100)¦ UP TO B3¦ F¦ OF-MM-12Core(난연)x2조 (TDI)(기존활용)¦ CV-3.5 12C X2조(TDI POWER)(기존활용)¦ (54)OF-MM-12Core(난연)x2조 (TDI)(기존활용)¦ (36)CV-3.5 12C X2조(TDI POWER)(기존활용)¦ (54)OF-MM-12Core(난연)x2조 (TDI)(기존활용)¦ (36)CV-3.5 12C X2조(TDI POWER)(기존활용)¦ 지하철 902정거장¦ 김포공항¦ 공항시장¦ 1/400¦ S = 1/400¦ 개화¦ 902정거장 CCTV,TDI,시계설비 지하4층 신설평면도(3/3)¦ S = 1/400¦ 902정거장 CCTV,TDI,시계설비 지하4층 ¦ 신설평면도(3/3)¦ T¦ 7¦ 0¦ 0¦ 5¦ 0¦ 3¦ 4¦ 0¦ 1¦ 2¦ CCTV(기존동축활용)¦
| 1단계_정거장 - 복사본 | 1단계_정거장 - 복사본 | 068. T7009934-007 903정거장 출입통제설비 지하2층 철거 평면도-1.dwg | P¦ KEY PLAN¦ \A1;7,500¦ \A1;4350¦ \A1;4350¦ \A1;7450¦ \A1;23600¦ \A1;7450¦ \A1;5,000¦ \A1;5,000¦ \A1;5,000¦ \A1;5,000¦ \A1;5,000¦ \A1;5,000¦ \A1;7,500¦ \A1;7,500¦ \A1;7,500¦ \A1;7,500¦ \A1;7,500¦ \A1;7,500¦ 운영원대기실¦ CO2 실¦ 비상 전원실¦ 전 기 실¦ 정 화 조¦ 변 전 실¦ (16) UTP Cat.5E 4Px2조 (출입통제)¦ (16) UTP Cat.5E 4Px2조 (출입통제)¦ (16) UTP Cat.5E 4Px2조 (출입통제)¦ (16) UTP Cat.5E 4Px2조x2 (출입통제)¦ MATCH LINE DWG No. "S1-TA-S03-DB-028-1.dwg"¦ (16) UTP Cat.5E 4Px2조 (출입통제)¦ 903정거장 출입통제설비 지하2층 철거 평면도 (1/2)¦ S = 1 / 400¦ Y03¦ Y04¦ Y02¦ Y01¦ Y00¦ X12¦ X13¦ X11¦ X10¦ X09¦ X08¦ X07¦ X06¦ X05¦ X04¦ X03¦ X02¦ X01¦ X00¦ 903정거장 출입통제설비 지하2층 철거 평면도 (1/2)¦ 1 / 400¦ 지하철 903정거장¦ 김포공항¦ 공항시장¦ 신방화¦ T¦ 7¦ 0¦ 0¦ 9¦ 9¦ 3¦ 4¦ 7¦ 0¦ 0¦ P¦ C/R¦
| 1단계_정거장 - 복사본 | 1단계_정거장 - 복사본 | 033. T7005034-004 910정거장 CCTV,TDI,시계설비 지하2층 신설평면도 (2_2).dwg | G¦ P¦ \A1;520¦ \A1;7,711¦ \A1;7,709¦ \A1;520¦ \A1;3,730¦ \A1;3,729¦ \A1;8,231¦ \A1;8,229¦ \A1;3,730¦ \A1;11,960¦ \A1;11,959¦ \A1;23,919¦ \A1;5,000¦ \A1;5,000¦ \A1;5,000¦ \A1;5,000¦ \A1;5,000¦ \A1;5,000¦ \A1;5,000¦ \A1;5,000¦ \A1;5,000¦ \A1;7,500¦ \A1;7,500¦ \A1;20,000¦ \A1;32,500¦ TRAY (300x100)¦ UTP CAT.5E 25Px1조 (CONSOLE)¦ UTP CAT.5E 4Px4조 (CONSOLE)¦ FR-CV 3C/6.0㎟x1조 (LSE POWER)¦ UTP Cat.5E 4Px2조 (CL POWER)(신설)¦ F-CV 3C/2.5㎟x1조 (공간화상)(기존활용)¦ OF- SM-4Cx1조 (공간화상)(기존활용)¦ UTP Cat.5E4Px15조 (CAMERA)(신설)¦ OF-SM-8C(난연)x10조(신설) ¦ FR-CV 3C/4.0㎟x10조(신설) ¦ OF-SM-8C(난연)x2조(승강장모니터)(신설) ¦ FR-CV 3C/4.0㎟x2조(승강장모니터)(신설) ¦ KEY PLAN¦ MATCH LINE DWG No. "S1-TA-S10-DB-019-0"¦ ELE-8¦ ELE-7¦ P-3¦ P-5¦ P-6¦ (P28:400x400x200)¦ (P27:400x400x200)¦ (P24:400x400x200)¦ (P23:200x200x100)¦ (P22:200x200x100)¦ (P21:400x400x200)¦ (P26:200x200x100)¦ (P25:400x400x200)¦ (P29:200x200x100)¦ A¦ Y-00¦ Y-01¦ Y-05¦ Y-06¦ Y-03¦ X21¦ X22¦ X23¦ X24¦ X25¦ X26¦ X27¦ X20¦ X19¦ X18¦ X17¦ X16¦ X15¦ X13¦ X14¦ 7,500¦ 7,500¦ 7,500¦ 3,750¦ 33,750¦ UP¦ 올라감¦ UP¦ 올라감¦ 창고1¦ 승강장¦ 창고2¦ 승강장¦ 내부엘리베이터2¦ 내부엘리베이터1¦ 배수 펌프실¦ 910 정거장¦ STA.11km750.167¦ NOTE¦ 1. 광케이블, 전원/접지케이블 (OF-SM-4Core, CV 3C/2.5㎟)¦ 3. 승강장 ANT설치위치: 열차 진행방향 정거장 시종점부에 설치¦ 2. 광케이블, 전원/접지케이블 (OF-SM-8Core, CV 3C/2.5㎟)¦ vmh¦ vmh¦ vmh¦ vmh¦ vmh¦ (28) UTP Cat.5E4Px4조 (CAMERA)¦ TRAY (900x150)¦ UP TO 지하1층¦ TRAY (900x150)¦ UP TO 지하1층¦ (16) UTP Cat.5E4Px1조 (CAMERA)¦ (16) UTP Cat.5E4Px1조 (CAMERA)¦ (16) UTP Cat.5E4Px1조 (CAMERA)¦ A¦ (16) UTP Cat.5E4Px1조 (CAMERA)¦ OF-SM-8C(난연)x4조(CAMERA) ¦ FR-CV 3C/4.0㎟x4조(CAMERA) ¦ (36) OF-SM-8C(난연)x4조(CAMERA) ¦ (36) FR-CV 3C/4.0㎟x4조(CAMERA) ¦ OF-SM-8C(난연)x3조(CAMERA) ¦ FR-CV 3C/4.0㎟x3조(CAMERA) ¦ (28) OF-SM-8C(난연)x2조(CAMERA) ¦ (28) FR-CV 3C/4.0㎟x2조(CAMERA) ¦ (16) OF-SM-8C(난연)x1조(CAMERA) ¦ (16) FR-CV 3C/4.0㎟x1조(CAMERA) ¦ (16) OF-SM-8C(난연)x1조(CAMERA) ¦ (16) FR-CV 3C/4.0㎟x1조(CAMERA) ¦ (16) OF-SM-8Core(난연)x1조 (모니터)(신설)¦ (28) FR-CV 3C/4.0㎟x1조 (모니터POWER)(신설) ¦ (16) OF-SM-8Core(난연)x1조 (모니터)(신설)¦ (28) FR-CV 3C/4.0㎟x1조 (모니터POWER)(신설) ¦ (16) OF-SM-8Core(난연)x1조 (모니터)(신설)¦ (28) FR-CV 3C/4.0㎟x1조 (모니터POWER)(신설) ¦ OF-SM-8Core(난연)x1조 (모니터)(신설)¦ FR-CV 3C/4.0㎟x1조 (모니터POWER)(신설) ¦ OF-SM-8Core(난연)x1조 (모니터)(신설)¦ FR-CV 3C/4.0㎟x1조 (모니터POWER)(신설) ¦ (16) UL 2919-AMESB 24AWG 4Px1조 (TDI)¦ (28) FR-CV 3C/4.0㎟x1조 (TDI POWER)¦ (28) FR-CV 3C/4.0㎟x1조 (TDI POWER)¦ (16) UL 2919-AMESB 24AWG 4Px1조 (TDI)¦ (16) UTP Cat.5E 4Px2조 (TDI)¦ (28) OF-MM-12Core(난연)x1조 (TDI)¦ (16) UTP Cat.5E 4Px2조 (TDI)¦ (28) OF-MM-12Core(난연)x1조 (TDI)¦ (16) UL 2919-AMESB 24AWG 4Px1조 (TDI)¦ (28) FR-CV 3C/4.0㎟x1조 (TDI POWER)¦ (16) UTP Cat.5E 4Px2조 (TDI)¦ (28) OF-MM-12Core(난연)x1조 (TDI)¦ (16) UL 2919-AMESB 24AWG 4Px1조 (TDI)¦ (28) FR-CV 3C/4.0㎟x1조 (TDI POWER)¦ (16) UTP Cat.5E 4Px2조 (TDI)¦ (28) OF-MM-12Core(난연)x1조 (TDI)¦ 지하철 910정거장¦ 등촌¦ 염창¦ 신목동¦ 1/400¦ S = 1 / 400¦ 910정거장 CCTV,TDI,시계설비 지하2층 신설평면도(2/2)¦ 910정거장 CCTV,TDI,시계설비 지하2층¦ 신설평면도(2/2)¦ T¦ 7¦ 0¦ 0¦ 5¦ 0¦ 3¦ 4¦ 0¦ 0¦ 4¦ CCTV(기존동축활용)¦ P¦
| 1단계_정거장 - 복사본 | 1단계_정거장 - 복사본 | 036. T7005034-007 904정거장 CCTV,TDI,시계설비 지하2층 철거평면도(1_2).dwg | G¦ P¦ KEY PLAN¦ A¦ \A1;7500¦ \A1;10681¦ \A1;11638¦ \A1;10681¦ \A1;5680¦ \A1;1061¦ \A1;9620¦ \A1;12600¦ \A1;11400¦ \A1;22800¦ \A1;11400¦ \A1;12600¦ \A1;48000¦ ELEV-6¦ ELEV-8¦ (28) FR-CV 3C/4.0㎟x1조 (TDI POWER)¦ (16) UL 2919-AMESB 24AWG 4Px1조 (TDI)¦ (16) ECX 5C-2Vx1조 (CAMERA)(기존활용)¦ (16) ECX 5C-2Vx1조 (CAMERA)(기존활용)¦ TRAY (600x150)¦ ECX 5C-2Vx3조 (CAMERA)(기존활용)¦ UL 2919-AMESB 24AWG 4Px2조 (TDI)¦ FR-CV 3C/4.0㎟x2조 (TDI POWER)¦ UP TO 지하1층¦ FR-CV 3C/4.0㎟x2조 (TDI POWER)¦ UL 2919-AMESB 24AWG 4Px2조 (TDI)¦ ECX 5C-2Vx3조 (CAMERA)(기존활용)¦ TRAY (600x150)¦ UP TO 지하1층¦ MATCH LINE DWG No. "S1-TA-S04-DB-020-1.dwg"¦ (36) FR-CV 3C/4.0㎟x2조 (TDI POWER)¦ (28) UL 2919-AMESB 24AWG 4Px2조 (TDI)¦ A¦ (28) ECX 5C-2Vx3조 (CAMERA)(기존활용)¦ (P14:100x100x100)¦ P-1¦ P-3¦ B¦ (16) ECX 5C-2Vx1조 (CAMERA)(기존활용)¦ B¦ (36) FR-CV 3C/4.0㎟x2조 (TDI POWER)¦ (28) ECX 5C-2Vx3조 (CAMERA)(기존활용)¦ (28) UL 2919-AMESB 24AWG 4Px2조 (TDI)¦ UP¦ X-03¦ X-02¦ X-01¦ X00¦ X01¦ X02¦ X03¦ X04¦ X05¦ X06¦ X07¦ 7,200¦ 7,500¦ 7,500¦ 7,500¦ 7,500¦ 7,500¦ 7,500¦ 7,500¦ 7,500¦ Y-01¦ Y00¦ Y02¦ Y04¦ Y01¦ Y03¦ Y05¦ UP¦ UP¦ UP¦ 공조기계실-2¦ 승 강 장¦ 승 강 장¦ 정화조¦ 창 고¦ 창 고¦ PSD 기계실¦ PSD 기계실¦ X08¦ X09¦ X10¦ X11¦ (16) UTP Cat.5E 4Px2조 (TDI)¦ (28) OF-MM-12Core(난연)x1조(TDI)¦ UTP Cat.5E 4Px4조 (TDI)¦ OF-MM-12Core(난연)x2조(TDI)¦ UTP Cat.5E 4Px4조 (TDI)¦ OF-MM-12Core(난연)x2조(TDI)¦ (22) UTP Cat.5E 4Px4조 (TDI)¦ (28)x2 OF-MM-12Core(난연)x1조x2 (TDI)¦ (22) UTP Cat.5E 4Px4조 (TDI)¦ (28)x2 OF-MM-12Core(난연)x1조x2 (TDI)¦ P¦ P¦ NOTE¦ 1. 광케이블, 전원/접지케이블 (OF-SM-4Core, CV 3C/2.5㎟)¦ 2. 승강장 ANT설치위치: 열차 진행방향 정거장 시종점부에 설치¦ 2. 광케이블, 전원/접지케이블 (OF-SM-8Core, CV 3C/2.5㎟)¦ 본선 TRAY 이용¦ OF-SM-8Cx1조 [공간화상)(철거)¦ F-CV 3C/2.5㎟x1조 (공간화상)(철거)¦ (28) OF-SM-8Cx1조 [공간화상)(철거)¦ (28) F-CV 3C/2.5㎟x1조 (공간화상)(철거)¦ (28) OF-SM-8Cx1조 [공간화상)(철거)¦ (28) F-CV 3C/2.5㎟x1조 (공간화상)(철거)¦ OF-SM-8Cx1조 [공간화상)(철거)¦ F-CV 3C/2.5㎟x1조 (공간화상)(철거)¦ OF-SM-4Cx1조 [공간화상)(철거)¦ F-CV 3C/2.5㎟x1조 (공간화상)(철거)¦ (28) OF-SM-4Cx1조 [공간화상)(철거)¦ (28) F-CV 3C/2.5㎟x1조 (공간화상)(철거)¦ (28) OF-SM-8Cx1조 [공간화상)(철거)¦ (28) F-CV 3C/2.5㎟x1조 (공간화상)(철거)¦ (28) FR-CV 3C/4.0㎟x1조 (TDI POWER)¦ (16) UL 2919-AMESB 24AWG 4Px1조 (TDI)¦ (16) UTP Cat.5E 4Px2조 (TDI)¦ (28) OF-MM-12Core(난연)x1조(TDI)¦ vmh¦ vmh¦ vmh¦ vmh¦ (철거)¦ 지하철 904정거장¦ 공항시장¦ 신방화¦ 마곡나루¦ 1/400¦ S = 1 / 400¦ 904정거장 CCTV,TDI,시계설비 지하2층 철거평면도(1/2)¦ 904정거장 CCTV,TDI,시계설비 지하2층¦ 철거평면도(1/2)¦ T¦ 7¦ 0¦ 0¦ 5¦ 0¦ 3¦ 4¦ 0¦ 0¦ 7¦ CCTV(기존동축활용)¦ P¦
| 1단계_정거장 - 복사본 | 1단계_정거장 - 복사본 | 066. T9103038-018 방송설비 설치 상세도.dwg | -¦ T¦ 0¦ 0¦ 0¦ 0¦ 0¦ 0¦ 0¦ 0¦ 0¦ 0¦ 공통¦ 천정형 스피커 취부상세도¦ ATTENUATOR¦ 3¦ ATTENUATOR¦ FRONT VIEW¦ 1¦ 0¦ 2¦ Wall¦ 벽부형 스피커 취부상세도¦ 컬럼형 스피커 취부상세도(벽부형)¦ 후강전선관¦ SPEAKER¦ NOTE¦ SPEAKER 외함 MATERIAL : SUS¦ Attenuator¦ 공통(COM) 백¦ 통상(N) 흑¦ 긴급(화재)¦ 일반(통상)¦ 긴급(R) 적¦ 1¦ Speaker¦ 0¦ 2¦ 3¦ ATTENUATOR 회로 구성도¦ \A1;245¦ \A1;96¦ \A1;135¦ 195¦ \A1;170¦ 방송설비 설치 상세도¦ 방송설비 설치 상세도¦ S = NONE¦ NONE¦ 공통¦ T¦ 9¦ 1¦ 0¦ 3¦ 0¦ 3¦ 8¦ 0¦ 1¦ 8¦
| 1단계_정거장 - 복사본 | 1단계_정거장 - 복사본 | 011. T1001026-007 903정거장 AFC SYSTEM DIAGRAM.dwg | ATVM¦ ATVM¦ 02¦ 01¦ 통신기계실¦ D/I MUX¦ I/F¦ S/W HUB¦ L-AFC-1-분전반¦ MAIN POWER¦ 접지단자함¦ CONTROL¦ EM.GATE¦ BOX¦ 안전관리실¦ BOX¦ DPC¦ COM¦ INTER¦ COMMS¦ S/W HUB¦ SMS¦ 화재¦ 수신반¦ AAM¦ 01¦ AGM8¦ AGM6¦ AGM8¦ AGM8¦ 01¦ 02¦ 03¦ 04¦ 06¦ AGM10¦ GROUND¦ 접지단자함¦ MAIN¦ (공통)¦ 변전실¦ AGM11¦ 07¦ 08¦ AGM12¦ 환급기¦ 01¦ 통신기계실¦ 분전반~AAM, AGM, SMS, ATVM, AIM¦ : IN USE¦ 접지반~AAM, AGM, SMS, ATVM¦ EM. GATE¦ MAIN GROUND¦ INTERCOM~ATVM, AAM¦ SMS(S/W HUB)~TOM, AGM, ATVM¦ D/I MUX(ROUTER)~SMS(S/W HUB)¦ NOTE¦ 화재수신반~DPC BOX¦ I/F¦ DPC¦ DPC SW~AGM(DPC)¦ : HFCO 3C/4.0㎟¦ : F-GV 4.0㎟¦ : FR-CV 2C/4.0㎟¦ : F-GV 50㎟¦ : UTP Cat.5E 4P¦ : FTP Cat.5E 4Px1조¦ : FTP Cat.5E 4Px1조¦ : UTP Cat.5E 4P¦ : Interface Unit¦ : Direct Power Control¦ : FR-CVVS 4C/2.5㎟¦ INTERCOM~EM.GATE¦ : UTP Cat.5E 4P¦ AGM8¦ 05¦ 903정거장 AFC SYSTEM DIAGRAM¦ NONE¦ 지하철 903정거장¦ 김포공항¦ 공항시장¦ 신방화¦ 903정거장 AFC SYSTEM DIAGRAM¦ S = NONE¦ T¦ 1¦ 0¦ 0¦ 1¦ 0¦ 2¦ 6¦ 0¦ 0¦ 7¦
| 1단계_정거장 - 복사본 | 1단계_정거장 - 복사본 | 031. T7005034-002 918정거장 CCTV,TDI,시계설비 지하1층 신설평면도 (2_2).dwg | {\C0;vmh}¦ P¦ \A1;56,300¦ \A1;3,800¦ \A1;7,500¦ \A1;7,500¦ \A1;5,000¦ \A1;5,000¦ \A1;5,000¦ \A1;5,000¦ \A1;5,000¦ \A1;5,000¦ \A1;5,000¦ \A1;5,000¦ \A1;5,000¦ \A1;5,000¦ \A1;5,000¦ \A1;5,000¦ \A1;5,000¦ \A1;5,000¦ \A1;5,000¦ \A1;5,000¦ \A1;30,150¦ \A1;11,300¦ \A1;7,550¦ \A1;11,300¦ \A1;9,600¦ \A1;3,550¦ \A1;4,000¦ \A1;42,500¦ \A1;200¦ L¦ TRAY (300x100)¦ UTP CAT.5E 25Px1조 (CONSOLE)¦ UTP CAT.5E 4Px4조 (CONSOLE)¦ FR-CV 3C/6.0㎟x1조 (LSE POWER)¦ UTP Cat.5E 4Px2조 (CL POWER)(신설)¦ F-CV 3C/2.5㎟x1조 (공간화상)(기존활용)¦ OF- SM-4Cx1조 (공간화상)(기존활용)¦ UTP Cat.5E4Px15조 (CAMERA)(신설)¦ OF-SM-8C(난연)x10조(신설) ¦ FR-CV 3C/4.0㎟x10조(신설) ¦ OF-SM-8C(난연)x2조(승강장모니터)(신설) ¦ FR-CV 3C/4.0㎟x2조(승강장모니터)(신설) ¦ C/R¦ E/V¦ KEY PLAN¦ X15¦ X16¦ X17¦ X18¦ X19¦ X20¦ X21¦ X22¦ X23¦ X24¦ X25¦ X26¦ X27¦ X28¦ X29¦ X30¦ X31¦ X32¦ X33¦ Y00¦ Y01¦ Y02¦ Y-01¦ Y03¦ Y03-1¦ UP¦ 공조기계실-2¦ 전 기 실¦ 비상전원실¦ CO2실-1¦ 변 전 실¦ 운영원대기실¦ 복도 -2¦ 연결통로¦ 외부출입구2¦ 방범셔터¦ UP¦ 외부엘리베이터 2¦ UP¦ 내부엘리베이터 3¦ 본동 지하도(기존)¦ (기존)¦ (기존)¦ CO2실-2¦ MATCH LINE DWG No. "S1-TA-S18-DB-017-0"¦ MATCH LINE¦ UP TO E/L¦ ES-3¦ ELEC-2¦ ELEC-1¦ (P18:200x200x100)¦ ELE-5¦ ELE-6¦ (P19:200x200x100)¦ (P21:200x200x100)¦ (P20:200x200x100)¦ B¦ A¦ MATCH LINE¦ P¦ P¦ 지하도1¦ 지하도2¦ ES-1[3]¦ NOTE¦ 1. 광케이블, 전원/접지케이블 (OF-SM-4Core, CV 3C/2.5㎟)¦ 2. 승강장 ANT설치위치: 열차 진행방향 정거장 시종점부에 설치¦ 2. 광케이블, 전원/접지케이블 (OF-SM-8Core, CV 3C/2.5㎟)¦ (P:200x200x100)¦ (P:200x200x100)¦ (P:200x200x100)¦ E/V¦ 지상E/L¦ ELE-11¦ ELE-12¦ C¦ C¦ D¦ E¦ 임대상가¦ A¦ B¦ (16) UTP Cat.5E4Px1조 (CAMERA)¦ DOWN TO 지하1층¦ TRAY (300x100)¦ TRAY (300x100)¦ DOWN TO 지하1층¦ UP TO 지상 E/L¦ C¦ D¦ E¦ (16) OF-SM-8C(난연)x1조(CAMERA) ¦ (16) FR-CV 3C/4.0㎟x1조(CAMERA) ¦ (36) OF-SM-8C(난연)x5조(CAMERA) ¦ (36) FR-CV 3C/4.0㎟x5조(CAMERA) ¦ (28) OF-SM-8C(난연)x2조(CAMERA) ¦ (28) FR-CV 3C/4.0㎟x2조(CAMERA) ¦ (16) OF-SM-8C(난연)x1조(CAMERA) ¦ (16) FR-CV 3C/4.0㎟x1조(CAMERA) ¦ (36) OF-SM-8C(난연)x5조(CAMERA) ¦ (36) FR-CV 3C/4.0㎟x5조(CAMERA) ¦ (28) OF-SM-8C(난연)x2조(CAMERA) ¦ (28) FR-CV 3C/4.0㎟x2조(CAMERA) ¦ (16) OF-SM-8C(난연)x1조(CAMERA) ¦ (16) FR-CV 3C/4.0㎟x1조(CAMERA) ¦ (16) OF-SM-8C(난연)x1조(CAMERA) ¦ (16) FR-CV 3C/4.0㎟x1조(CAMERA) ¦ (28) OF-SM-8C(난연)x2조(CAMERA) ¦ (28) FR-CV 3C/4.0㎟x2조(CAMERA) ¦ (16) OF-SM-8C(난연)x1조(CAMERA) ¦ (16) FR-CV 3C/4.0㎟x1조(CAMERA) ¦ (16) OF-SM-8C(난연)x1조(CAMERA) ¦ (16) FR-CV 3C/4.0㎟x1조(CAMERA) ¦ OF-SM-8C(난연)x10조(CAMERA) ¦ FR-CV 3C/4.0㎟x10조(CAMERA) ¦ OF-SM-8C(난연)x2조(CAMERA) ¦ FR-CV 3C/4.0㎟x2조(CAMERA) ¦ (28) OF-SM-8C(난연)x2조(CAMERA) ¦ (28) FR-CV 3C/4.0㎟x2조(CAMERA) ¦ 스피드돔¦ 스피드돔¦ (16) OF-SM-8C(난연)x1조(CAMERA) ¦ (16) FR-CV 3C/4.0㎟x1조(CAMERA) ¦ (16) OF-SM-8C(난연)x1조(CAMERA) ¦ (16) FR-CV 3C/4.0㎟x1조(CAMERA) ¦ (16) OF-SM-8C(난연)x1조(CAMERA) ¦ (16) FR-CV 3C/4.0㎟x1조(CAMERA) ¦ (16) OF-SM-8C(난연)x1조(CAMERA) ¦ (16) FR-CV 3C/4.0㎟x1조(CAMERA) ¦ (16) OF-SM-8C(난연)x1조(CAMERA) ¦ (16) FR-CV 3C/4.0㎟x1조(CAMERA) ¦ (16) OF-SM-8C(난연)x1조(CAMERA) ¦ (16) FR-CV 3C/4.0㎟x1조(CAMERA) ¦ (28) OF-SM-8C(난연)x2조(CAMERA) ¦ (28) FR-CV 3C/4.0㎟x2조(CAMERA) ¦ (16) OF-SM-8C(난연)x1조(CAMERA) ¦ (16) FR-CV 3C/4.0㎟x1조(CAMERA) ¦ (28) OF-SM-8C(난연)x2조(CAMERA) ¦ (28) FR-CV 3C/4.0㎟x2조(CAMERA) ¦ (28) OF-SM-8C(난연)x2조(CAMERA) ¦ (28) FR-CV 3C/4.0㎟x2조(CAMERA) ¦ (28) OF-SM-8C(난연)x2조(CAMERA) ¦ (28) FR-CV 3C/4.0㎟x2조(CAMERA) ¦ (36) OF-SM-8C(난연)x6조(CAMERA) ¦ (36) FR-CV 3C/4.0㎟x6조(CAMERA) ¦ {\C0;vmh}¦ {\C0;vmh}¦ (16) OF-SM-8C(난연)x1조(CAMERA) ¦ (16) FR-CV 3C/4.0㎟x1조(CAMERA) ¦ 지하철 918정거장¦ 노량진¦ 노들¦ 중앙대입구¦ 1/400¦ S = 1 / 400¦ 918정거장 CCTV,TDI,시계설비 지하1층 신설평면도(2/2)¦ 918정거장 CCTV,TDI,시계설비 지하1층¦ 신설평면도(2/2)¦ T¦ 7¦ 0¦ 0¦ 5¦ 0¦ 3¦ 4¦ 0¦ 0¦ 2¦ CCTV(기존동축활용)¦ P¦
| 1단계_정거장 - 복사본 | 1단계_정거장 - 복사본 | 060. T7005034-017 902정거장 CCTV,TDI,시계설비 지하2층철거평면도(2-3).dwg | FREE AREA¦ 정화조¦ 발매기실-2¦ 역무실/매표소-2¦ 발매기실-1¦ 역무실/매표소-1¦ PAID AREA¦ PAID AREA¦ ES.DN¦ ES.UP¦ ES.DN¦ ES.UP¦ DN¦ DN¦ UP¦ UP¦ UP¦ UP¦ DN¦ DN¦ ES.UP¦ ES.DN¦ ES.UP¦ ES.DN¦ ES.UP¦ ES.DN¦ ES.UP¦ ES.DN¦ DN¦ ES.UP¦ ES.DN¦ UP¦ 5호선환승통로¦ 장애인용 ¦ ELEV.¦ 04¦ Y¦ Y¦ 03¦ Y¦ 02¦ Y¦ 01¦ Y¦ 00¦ 00¦ X¦ 01¦ X¦ 02¦ X¦ 03¦ X¦ 04¦ 05¦ X¦ 06¦ X¦ 07¦ X¦ 08¦ X¦ 09¦ X¦ 10¦ X¦ 11¦ X¦ 12¦ X¦ 13¦ X¦ X¦ 7500¦ 7500¦ 97,500¦ 7500¦ 7500¦ 7500¦ 7500¦ 7500¦ 7500¦ 7500¦ 7500¦ 7500¦ 7500¦ 7500¦ C¦ 37800¦ 11790¦ 8840¦ 5800¦ 3600¦ 5590¦ 9020¦ 3430¦ 8150¦ P¦ P¦ P¦ P¦ C¦ C¦ C¦ C¦ H¦ PB(400X400X300)¦ H¦ PB(400X400X300)¦ H¦ PB(600X600X400)¦ C¦ P¦ DOWN TO B3¦ (16)5C-2V(CCTV)¦ (36)CV 3.5 /2CX2(C.POW)¦ G¦ F¦ PB(150X150X100)¦ (16)5C-2V(CCTV)¦ (36)CV 3.5 /2CX2(C.POW)¦ (16)5C-2V(CCTV)¦ (22)CV 3.5 /2C(C.POW)¦ E¦ DOWN TO B3¦ D¦ P¦ P¦ C¦ C¦ (16)5C-2V(CCTV)¦ (22)CV 3.5 /2C(C.POW)¦ UP TO B1¦ UP TO B1¦ P¦ PB(600X600X400)¦ C¦ (16)5C-2V(CCTV)¦ (22)CV 3.5 /2C(C.POW)¦ UP TO B1¦ C¦ UP TO B1¦ PB(150X150X100)¦ PB(200X200X200)¦ C¦ B¦ PB(200X200X200)¦ (28)UTP CAT.5 25P(9호선 매표소 B2)¦ C¦ A¦ AMP¦ AMP¦ C¦ (16)HIV1.2X2¦ (16)HIV1.2X3¦ (16)HIV1.2X5¦ (16)HIV1.2X6¦ UPTO B1 통신기계실(9호선)¦ C/R¦ C/R¦ UTP CAT.5 4Px4조(22C)¦ (16C)¦ UTP CAT.5 4Px2조¦ (16C)¦ UTP CAT.5 4Px10조(28C)¦ P¦ P¦ P¦ GV 14 x1(22C)¦ CV 5.5 /4C(22C)¦ OFMM 36CORE(50/125)x2조(36C)¦ UTP CAT.5 50Px1(28C)¦ FIDS¦ PAN/TILT CAMERA(9호선)¦ 5C-2V(16C)¦ CV 3.5/3C(22C)¦ FR CVV-SB 1.5/10C(28C)¦ 게이트2¦ E/S-2¦ E/S-3¦ E/S-4¦ E/V-3¦ 게이트1¦ 발매기¦ 매표소¦ E/S-5¦ E/S-6¦ CV 3.5 /2C(C.POW)(철거)¦ 5C-2VX2(CCTV)¦ 5C-2VX3(CCTV)¦ CV 3.5 /2C(C.POW)(철거)¦ (28)5C-2VX3(CCTV)¦ (22)CV 3.5 /2C(C.POW)(철거)¦ CV 3.5 /2CX2(C.POW)(철거)¦ 5C-2VX4(CCTV)¦ 5C-2VX17(CCTV)¦ CV 3.5 /2CX3(C.POW)(철거)¦ (36)CV 3.5 /2CX2(C.POW)(철거)¦ (28)5C-2VX4(CCTV)¦ (54X2)5C-2VX20(CCTV)¦ (42)CV 3.5 /2CX4(C.POW)(철거)¦ CV 3.5 /2CX4(C.POW)(철거)¦ 5C-2VX7(CCTV)¦ 5C-2VX23(CCTV)¦ CV 3.5 /2CX5(C.POW)(철거)¦ 5C-2VX2(MONITOR)(철거)¦ FR-CV 3C/4.0㎟x1조 (환승구게시기)(철거)¦ OF-MM-8Core(난연)x1조 (환승구게시기)(철거)¦ UP¦ UTP CAT.5 4PX2(INT)¦ HIV 1.2X4(SP)¦ DOWN TO B3¦ DUCT(300X100)¦ CPEV 5P/.65(M.CON)¦ CV 3.5 /2C(M.POW)¦ CPEV 5P/.65(KP)¦ VCT 2.0 /2C(KP POW)¦ UTP CAT.5 25P(공중전화 B3-1)¦ UTP CAT.5 4PX2(TDI 정보)¦ CV 3.5 /2CX2(TDI POW)¦ A¦ (16)IV 1.2X4(CL)(철거)¦ (28)UTP CAT.5 25P(9호선 매표소B2)¦ B¦ HIV 1.2X16(SP)¦ 5C-2VX4(MONITOR)¦ CPEV 5P/.65X2(M.CON)¦ CV 3.5 /2CX2(M.POW)¦ CPEV 5P/.65X2(KP)¦ VCT 2.0 /2CX2(KP POW)¦ UTP CAT.5 25PX2(공중전화 B3-2,B4)¦ UTP CAT.5 4PX4(TDI 정보)¦ CV 3.5 /2CX4(TDI POW)¦ 5C-HFBT(TV)¦ UTP CAT.5 4PX3(INT)¦ IV 1.2X4(CL)(철거)¦ UTP CAT.5 25PX5(9호선 예비실B3매표소 B3-1,2, B4-1,2) ¦ DOWN TO B3¦ DUCT(600X100)¦ D¦ (22)HIV 1.2X16(SP)¦ (28)5C-2VX4(MONITOR)¦ (28)CPEV 5P/.65X2(M.CON)¦ (36)CV 3.5 /2CX2(M.POW)¦ (28)CPEV 5P/.65X2(KP)¦ (36)VCT 2.0 /2CX2(KP POW)¦ (36)UTP CAT.5 25PX2(공중전화 B3-2,B4)¦ (22)UTP CAT.5 4PX4(TDI 정보)¦ (42)CV 3.5 /2CX4(TDI POW)¦ (16)5C-HFBT(TV)¦ (22)UTP CAT.5 4PX3(INT)¦ (16)IV 1.2X4(CL)(철거)¦ (42X2)UTP CAT.5 25PX6(9호선 매표소 B2,¦ 예비실B3, 매표소 B3-1,2, B4-1,2) ¦ E¦ (36)5C-2VX5(CCTV)¦ (22)CV 3.5 /2C(C.POW)¦ F¦ HIV 1.2X25(SP)¦ 5C-2VX6(MONITOR)¦ CPEV 5P/.65X3(M.CON)¦ CV 3.5 /2CX3(M.POW)¦ CPEV 5P/.65X3(KP)¦ VCT 2.0 /2CX3(KP POW)¦ UTP CAT.5 25PX3(공중전화 B3-1,B3-2,B4)¦ UTP CAT.5 4PX6(TDI 정보)¦ CV 3.5 /2CX6(TDI POW)¦ 5C-HFBT(TV)¦ UTP CAT.5 4PX5(INT)¦ IV 1.2X4(CL)(철거)¦ UTP CAT.5 25PX6(9호선 매표소 B2,¦ 예비실 B3, 매표소 B3-1,2, B4-1,2) ¦ IV 1.2X2(9호선 CL)(철거)¦ IV 2.0X2(9호선 CL.POW)(철거)¦ OFMM 36CORE(50/125)x2조(FIDS)¦ UTP CAT.5 50Px1(FIDS)¦ DOWN TO B1¦ DUCT(600X100)¦ G¦ FR CVV-SB 1.5/10CX2(PAN/TILT)¦ CV 3.5/3CX2(PAN/TILT)¦ 5C-2VX2(PAN/TILT)¦ UTP CAT.4 4PX6(공철 역무실)¦ UTP CAT.4 4PX2(공철 운전지급실)¦ (통신TRAY)OFMM 36CORE(50/125)x4조(FIDS)¦ (통신TRAY)UTP CAT.5 50Px2(FIDS)¦ FR CVV-SB 1.5/10C(PAN/TILT);해외지급¦ CV 3.5/3C(PAN/TILT)¦ 5C-2V(PAN/TILT)¦ UTP CAT.4 4PX6(공철 역무실)¦ UTP CAT.4 4PX2(공철 운전지급실)¦ H¦ (철거)¦ (철거)¦ (철거)¦ 지하철 902정거장¦ 김포공항¦ 공항시장¦ 1/400¦ S = 1/400¦ 개화¦ 902정거장 CCTV,TDI,시계설비 지하2층 철거평면도(2/3)¦ 902정거장 CCTV,TDI,시계설비 지하2층 ¦ 철거평면도(2/3)¦ T¦ 7¦ 0¦ 0¦ 5¦ 0¦ 3¦ 4¦ 0¦ 1¦ 7¦ CCTV(기존동축활용)¦
| 1단계_정거장 - 복사본 | 1단계_정거장 - 복사본 | 102. T7001034-045 차량기지 부속동 구내통신설비 철거평면도 (모타카고).dwg | H¦ \A1;4,500¦ \A1;6,000¦ \A1;6,000¦ \A1;6,000¦ \A1;22,500¦ \A1;3,000¦ \A1;3,000¦ \A1;3,000¦ \A1;3,000¦ \A1;3,000¦ \A1;3,000¦ \A1;3,300¦ \A1;50,000¦ \A1;3,400¦ \A1;3,300¦ \A1;3,300¦ \A1;3,400¦ \A1;3,300¦ \A1;3,300¦ \A1;3,400¦ \A1;3,300¦ \A1;3,300¦ \A1;3,400¦ \A1;3,300¦ \A1;3,300¦ \A1;3,400¦ \A1;3,300¦ \A1;5,000¦ \A1;5,000¦ \A1;1,000¦ \A1;2,000¦ \A1;1,000¦ \A1;2,000¦ \A1;1,000¦ \A1;2,000¦ \A1;2,000¦ \A1;2,000¦ \A1;1,000¦ \A1;2,000¦ \A1;1,000¦ \A1;2,000¦ \A1;2,000¦ \A1;2,000¦ \A1;1,000¦ \A1;2,000¦ \A1;1,000¦ \A1;2,000¦ \A1;2,000¦ \A1;2,000¦ \A1;1,000¦ \A1;2,000¦ \A1;1,000¦ \A1;2,000¦ \A1;2,000¦ \A1;2,000¦ \A1;1,000¦ \A1;2,000¦ \A1;1,000¦ \A1;2,000¦ \A1;1,000¦ 수3-4¦ [UTP 50P] ¦ [10P]¦ F/S (JF) 0.65x12P(50%차폐)x2조 (자동일상검사장치실, 차체자동세척고)¦ F/S (JF) 0.65x50P(50%차폐)x1조¦ FR-CVVSB 3C/2.5㎟x1조 (SP)¦ [OUTLET] ¦ : (16) HIV 1.5㎟x2조¦ NOTE¦ : (16) HIV 1.5㎟x4조¦ : (16) HIV 1.5㎟x3조¦ x2¦ COD 100mmx1조 (28mmx4조)¦ FC 100mmx1조¦ FC 50mmx2조¦ FC 100mmx1조 (SPARE)¦ Y01¦ Y02¦ Y03¦ Y04¦ Y05¦ X01¦ X02¦ X03¦ X04¦ X05¦ X06¦ X07¦ X08¦ X09¦ X10¦ X11¦ X12¦ X13¦ X14¦ X15¦ 모타카실¦ DN.¦ DN.¦ DN.¦ PIT¦ 철제전동셔터¦ DN.¦ X16¦ 맨홀(600x600XH=600) - 2EA¦ 철제전동셔터¦ 철제전동셔터¦ DN.¦ PIT¦ 트랜치(200x200)¦ PIT¦ 트랜치(200x200)¦ DN.¦ 토목폐수관로에 연결¦ 건축¦ 토목¦ 토목폐수관로에 연결¦ %%248250 콘크리트흄관¦ 콘크리트 흄관(폐수)매설¦ 트렌치설치 (200X200)¦ 아연도 용융 그레이팅230X1000 @1000 평강 45X5¦ (모타카선-2)¦ (모타카선-2)¦ (모타카선-2)¦ (모타카선-1)¦ (장비유치선)¦ (건축공사)¦ 궤도기초 연장¦ 어프로치 슬라브 설치구간¦ (건축공사)¦ 모터카고¦ 유류고¦ 창 고¦ 철제전동셔터¦ 철제전동셔터¦ 모니터개폐기 by 전기¦ 495¦ 신호창고¦ 전차선/전기창고¦ 트렌치 (W=200)¦ TYPE-A¦ 트렌치 (W=200)¦ TYPE-A¦ DN.¦ [OUTLET]¦ 1.2¦ (모타카고)¦ 차량기지 부속동 구내통신설비 철거평면도 (모타카고)¦ S = 1/200¦ 1/200¦ 차량기지¦ 차량기지¦ 차량기지 부속동 구내통신설비 철거평면도 ¦ T¦ 7¦ 0¦ 0¦ 1¦ 0¦ 3¦ 4¦ 0¦ 4¦ 5¦
| 1단계_정거장 - 복사본 | 1단계_정거장 - 복사본 | 069. T9103038-022 자시계 외형도.dwg | 공통¦ \A1;194¦ \A1;170¦ FRONT VIEW¦ SIDE VIEW¦ 천 정 형¦ FRONT VIEW¦ SIDE VIEW¦ 벽 부 형¦ \A1;288¦ \A1;144¦ \A1;60¦ \A1;137¦ \A1;500¦ \A1;500¦ \A1;25¦ \A1;25¦ \A1;30¦ \A1;58¦ 길이는 현장여건에 맞게¦ Φ40 Steel Pipe¦ 고정 고리(2EA)¦ 내부 고정용¦ 100 X 450¦ 판 넬¦ 볼트 3부 조임¦ 9¦ 6¦ 3¦ 12¦ {\fArial¦b1¦i1¦c0¦p32;\C5;METRO 9}¦ \A1;137¦ 경 첩¦ 고리¦ \A1;25¦ \A1;45¦ \A1;45¦ \A1;20¦ \A1;288¦ 200¦ 문 자 판 (아크릴2t)¦ Movement¦ Steel 1.2T¦ 지정색 소부도장¦ 지 침¦ 알루미늄 가공¦ 유 리 3t¦ 내 부 태¦ 볼트 3부 조임¦ 경 첩¦ 문자판 고정판¦ 내부태¦ 유리3t¦ 비스¦ 용 접¦ 경 첩¦ 내부 조명¦ 문자판¦ 아크릴 4t¦ {\C1;45}¦ 도광판 5t¦ 6¦ 3¦ 9¦ 12¦ {\fArial¦b1¦i1¦c0¦p32;\C5;METRO 9}¦ 4¦ 7¦ 5¦ 8¦ 10¦ 11¦ 1¦ 2¦ \A1;{\Fromans,ghs¦c129;400}¦ \A1;{\Fromans,ghs¦c129;400}¦ \A1;400¦ \A1;400¦ \A1;25¦ 자시계 외형도¦ 자시계 외형도¦ S = NONE¦ NONE¦ 공통¦ T¦ 9¦ 1¦ 0¦ 3¦ 0¦ 3¦ 8¦ 0¦ 2¦ 2¦ -¦ T¦ 0¦ 0¦ 0¦ 0¦ 0¦ 0¦ 0¦ 0¦ 0¦ 0¦
| 1단계_정거장 - 복사본 | 1단계_정거장 - 복사본 | 008. T1001026-004 919정거장 방송설비 CABLE WIRING DIAGRAM.dwg | -¦ T¦ 7¦ 0¦ 0¦ 3¦ 0¦ 3¦ 4¦ 0¦ 1¦ 6¦ 통신기계실¦ 공조기계실-1¦ 기능실복도¦ 화장실 (남,여)¦ 장애자용 화장실¦ 공조기계실-2¦ 임대상가¦ 대합실¦ 전기실¦ 용역원대기실¦ 승강장상선¦ 승강장하선¦ HIV 1.5㎟x2조¦ HIV 1.5㎟x3조¦ HIV 1.5㎟x4조¦ HIV 1.5㎟x4조¦ x2¦ x4¦ x2¦ x5¦ x41¦ x21¦ x21¦ 지하1층¦ 지하2층¦ 이동통신기계실¦ 발매기실¦ 통신기계실¦ 안전관리실¦ x2¦ x2¦ x2¦ PSD실 (상선)¦ PSD실 (하선)¦ 편의점¦ 비상전원실¦ x2¦ x2¦ 비품창고¦ .¦ P¦ A¦ A¦ M¦ P¦ R¦ A¦ C¦ K¦ 용역창고¦ 919정거장 방송설비 CABLE WIRING DIAGRAM¦ 919정거장 방송설비 CABLE WIRING DIAGRAM¦ S = NONE¦ NONE¦ 지하철 919정거장¦ 노들¦ 중앙대입구¦ 동작¦ T¦ 1¦ 0¦ 0¦ 1¦ 0¦ 2¦ 6¦ 0¦ 0¦ 4¦
| 1단계_정거장 - 복사본 | 1단계_정거장 - 복사본 | 060. T7001034-021 주공장 구내통신설비 지하1층 철거평면도 (1_2).dwg | T¦ \A1;10,000¦ \A1;20,000¦ \A1;20,000¦ \A1;20,000¦ \A1;20,000¦ \A1;20,000¦ \A1;30,000¦ \A1;30,000¦ \A1;4,000¦ \A1;110,000¦ \A1;64,000¦ \A1;174,000¦ \A1;10,000¦ \A1;10,000¦ \A1;18,000¦ \A1;10,000¦ \A1;10,000¦ \A1;10,000¦ \A1;10,000¦ \A1;10,000¦ \A1;50,000¦ \A1;18,000¦ \A1;20,000¦ \A1;88,000¦ \A1;9,500¦ \A1;500¦ \A1;5,000¦ \A1;8,000¦ \A1;5,000¦ \A1;28,700¦ \A1;1,300¦ \A1;5,150¦ \A1;5,150¦ KT¦ IP¦ \A1;7,500¦ Y00¦ Y01¦ Y02¦ Y03¦ Y04¦ Y05¦ Y06¦ Y07¦ Y08¦ X00¦ X01¦ X02¦ X03¦ X04¦ X05¦ X06¦ X07¦ X08¦ MATCH LINE DWG No. "S1-TA-D02-DB-003-0"¦ x2¦ x2¦ x2¦ [TB NO.2)]¦ IDF 50P¦ (P1:300x300x200)¦ x2¦ (16) UTP Cat.5E 4Px2조 (입출장사무실)¦ (16) 5C-HFBTx1조 (TV)¦ (16) HIV 1.5㎟x2조 (CLOCK)¦ (22) UTP Cat.5E 4Px4조 (용역사무실, 입출장사무실)¦ (16) 5C-HFBTx1조 (TV)¦ (P3:300x300x200)¦ (16) F-GV 4.0㎟x1조 (TB접지)¦ (54) UTP Cat.5E 25Px4조 (주회로 및 제어회로실)¦ (16) HIV 1.5㎟x2조 (CLOCK)¦ UP TO 지상2층¦ (16) UTP Cat.5E 4Px2조 (냉난방기수선장)¦ (P2:200x200x100)¦ x2¦ (16) HIV 1.5㎟x2조 (CLOCK)¦ R¦ UTP 25P¦ HIV 1.5㎟x2조 (CLOCK)¦ UTP Cat.5E 25Px1조 (용역대기실)¦ 5C-HFBTx1조 (TV)¦ F-GV 4.0㎟x1조 (GND)¦ UP TO 지상 2층¦ (16) HIV 1.5㎟x2조 (CLOCK)¦ (28) UTP Cat.5E 25Px1조 (용역대기실)¦ (16) 5C-HFBTx1조 (TV)¦ (16) F-GV 4.0㎟x1조 (GND)¦ (16) UTP Cat.5E 4Px2조 (출입문/판토수선장)¦ x2 ¦ x2¦ (16) UTP Cat.5E 4Px2조 (입출장대기실)¦ UP TO 지상2층¦ x2¦ (16) UTP Cat.5E 4Px2조 (전기부품수선장)¦ UP TO 지상2층¦ x2¦ (16) UTP Cat.5E 4Px2조 (출입문/판토수선장)¦ UP TO 지상2층¦ (16) UTP Cat.5E 4Px2조 (냉난방기수선장)¦ UP TO 지상2층¦ x2¦ (36) UTP Cat.5E 4Px2조x6 (전기부품수선장, 출입문/판토수선장¦ , 베어링수선장, 초음파탐상실 ,냉난방기수선장¦ , 공기압축기실/회전기/시험실)¦ 램 프¦ 입출장사무실¦ 용역사무실¦ 용역대기실¦ 계 단 실1¦ UP¦ UP¦ 운반차보관장¦ DN¦ 입출장대기실¦ UP¦ SLOPE¦ DN¦ UP¦ 입출검사장¦ 입장선¦ 입장선¦ 출장선¦ UP¦ 출장선¦ SLOPE¦ UP¦ 주회로 및 제어회로실¦ 전기부품 수선장¦ SLOPE¦ SLOPE¦ 출입문/판토 수선장¦ SLOPE¦ 냉난방기 수선장¦ 배기덕트¦ SLOPE¦ SLOPE¦ 사워실1¦ 탈의실1¦ 화장실1¦ 화장실1¦ 사워실1¦ 남자¦ 여자¦ 남자 탈의실1¦ 남자¦ 여자¦ 여자¦ 계 단 실2¦ UP¦ UP¦ DN¦ DN¦ 남자화장실4¦ 여자화장실4¦ (어프로치구간)¦ (300x300x200)¦ (300x300x200)¦ (100x100x100)¦ (16) UTP Cat.5E 4Px2조 (입출장사무실)¦ 5.6¦ 3.4¦ 1.2¦ 13.14¦ 9.10¦ 7.8¦ 5.6¦ 11.12¦ 주공장 구내통신설비 지상1층 철거평면도 (1/2)¦ S = 1/600¦ 차량기지¦ 차량기지¦ 주공장 구내통신설비 지상1층 철거평면도¦ 1/600¦ (1/2)¦ T¦ 7¦ 0¦ 0¦ 1¦ 0¦ 3¦ 4¦ 0¦ 2¦ 1¦ P¦
| 1단계_정거장 - 복사본 | 1단계_정거장 - 복사본 | 085. T9203066-003 검사고 통신기계실 기기배치도.dwg | \A1;1,265¦ \A1;1,265¦ \A1;1,000¦ \A1;1,500¦ \A1;1,000¦ \A1;800¦ \A1;1,600¦ \A1;600¦ \A1;600¦ \A1;575¦ \A1;600¦ 1/600¦ 지하철 901공구¦ 차량기지¦ w¦ 3¦ 9¦ 0¦ 0¦ 0¦ 3¦ 0¦ 4¦ 0¦ 0¦ 종합관리 및 복지후생동 안내실 CCTV 설비¦ NONE¦ 0¦ 0¦ 0¦ -¦ 0¦ 0¦ 0¦ 0¦ 계통도¦ : 철거¦ OFD 랙¦ 기지국¦ 역사노드¦ 스위치 ¦ MDF 랙¦ 장치 랙¦ 백본 랙¦ 랙¦ OFD 랙¦ 기지국장치 랙¦ 역사노드백본 랙¦ 스위치 랙¦ MDF 랙¦ 600x600x2200¦ 600x600x2200¦ 600x600x2200¦ 600x600x2200¦ 600x600x2200¦ \A1;1,000¦ 장 비 명¦ 규 격 (W x D x H)¦ 방송설비(PA)¦ 화상설비(CCTV) ¦ 575 x 600 x 1920¦ 600 x 750 x 2200¦ Equipment Schedule¦ UPS(15KVA)¦ ATS&AVR&DIST¦ BATTERY¦ 800 x 950 x 1800¦ 1000 x 950 x 1800¦ 1600 x 950 x 1800¦ 통신기계실¦ UPS¦ AVR¦ BATT¦ CCTV설비 ¦ ¦ 방송설비¦ 열차무선설비¦ (RF중계기)¦ 열차무선설비(RF중계기) ¦ 600 x 750 x 2200¦ G¦ N¦ D¦ CCTV설비 ¦ 운전취급실¦ DUCT (150x100)¦ OFD 랙¦ 기지국¦ 역사노드¦ 스위치 ¦ 장치 랙¦ 백본 랙¦ 랙¦ 스위치 랙¦ 역사노드백본 랙¦ 600 x 600 x 2200¦ 600 x 600 x 2200¦ OFD 랙¦ 기지국장치 랙¦ 600 x 600 x 2200¦ 600 x 600 x 2200¦ 신설 TRAY (150x100)¦ 검사고 통신기계실 기기배치도¦ 검사고 통신기계실 기기배치도¦ S = 1/100¦ 1/100¦ 차량기지¦ T¦ 9¦ 2¦ 0¦ 3¦ 0¦ 6¦ 6¦ 0¦ 0¦ 3¦ \A1;10,000¦ \A1;7,500¦
| 1단계_정거장 - 복사본 | 1단계_정거장 - 복사본 | 017. T7001034-001 909정거장 전화설비 지하1층 신설평면도 (1_2).dwg | INT¦ AMP¦ 배선반¦ H¦ M¦ IP¦ \A1;30,000¦ \A1;27,023¦ \A1;124,523¦ \A1;67,500¦ \A1;57,023¦ \A1;7,900¦ \A1;28,000¦ \A1;7,600¦ \A1;7,900¦ \A1;6,100¦ \A1;6,100¦ \A1;7,500¦ \A1;7,500¦ \A1;7,500¦ \A1;7,500¦ \A1;7,500¦ \A1;7,500¦ \A1;7,500¦ \A1;7,500¦ \A1;7,500¦ \A1;7,500¦ \A1;7,500¦ \A1;7,500¦ \A1;7,500¦ \A1;5,000¦ \A1;5,000¦ \A1;5,000¦ \A1;5,000¦ \A1;5,000¦ \A1;2,024¦ 1. 일반교환기에 수용된 전화기는 IP전화기로 교체한다.¦ NOTE¦ 2. 콜폰, E/L폰, 승강장 비상통화장치도 교체한다.¦ 3. 전화 및 인터폰 구간의 배선배관은 기존활용한다.¦ 2. 증폭기전원은 전기콘센트를 이용한다.¦ 3. 통신기계실 및 안전관리실 MAIN 분전반은 전기에서 설치한다.¦ E/V¦ C¦ UTP Cat.5E 4Px3조 (대합실 공중전화)¦ TRAY (300x100)¦ UTP Cat.5E 4Px2조 (용역원대기실)¦ D¦ UTP Cat.5E 4Px3조 (대합실 공중전화)¦ TRAY (300x100)¦ UTP Cat.5E 4Px2조 (용역원대기실)¦ 인터폰선 0.6x2Px4조 (INT)¦ UTP Cat.5E 25Px2조 (CONSOLE CONTROL, LSE)¦ E¦ UTP Cat.5E 4Px3조 (대합실 공중전화)¦ TRAY (300x100)¦ UTP Cat.5E 4Px2조 (용역원대기실)¦ UTP Cat.5E 4Px4조 (임대상가)¦ MATCH LINE DWG No. "S1-TA-S09-DB-010-0"¦ 1. 음향유도기 전원은 전기콘센트를 이용한다.¦ NOTE¦ F¦ UTP Cat.5E 4Px3조 (대합실 공중전화)¦ UTP Cat.5E 4Px2조 (용역원대기실)¦ UTP Cat.5E 4Px4조 (임대상가)¦ G¦ UTP Cat.5E 4Px2조 (용역원대기실)¦ UTP Cat.5E 4Px4조 (임대상가)¦ UTP Cat.5E 4Px3조 (편의점)¦ OF-MM-4Core (운영원대기실)¦ MATCH LINE¦ A¦ TRAY (300x100)¦ TRAY (300x100)¦ H¦ UTP Cat.5E 4Px3조 (대합실 공중전화)¦ TRAY (300x100)¦ UTP Cat.5E 4Px2조 (용역원대기실)¦ UTP Cat.5E 4Px4조 (임대상가)¦ UTP Cat.5E 4Px3조 (편의점)¦ I¦ TRAY (300x100)¦ TRAY (900x150)¦ J¦ UTP Cat.5E 4Px3조 (승강장 공중전화)¦ DOWN TO 지하 2층¦ K¦ DOWN TO 통신기계실 ACCESS FLOOR¦ UTP Cat.5E 4Px2조 (용역원대기실)¦ UTP Cat.5E 4Px2조 (공조기계실)¦ UTP Cat.5E 4Px2조 (편의점)¦ UTP Cat.5E 25Px1조 (전기실)¦ UTP Cat.5E 25Px1조(운영원대기실)¦ UTP Cat.5E 25Px2조 (안전관리실)¦ UTP Cat.5E 4Px2조 (이동통신기계실)¦ TRAY (600x150)¦ L¦ TRAY (300x100)¦ UTP Cat.5E 4Px2조 (공조기계실)¦ UTP Cat.5E 25Px1조 (전기실)¦ UTP Cat.5E 25Px1조(운영원대기실)¦ UTP Cat.5E 25Px2조 (안전관리실)¦ UTP Cat.5E 4Px2조 (이동통신기계실)¦ UTP Cat.5E 25Px2조 (CONSOLE CONTROL, LSE)¦ M¦ TRAY (300x100)¦ UTP Cat.5E 25Px1조 (전기실)¦ UTP Cat.5E 25Px1조(운영원대기실)¦ UTP Cat.5E 25Px2조 (안전관리실)¦ UTP Cat.5E 25Px2조 (CONSOLE CONTROL, LSE)¦ UTP Cat.5E 4Px4조 (임대상가)¦ UTP Cat.5E 4Px6조 (승강장 공중전화)¦ UTP Cat.5E 4Px3조 (대합실 공중전화)¦ OF-MM-4Core (운영원대기실)¦ OF-MM-4Core (운영원대기실)¦ B¦ (16) UTP Cat.5E 4Px2조 (용역원대기실)¦ UTP Cat.5E 4Px3조 (대합실 공중전화)¦ UTP Cat.5E 4Px6조 (승강장 INT)¦ X-09¦ X-07¦ X-05¦ X-03¦ X-01¦ X00¦ X01¦ X02¦ X03¦ X04¦ X06¦ X08¦ Y04¦ Y03¦ Y02¦ Y01¦ Y00¦ DN¦ 발매기실 1¦ 편의점¦ 대합실¦ 용역창고¦ 용역원대기실¦ DN¦ DN¦ 통신기계실¦ 이동통신기계실¦ 복 도¦ 공조기계실¦ 물탱크실¦ 외부계단 1¦ 내부계단 1¦ 내부계단 2¦ 화장실¦ UP¦ UP¦ UP¦ 외부통로¦ 외부계단 4¦ 외부계단 5¦ 외부통로계단2¦ UP¦ MATCH LINE¦ x2¦ x2¦ x2¦ x4¦ x2¦ (P4:400x400x200)¦ (P5:200x200x100)¦ (P6:200x200x100)¦ 지상E/L¦ (16) 인터폰선 0.6x2Px4조 (INT)¦ DOWN TO CP PANEL¦ (16) 인터폰선 0.6x2Px4조 (INT)¦ UTP 25P¦ [TB No.1]¦ TRAY (300x100)¦ (22) UTP Cat.5E 4Px4조 (임대상가)¦ (16) 인터폰선 0.6x2Px4조 (INT)¦ (16) 인터폰선 0.6x2Px4조 (INT)¦ (16) UTP Cat.5E 4Px2조 (공조기계실)¦ (16) UTP Cat.5E 4Px2조 (이동통신기계실)¦ UTP Cat.5E 4Px3조 (승강장 공중전화)¦ TRAY (300x100)¦ C¦ D¦ F¦ G¦ H¦ I¦ J¦ L¦ M¦ K¦ 공중전화¦ (P7:100x100x100)¦ (P8:100x100x100)¦ UTP Cat.5E 4Px3조 (승강장 공중전화)¦ TRAY (900x150)¦ DOWN TO 지하 2층¦ (54)x2 SPARE (KT LINE)¦ A¦ B¦ E¦ (22) UTP Cat.5E 4Px3조 (대합실공중전화)¦ UTP Cat.5E 4Px3조 (승강장 INT)¦ UTP Cat.5E 4Px3조 (승강장 INT)¦ UTP Cat.5E 4Px3조 (승강장 INT)¦ (기계분야 인터폰 모장치)¦ 인터폰선 0.6x2Px3조 (INT)¦ (16) UTP Cat.5E 4Px3조 (편의점)¦ (16) 인터폰선 0.6x2Px각1조 (콜폰)¦ (28) UTP Cat.5E 25Px1조 (콜폰)¦ (28) UTP Cat.5E 25Px1조 (콜폰)¦ UTP Cat.5E 4Px1조 (편의점)¦ UTP Cat.5E 4Px1조 (편의점)¦ (16) 인터폰선 0.6x2Px4조 (INT)¦ DOWN TO CP PANEL¦ (16) 인터폰선 0.6x2Px4조 (INT)¦ DOWN TO CP PANEL¦ UTP Cat.5E 25Px1조 (콜폰)¦ 인터폰선 0.6x2Px9조 (INT)¦ (16) UTP Cat.5E 4Px2조 (이동통신기계실)¦ UTP Cat.5E 25Px1조 (콜폰)¦ 인터폰선 0.6x2Px9조 (INT)¦ UTP Cat.5E 25Px2조 (CONSOLE CONTROL, LSE)¦ OF-MM-4Core (운영원대기실)¦ UTP Cat.5E 4Px2조 (용역원대기실)¦ UTP Cat.5E 4Px2조 (공조기계실)¦ UTP Cat.5E 4Px2조 (편의점)¦ UTP Cat.5E 25Px1조 (전기실)¦ UTP Cat.5E 25Px1조(운영원대기실)¦ UTP Cat.5E 25Px2조 (안전관리실)¦ UTP Cat.5E 4Px2조 (이동통신기계실)¦ UTP Cat.5E 4Px4조 (임대상가)¦ UTP Cat.5E 4Px3조 (승강장 공중전화)¦ UTP Cat.5E 4Px3조 (대합실 공중전화)¦ UTP Cat.5E 4Px3조 (승강장 INT)¦ UTP Cat.5E 25Px1조 (콜폰)¦ 인터폰선 0.6x2Px9조 (INT)¦ UTP Cat.5E 25Px1조 (콜폰)¦ 인터폰선 0.6x2Px4조 (INT)¦ UTP Cat.5E 25Px1조 (콜폰)¦ 인터폰선 0.6x2Px4조 (INT)¦ UTP Cat.5E 25Px1조 (콜폰)¦ 인터폰선 0.6x2Px5조 (INT)¦ MATCH LINE¦ (54)x2 SPARE (KT LINE)¦ MATCH LINE¦ (22) UTP Cat.5E 4Px4조 (임대상가)¦ UTP Cat.5E 4Px4조 (임대상가)¦ UTP Cat.5E 4Px4조 (임대상가)¦ UTP Cat.5E 4Px4조 (임대상가)¦ (16) 인터폰선 0.6x2Px3조 (INT)¦ 수공¦ KT MANHOLE ¦ (김포16 직4)¦ (700x400x100)¦ 천정형UTP25P¦ 3-41~44¦ 3-45~48¦ 4-1~4¦ 4-5~8¦ 3-21~24¦ 3-25~28¦ 3-1~4¦ 3-5~8¦ 3-11~14¦ 3-15~18¦ 3-31~34¦ 3-35~38¦ 12¦ 13¦ 1¦ 2¦ 3¦ 4¦ 5¦ 6¦ 11¦ 10¦ 9¦ 7¦ 8¦ 임대상가¦ KEY PLAN¦ UTP Cat.5E 25Px2조 (안전관리실)(신설)¦ UTP Cat.5E 25Px2조 (안전관리실)(신설)¦ UTP Cat.5E 25Px2조 (안전관리실)(신설)¦ UTP Cat.5E 25Px2조 (안전관리실)(신설)¦ OF-SM-24Core(난연)x1조 (안전관리실)(신설)¦ OF-SM-24Core(난연)x1조 (안전관리실)(신설)¦ OF-SM-24Core(난연)x1조 (안전관리실)(신설)¦ OF-SM-24Core(난연)x1조 (안전관리실)(신설)¦ 1. 일반교환기에 수용된 전화기는 안전관리실만 IP전화기로 교체한다.¦ NOTE¦ 2. 콜폰, E/L폰, 승강장 비상통화장치도 교체한다.¦ 3. 전화 및 인터폰 구간의 배선배관은 기존활용한다.¦ 지하철 909정거장¦ 가양¦ 등촌¦ 염창¦ 1/400¦ 909정거장 전화설비 지하1층 신설평면도(1/2)¦ S = 1/400¦ 909정거장 전화설비 지하1층 신설평면도(1/2)¦ T¦ 7¦ 0¦ 0¦ 1¦ 0¦ 3¦ 4¦ 0¦ 0¦ 1¦ (기설활용)¦ P¦
| 1단계_정거장 - 복사본 | 1단계_정거장 - 복사본 | 077. T9103038-029 AGM CHANEL BASE 설치 상세도.dwg | \A1;300¦ \A1;75¦ \A1;225¦ \A1;30¦ \A1;40¦ \A1;70¦ \A1;290¦ \A1;2¦ \A1;33.0¦ \A1;35.0¦ \A1;225¦ \A1;75(POWER CABLE)¦ \A1;50¦ \A1;250¦ \A1;50¦ \A1;250¦ \A1;300¦ \A1;300¦ \A1;8¦ \A1;213¦ \A1;8¦ \A1;600¦ \A1;225¦ \A1;2¦ \A1;2¦ \A1;2¦ \A1;15¦ \A1;304¦ \A1;200¦ \A1;600¦ \A1;200¦ \A1;600¦ \A1;200¦ \A1;600¦ \A1;600¦ \A1;200¦ \A1;200¦ \A1;900¦ \A1;(GATE FRAME SIZE)1800¦ \A1;225¦ \A1;295.0¦ \A1;225(F7 SIZE)¦ \A1;295.0¦ \A1;790¦ \A1;30¦ \A1;40¦ \A1;(GATE FRAME SIZE)¦ \A1;900.0(BASE SIZE)¦ \A1;100¦ \A1;200¦ \A1;15.0¦ \A1;225¦ \A1;30¦ \A1;40¦ \A1;75(DATE CABLE)¦ \A1;75(DATE CABLE)¦ \A1;75¦ \A1;75¦ \A1;229¦ -¦ T¦ 0¦ 0¦ 0¦ 0¦ 0¦ 0¦ 0¦ 0¦ 0¦ 0¦ ¦ ¦ ¦ ¦ ¦ ¦ ¦ ¦ ¦ ¦ ¦ ¦ ¦ ¦ ¦ ¦ ¦ ¦ ¦ ¦ ¦ ¦ ¦ ¦ TYPE : 7 - 3¦ FLOOR MAKER¦ (300x300x2t)¦ JUNCTION 덮개¦ (황동제 5mm)¦ 볼트¦ 대리석¦ 대리석¦ 뚜껑(신주)¦ F7-3¦ F7¦ JUNCTION BOX 덮개 : (AGM F7)¦ 덮개단면도 A-A'¦ 덮개¦ (황동제 5mm)¦ 볼트¦ ¦ ¦ C¦ C'¦ ¦ ¦ ¦ A'¦ B¦ B'¦ A¦ SECTION "A-A'"¦ 몰타르 윗면¦ 대리석¦ 몰타르¦ SECTION "B-B'"¦ SECTION "C-C'"¦ 대리석¦ 몰타르¦ 대리석¦ 대리석 윗면¦ 콘크리트 윗면¦ 기초 ANCHOR BOLT (M16용)¦ 몰타르¦ Φ290¦ Φ265¦ 1. 재질 : STS 302,304¦ NOTE¦ 2. 가공후 BURR제거 할 것¦ 3. 개집표기간 뚜껑 크기는 600mm로 할 것¦ 4. 매표소에서 최초 AGM 까지는 전체길이로 할 것¦ AGM CHANEL BASE 설치 상세도¦ AGM CHANEL BASE 설치 상세도¦ S = NONE¦ NONE¦ 공통¦ T¦ 9¦ 1¦ 0¦ 3¦ 0¦ 3¦ 8¦ 0¦ 2¦ 9¦ \A1;8¦ \A1;8¦ \A1;300¦ \A1;150¦ 공통¦
| 1단계_정거장 - 복사본 | 1단계_정거장 - 복사본 | 001~003. T1001001~003 907 정거장 목록표,범례도, 표지,간지.dwg | T¦ 1¦ 0¦ 0¦ 1¦ 0¦ 0¦ 3¦ 0¦ 0¦ 1¦ 서울시메트로9호선(주) 대체투자(신호 및 통신설비) 타당성조사, 기본 및 실시설계 용역¦ 실 시 설 계 도 면¦ 2019. 03. ¦ [ 통신 설비-907정거장 ]¦ (주)안세기술 컨소시엄¦ 서울시메트로 9호선(주)¦ 공통¦ T¦ 1¦ 0¦ 0¦ 0¦ 0¦ 0¦ 0¦ 0¦ 0¦ 0¦ 네트워크장비 통신기기실 실장도¦ 서지보호기 상세도¦ DU 시스템 상세도¦ DU RACK 상세도¦ RRU 시스템 상세도¦ OFD 48C 상세도¦ OFD 24C 상세도¦ FDF 48C 상세도¦ 실내안테나 설치상세도¦ 옥상안테나폴[5M] 상세도¦ 옴니 안테나 상세도¦ 정류기 상세도¦ RACK 접지상세도¦ 수공 상세도[1/2]¦ 수공 상세도[2/2]¦ 수공철개 상세도¦ PIPING 상세도[1/3]¦ PIPING 상세도[2/3]¦ PIPING 상세도[3/3]¦ TERMINAL BOX 상세도¦ 접지함 상세도¦ WALL PULLBOX DETAIL¦ 여자화장실 INTERPHONE DETAIL¦ RACK 바닥고정 설치상세도¦ 광점퍼코드[OJC]상세도¦ 도면번호¦ 구 분¦ 도 면 명¦ 축 척¦ 도면번호¦ 구 분¦ 축 척¦ 도면번호¦ 구 분¦ 축 척¦ 1¦ 2¦ 도면목록표¦ NONE¦ 3¦ NONE¦ 4¦ NONE¦ 5¦ NONE¦ 6¦ 7¦ 8¦ NONE¦ 9¦ 1/100¦ 10¦ 11¦ 12¦ 13¦ 14¦ 15¦ 16¦ 17¦ 18¦ 19¦ 20¦ 21¦ 22¦ 23¦ 24¦ 25¦ 26¦ 도 면 명¦ 도 면 명¦ 907정거장 CIRCUIT WIRING SYSTEM DIAGRAM_철거¦ 도 면 목 록 표¦ NONE¦ 도 면 목 록 표¦ S = NONE¦ 907정거장 종합무선중계, 열차무선설비 DIAGRAM¦ 907정거장 종합무선중계설비 지하1층 평면도 (1/2)¦ 907(가양) 역사노드 랙 배치도¦ 907정거장 역사 L3스위치 인터페이스 구성도¦ 907정거장 통신기계실 기기배치도 및 바닥 TRAY 설치도¦ 907정거장 통신기계실 & 안전관리실 CABLE WIRING DIAGRAM¦ NONE¦ NONE¦ NONE¦ NONE¦ NONE¦ NONE¦ NONE¦ NONE¦ NONE¦ NONE¦ NONE¦ NONE¦ NONE¦ NONE¦ 정거장 통신설비 계통도¦ 범례도¦ 907정거장 ¦ 27¦ 28¦ 29¦ 30¦ 31¦ 32¦ 33¦ 34¦ 35¦ 36¦ 37¦ 38¦ 39¦ 40¦ 41¦ 42¦ 43¦ 44¦ 공통상세도¦ 45¦ 46¦ NONE¦ NONE¦ NONE¦ NONE¦ NONE¦ 47¦ 48¦ 49¦ 50¦ 51¦ 52¦ 53¦ 54¦ 55¦ 56¦ 57¦ 58¦ 59¦ 60¦ 61¦ 62¦ 63¦ 64¦ 65¦ 66¦ 67¦ 68¦ 69¦ 70¦ 71¦ 72¦ 73¦ 74¦ NONE¦ NONE¦ NONE¦ NONE¦ NONE¦ NONE¦ NONE¦ NONE¦ NONE¦ NONE¦ NONE¦ NONE¦ NONE¦ NONE¦ NONE¦ 심 볼¦ 명 칭¦ 비 고¦ 심 볼¦ 명 칭¦ 비 고¦ ( 36 )¦ ATT¦ 관 로 케 이 블 포 설 (신설)¦ GND¦ MGB¦ 직 매 케 이 블 포 설¦ 트 라 후 내 포 설¦ 천 장 노 출 배 관¦ 케 이 블 접 속¦ 바 닥 배 관¦ 전 선 관 규 격¦ 전 선 관 상 향¦ 전 선 관 하 향¦ 전 선 관 통 과¦ 분 전 반¦ U T P 단 자 함¦ 주 접 지 단 자 함¦ 접 지 단 자 함¦ 천 장 형 풀 박 스¦ 기 설 천 장 형 풀 박 스¦ 벽 부 형 풀 박 스¦ 아 웃 레 트 박 스¦ 인 공¦ 수 공 (신 설)¦ 모 듈 러 잭 (R J - 4 5)¦ 구 내 전 화¦ 역 간 직 통 전 화¦ 사 령 전 화¦ 키 폰 전 화 모 장 치¦ 키 폰 전 화 자 장 치¦ 인 터 폰 자 장 치¦ 모 사 전 송 장 치¦ 콜 폰¦ T V 단 자¦ 장 애 자 용 유 도 음 향 장 치¦ 증 폭 기¦ 천 장 형 스 피 커 (3 W)¦ 벽 부 형 스 피 커 (3 W)¦ 벽 부 형 스 피 커 (3 W)¦ 천 장 형 스 피 커 (5 W)¦ 벽 부 형 스 피 커 (5 W)¦ 컬 럼 형 스 피 커 (20 W)¦ 음 량 조 절 기¦ H I V 1 . 5 ㎟ x 3 조¦ 안 테 나¦ 카 메 라¦ 펜 틸 트 카 메 라¦ 열 차 행 선 안 내 게 시 기¦ 부 모 시 계¦ 자 시 계¦ 사 각 시 계¦ M¦ 방 송 단 자 함¦ P¦ P¦ KP¦ KP¦ H¦ M¦ G¦ PA AMP¦ T¦ 기 설 벽 부 형 풀 박 스¦ INT¦ H o r n 스 피 커 (30 W)¦ 4D¦ AMP¦ T V 분 배 기¦ T V 증 폭 기¦ C/R¦ ACU¦ 출 입 통 제 자 장 치¦ 출 입 통 제 주 장 치¦ 종 단 저 항¦ (200x200x100)¦ (400x500x150)¦ 심 볼¦ 명 칭¦ 비 고¦ SMS¦ ATVM¦ AAM¦ AGM¦ 자 동 발 매 기¦ 자 동 정 산 기¦ 역 단 위 전 산 기¦ 개 집 표 기¦ 케 이 블 트 레 이¦ 일 반 전 화 (국선)¦ KT¦ ATTENUATOR 포함¦ 수치규격표시¦ 수치규격표시¦ 분 배 기¦ D¦ 승 강 장 천 장 노 출 배 관¦ (36) : 수치규격표시¦ 인터폰¦ 모장치¦ 인 터 폰 모 장 치¦ MSC¦ MWS¦ 시스템박스¦ 컬 럼 형 스 피 커 (10 W)¦ INSTALLATION OF DUCT SYSTEM¦ INSTALLATION OF DIRECTBURIED CABLE¦ INSTALLATION OF TROUGH SYSTEM¦ CABLE TRAY¦ CABLE IN CONDUIT CELING EXPOSED¦ CABLE JOINT¦ CABLE IN CONDUIT FLOOR EXPOSED¦ CONDUIT SIZE¦ CONDUIT GOING UPWARD¦ CONDUIT GOING DOWNWARD¦ CONDUIT PASSING¦ POWER DISTRIBUTION BOARD¦ UTP TERMINAL BOX¦ PUBLIC ADDRESS TERMINAL BOX¦ MAIN GROUND BOX¦ EARTH TERMINAL BOX¦ CEILING PULL BOX¦ CEILING PULL BOX¦ WALL PULL BOX¦ WALL PULL BOX¦ MODULAR JACK¦ SYSTEM BOX¦ INTERIOR TELEPHONE¦ MAGNETIC TELEPHONE¦ DISPATCH TELEPHONE¦ KEYPHONE MASTER¦ KEYPHONE SLAVE¦ AUTOMATIC TELEPHONE¦ INTERPHONE MASTER¦ INTERPHONE SLAVE¦ FACSIMILE¦ CALL PHONE¦ OUTLET FOR TV¦ AMPLIFILER¦ SPEAKER (CEILING MOUNTED TYPE)¦ SPEAKER (WALL MOUNTED TYPE)¦ SPEAKER (WALL MOUNTED TYPE)¦ SPEAKER (CEILING MOUNTED TYPE)¦ SPEAKER (WALL MOUNTED TYPE)¦ SPEAKER (COLUMN MOUNTED TYPE)¦ SPEAKER (COLUMN MOUNTED TYPE)¦ SPEAKER (HORN MOUNTED TYPE)¦ ATTENUATOR¦ DISTRIBUTOR FOR TV¦ BOOSTER FOR TV¦ CAMERA FOR CCTV¦ PANTILTED CAMERA¦ DISPLAY FOR TRAIN DESTINATION INDICATION¦ REPEAT ELETRIC CLOCK¦ SLAVE ELECTRIC CLOCK (WALL MOUNTED TYPE)¦ INDEPENDENCE OUTSIDE CLOCK¦ ACCESS CONTROL UNIT¦ CARD READER¦ ANTENNA¦ DISTRIBUTOR FOR RADIO COMMUNICATION¦ DUMMY LOAD¦ STATION MONITORING SYSTEM¦ AUTOMATIC TICKET VENDING MACHINE¦ AUTOMATIC ADD FARE MACHINE¦ AUTOMATIC GATE MACHINE¦ CABLE IN CONDUIT CELING EXPOSED FOR PALTFORM¦ OUTLET BOX¦ Man Hole¦ Hand Hole¦ 토크백¦ 모장치¦ 토 크 백 모 장 치¦ TALK BACK MASTER¦ 수 공 (기 설)¦ H¦ Hand Hole¦ 관 로 케 이 블 포 설 (기설)¦ INSTALLATION OF DUCT SYSTEM¦ 콤바이너¦ c¦ COMBINER¦ 소 방 무 선 접 속 단 자 함¦ RADIO TERMINAL CONNECTION BOX FOR THE FIRE¦ 관 리 역 전 산 기¦ MANAGING STATION COMPUTER¦ 유 지 보 수 전 산 기¦ MAINTENCE WORK STATION¦ 연 선 전 화¦ WAY SIDE TELEPHONE¦ 토 크 백¦ TALK BACK¦ Vmh¦ VMT¦ 환급기¦ V M 수 신 기¦ V M 송 신 기¦ 출 입 구 및 환 승 통 로 안 내 게 시 기¦ L¦ 환 급 기¦ 범 례 도¦ NONE¦ 범 례 표¦ S = NONE¦ 서지보호기 상세도¦ DU 시스템 상세도¦ OPDP 상세도¦ RRU 시스템 상세도¦ OFD 48C 상세도¦ FDF 48C 상세도¦ 실내안테나 설치상세도¦ 옴니 안테나 상세도¦ RACK 접지상세도¦ PIPING 상세도[1/3]¦ PIPING 상세도[2/3]¦ PIPING 상세도[3/3]¦ TERMINAL BOX 상세도¦ 접지함 상세도¦ WALL PULLBOX DETAIL¦ 여자화장실 INTERPHONE DETAIL¦ RACK 바닥고정 설치상세도¦ 광점퍼코드[OJC]상세도¦ 방송설비 설치 상세도¦ 천정형 P/T BRACKET 설치 상세도¦ 자시계 외형도¦ 카메라 설치 상세도¦ 행선안내 표시기 외형도¦ 행선안내 표시기 현장 설치도¦ 출입구 및 환승통로 게시기 상세도¦ 출입통제시스템 설치 상세도¦ 종합무선중계설비 상세도¦ 발매기 설치 상세도¦ AFC PIPING DETAIL¦ AGM CHANEL BASE 설치 상세도¦ 무선통신 외부단자 및 공시청 안테나 설치 상세도¦ T1001002-001¦ T1001003-001¦ 907정거장 CIRCUIT WIRING SYSTEM DIAGRAM_신설¦ 907정거장 종합무선중계설비 지하1층 평면도 (2/2)¦ T1001004-001¦ T1001026-001¦ T1001026-002¦ T4009934-001¦ T4009934-002¦ T9103026-001¦ T9103075-001¦ T9103066-001¦ T9103038-001¦ GPS 안테나 설치 상세도¦ T9103038-002¦ T9103038-003¦ T9103038-004¦ T9103038-005¦ T9103038-006¦ T9103038-007¦ T9103038-008¦ T9103038-009¦ T9103038-010¦ T9103038-011¦ T9103038-012¦ T9103038-013¦ T9103038-014¦ T9103038-015¦ T9103038-016¦ T9103038-017¦ T9103038-018¦ T9103038-019¦ T9103038-020¦ T9103038-021¦ T9103038-022¦ T9103038-023¦ T9103038-024¦ T9103038-025¦ T9103038-026¦ T9103038-027¦ T9103038-028¦ T9103038-029¦ T9103038-030¦ T9103038-031¦ T9103038-032¦ 907정거장 COMMUNICATION CABLE WIRING DIAGRAM¦ 907정거장 전화설비 지하1층 신설평면도 (1/3)¦ 907정거장 CCTV,TDI,시계설비 CABLE WIRING DIAGRAM¦ 907정거장 전화설비 지하1층 신설평면도 (2/3)¦ 907정거장 전화설비 지하1층 신설평면도(3/3)¦ 907정거장 전화설비 지하2층 신설평면도(1/2)¦ 907정거장 CCTV,TDI,시계설비 지하1층 신설평면도 (1/3)¦ 907정거장 안전관리실 기기배치도 및 바닥 TRAY 설치도¦ 907정거장 전화설비 지하1층 철거평면도 (1/3)¦ 907정거장 전화설비 지하1층 철거평면도 (2/3)¦ 907정거장 전화설비 지하1층 철거평면도(3/3)¦ 907정거장 전화설비 지하2층 철거평면도(1/2)¦ 907정거장 CCTV,TDI,시계설비 지하1층 신설평면도 (2/3)¦ 907정거장 CCTV,TDI,시계설비 지하1층 신설평면도(3/3)¦ 907정거장 CCTV,TDI,시계설비 지하2층 신설평면도(1/2)¦ 907정거장 CCTV,TDI,시계설비 지하1층 철거평면도 (1/3)¦ 907정거장 CCTV,TDI,시계설비 지하1층 철거평면도 (2/3)¦ 907정거장 CCTV,TDI,시계설비 지하1층 철거평면도(3/3)¦ 907정거장 CCTV,TDI,시계설비 지하2층 철거평면도(1/2)¦ 907정거장 전화설비 지하2층 신설평면도(2/2)¦ 907정거장 전화설비 지하2층 철거평면도(2/2)¦ 907정거장 CCTV,TDI,시계설비 지하2층 신설평면도(2/2)¦ 907정거장 CCTV,TDI,시계설비 지하2층 철거평면도(2/2)¦ 907정거장 방송설비 지하1층 신설평면도 (1/3)¦ 907정거장 방송설비 지하1층 신설평면도 (2/3)¦ 907정거장 방송설비 지하1층 신설평면도(3/3)¦ 907정거장 방송설비 지하2층 신설평면도(1/2)¦ 907정거장 방송설비 지하2층 신설평면도(2/2)¦ 907정거장 방송설비 CABLE WIRING DIAGRAM¦ 907정거장 AFC SYSTEM DIAGRAM¦ 907정거장 AFC SYSTEM DIAGRAM / 철거¦ 907정거장 AFC CABLE WIRING DIAGRAM¦ 907정거장 AFC CABLE WIRING DIAGRAM / 철거¦ 907정거장 출입통제설비 CABLE WIRING DIAGRAM ¦ 907정거장 출입통제설비 CABLE WIRING DIAGRAM / 철거¦ T7001034-001¦ T7001034-002¦ T7001034-003¦ T7001034-004¦ T7001034-005¦ T7001034-006¦ T7001034-007¦ T7001034-008¦ T7003034-001¦ T7003034-002¦ T7003034-003¦ T7003034-004¦ T7005034-001¦ T7005034-002¦ T7005034-003¦ T7005034-004¦ T7005034-005¦ T7005034-006¦ T7005034-007¦ T7005034-008¦ 907정거장 AFC설비 지하1층 평면도 (1/2)¦ T5001034-001¦ 907정거장 출입통제설비 지하1층 평면도 (1/3)¦ T7009934-001¦ T7009934-002¦ T7009934-003¦ T7009934-004¦ 907정거장 출입통제설비 지하1층 평면도 (2/3)¦ 907정거장 출입통제설비 지하1층 철거평면도 (1/3)¦ 907정거장 출입통제설비 지하1층 철거평면도 (2/3)¦ 907정거장 AFC설비 지하1층 장비배치도¦ 907정거장 AFC설비 지하1층 장비배치도 / 철거¦ T1001026-003¦ T1001026-004¦ T1001026-005¦ T1001026-006¦ T1001026-007¦ T1001026-008¦ T1001026-009¦ T1001026-010¦ T1001026-011¦ T1001026-012¦ T1001026-013¦ NONE¦ NONE¦ NONE¦ NONE¦ NONE¦ NONE¦ NONE¦ NONE¦ NONE¦ NONE¦ NONE¦ 1/400¦ T7001034-009¦ T7001034-010¦ 1/400¦ 1/400¦ 1/400¦ 1/400¦ 1/400¦ 1/400¦ 1/400¦ 1/400¦ 1/400¦ 1/400¦ T7003034-005¦ 1/400¦ 1/400¦ 1/400¦ 1/400¦ T7005034-009¦ T7005034-010¦ 1/400¦ 1/400¦ 1/400¦ 1/400¦ 1/400¦ 1/400¦ 1/400¦ 1/400¦ 1/400¦ 1/400¦ 1/400¦ 1/400¦ 907정거장 AFC설비 지하1층 평면도 (2/2)¦ T5001034-002¦ 1/400¦ 1/400¦ T7009934-005¦ T7009934-006¦ 907정거장 출입통제설비 지하1층 평면도 (3/3)¦ 907정거장 출입통제설비 지하1층 철거평면도 (3/3)¦ 1/400¦ 1/400¦ 1/400¦ 1/400¦ 1/400¦ 1/400¦ 1/50¦ T9103066-002¦ T9103066-003¦ T9103066-004¦ 1/600¦ 1/600¦ 75¦ 76¦ 77¦ 78¦ 79¦ 80¦ 81¦ 82¦ 83¦ 84¦ 85¦ 86¦ 87¦ 88¦ 89¦ T¦ 공통¦ 1¦ 0¦ 0¦ 1¦ 0¦ 0¦ 2¦ 0¦ 0¦ 1¦ (공통 상세도)¦ 서울시메트로9호선(주) 대체투자(신호 및 통신설비) 타당성조사, 기본 및 실시설계 용역¦ 실 시 설 계 도 면¦ 2019. 03. ¦ [ 통신 설비-905정거장 ]¦ (주)안세기술 컨소시엄¦ 서울시메트로 9호선(주)¦ (907 정거장)¦
| 1단계_정거장 - 복사본 | 1단계_정거장 - 복사본 | 048. T9103038-007 광점퍼코드 (OJC) 상세도.dwg | 광점퍼코드 (OJC) 상세도¦ NONE¦ 광점퍼코드 (OJC) 상세도¦ S = NONE¦ SM LC/PC-LC/PC-1C-2.0-5M¦ Unregistered Version - http://www.aidecad.com¦ SM SC/APC-SC/APC-1C-2.0-3M¦ SM LC/PC-LC/PC-1C-2.0-10M¦ SM FC/APC-SC/APC-1C-2.0-3M¦ SM LC/PC-LC/PC-1C-2.0-15M¦ * 예시 도면이며 전송장비등 장비측 제조사별 광콘넥타는 다를 수 있음.¦ T¦ 9¦ 1¦ 0¦ 3¦ 0¦ 3¦ 8¦ 0¦ 0¦ 7¦ 공통¦
| 1단계_정거장 - 복사본 | 1단계_정거장 - 복사본 | 023. T7001034-006 916정거장 전화설비 지하1층 철거평면도.dwg | \A1;10,300¦ \A1;10,000¦ \A1;7,500¦ \A1;7,500¦ \A1;5,000¦ \A1;10,000¦ \A1;10,000¦ \A1;10,000¦ \A1;5,000¦ \A1;65,000¦ \A1;7,080¦ \A1;4,950¦ \A1;32,860¦ \A1;7,080¦ \A1;4,950¦ \A1;4,400¦ \A1;4,400¦ INT¦ 1. 음향유도기 전원은 전기콘센트를 이용한다.¦ NOTE¦ 2. 증폭기전원은 전기콘센트를 이용한다.¦ 3. 통신기계실 및 안전관리실 MAIN 분전반은 전기에서 설치한다.¦ KEY PLAN¦ X01¦ X00¦ X-01¦ X-02¦ X-03¦ X-04¦ X-05¦ X-06¦ X-07¦ X-08¦ Y00¦ Y01¦ Y03¦ Y05¦ Y06¦ DN¦ DN¦ 공조기계실 1¦ OPEN¦ 내부계단 1¦ 내부계단 2¦ 통로¦ UTP Cat.5E 4Px2조 (공조기계실-2)¦ DOWN TO 지하2층¦ (16) UTP Cat.5E 4Px2조 (공조기계실-2)¦ x2¦ (P1:200x200x100)¦ TRAY (600x150)¦ 4-35~38¦ 4-31~34¦ 장애자용¦ 훨체어리프트¦ (철거)¦ 지하철 916정거장¦ 여의도¦ 샛강¦ 노량진¦ 1/400¦ 916정거장 전화설비 지하1층 철거평면도¦ S = 1/400¦ 916정거장 전화설비 지하1층 철거평면도¦ T¦ 7¦ 0¦ 0¦ 1¦ 0¦ 3¦ 4¦ 0¦ 0¦ 6¦ (기설활용)¦ P¦
| 1단계_정거장 - 복사본 | 1단계_정거장 - 복사본 | 024. T7001034-002 913정거장 전화설비 지하1층 신설평면도 (2_2).dwg | IDF¦ \A1;3,870¦ \A1;7,500¦ \A1;81,370¦ \A1;7,500¦ \A1;7,500¦ \A1;7,500¦ \A1;7,500¦ \A1;7,500¦ \A1;7,500¦ \A1;7,500¦ \A1;5,000¦ \A1;5,000¦ \A1;7,500¦ \A1;21,370¦ \A1;6,750¦ \A1;7,800¦ \A1;6,820¦ TRAY (300x100)¦ UTP CAT.5E 25Px1조 (CONSOLE)¦ UTP CAT.5E 4Px4조 (CONSOLE)¦ FR-CV 3C/6.0㎟x1조 (LSE POWER)¦ UTP Cat.5E 4Px2조 (CL POWER)(신설)¦ F-CV 3C/2.5㎟x1조 (공간화상)(기존활용)¦ OF- SM-4Cx1조 (공간화상)(기존활용)¦ UTP Cat.5E4Px15조 (CAMERA)(신설)¦ OF-SM-8C(난연)x10조(신설) ¦ FR-CV 3C/4.0㎟x10조(신설) ¦ OF-SM-8C(난연)x2조(승강장모니터)(신설) ¦ FR-CV 3C/4.0㎟x2조(승강장모니터)(신설) ¦ 1. 일반교환기에 수용된 전화기는 IP전화기로 교체한다.¦ NOTE¦ 2. 콜폰, E/L폰, 승강장 비상통화장치도 교체한다.¦ 3. 전화 및 인터폰 구간의 배선배관은 기존활용한다.¦ MATCH LINE¦ TRAY (300x100)¦ C¦ 4Cat.5E 4Px2조 (편의점)¦ 인터폰선 0.6x2Px8조 (INT)¦ TRAY (300x100)¦ A¦ OF-MM-4Core(난연)x1조 (승무대기실(남)¦ UTP Cat.5E 25Px1조 (승무대기실(남)¦ UTP Cat.5E 4Px2조 (편의점)¦ UTP Cat.5E 4Px4조 (이동통신기계실, 용역원대기실)¦ 인터폰선 0.6x2Px8조 (INT)¦ DOWN TO 지하2층¦ D¦ UTP Cat.5E 4Px1조 (지구대장사무실)¦ TRAY (600x150)¦ TRAY (300x100)¦ B¦ UTP Cat.5E 4Px2조 (용역원대기실)¦ 인터폰선 0.6x2Px8조 (INT)¦ UTP Cat.5E 4Px2조 (편의점)¦ 1. 음향유도기 전원은 전기콘센트를 이용한다.¦ NOTE¦ 2. 증폭기전원은 전기콘센트를 이용한다.¦ 3. 통신기계실 및 안전관리실 MAIN 분전반은 전기에서 설치한다.¦ DOWN TO CP PANEL¦ E¦ (16) 인터폰선 0.6x2Px5조 (INT)¦ MATCH LINE DWG No. "S1-TA-S13-DB-009-0"¦ OF-MM-4Core(난연)x1조 (승무대기실(남)¦ UTP Cat.5E 25Px1조 (승무대기실(남)¦ OF-MM-4Core(난연)x1조 (승무대기실(남)¦ UTP Cat.5E 25Px1조 (승무대기실(남)¦ TRAY (300x100)¦ F¦ OF-MM-4Core(난연)x1조 (승무대기실(남)¦ UTP Cat.5E 25Px1조 (승무대기실(남)¦ UTP Cat.5E 4Px2조 (승무대기실(여)¦ UTP Cat.5E 4Px1조 (지구대사무실)¦ KEY PLAN¦ X13¦ X14¦ X15¦ X16¦ X17¦ X18¦ X19¦ X20¦ X21¦ X22¦ X23¦ X24¦ Y00¦ Y02¦ Y05¦ Y07¦ Y01¦ Y03¦ Y06¦ Y04¦ 2호선 대합실 외부출입구¦ UP¦ 이동통신기계실¦ 발매기실¦ 편 의 점¦ 대합실¦ 승무대기실(남)¦ 용역원대기실¦ 승무원 락커룸(여)¦ 승무원 락커룸(남)¦ 승무대기실(여)¦ 화장실¦ 외부출입구2¦ 외부통로2¦ 외부출입구7¦ 외부엘리베이터4¦ 외부통로4¦ (16) 인터폰선 0.6x2Px5조 (INT)¦ G¦ (기계분야 인터폰모장치)¦ TRAY (300x100)¦ (P6:200x200x100)¦ 지상E/L¦ (16) 인터폰선 0.6x2Px4조 (INT)¦ DOWN TO CP PANEL¦ (16) 인터폰선 0.6x2Px4조 (INT)¦ MATCH LINE¦ UTP 25P¦ [TB No.2]¦ 공중전화¦ x2¦ x2¦ x2¦ (P8:100x100x100)¦ TRAY (300x100)¦ UTP Cat.5E 25Px1조 (콜폰)¦ (16) UTP Cat.5E 4Px3조 (편의점)¦ (16) UTP Cat.5E 4Px2조 (이동통신기계실)¦ D¦ (28) UTP Cat.5E 25Px1조 (콜폰)¦ (16) 인터폰선 0.6x2Px각1조 (콜폰)¦ C¦ A¦ OF-MM-4Core(난연)x1조 (승무대기실(남)¦ UTP Cat.5E 25Px1조 (승무대기실(남)¦ UTP Cat.5E 4Px2조 (편의점)¦ UTP Cat.5E 4Px4조 (이동통신기계실, 용역원대기실)¦ 인터폰선 0.6x2Px4조 (INT)¦ B¦ E¦ (22) UTP Cat.5E 4Px3조 (대합실공중전화)¦ (P7:200x200x100)¦ UTP 25P¦ MIS HUB 8Port¦ [IDF No.2]¦ (28) UTP Cat.5E 25Px1조 (승무대기실(남)¦ (28) OF-MM-4Core(난연)x1조 (승무대기실(남)¦ F¦ (16) UTP Cat.5E 4Px2조 (승무대기실(여)¦ (P5:200x200x100)¦ (용역원대기실)¦ OF-MM-4Core(난연)x1조 (승무대기실(남)¦ UTP Cat.5E 25Px1조 (승무대기실(남)¦ (16) UTP Cat.5E 4Px2조 (승무대기실(남)¦ G¦ UTP Cat.5E 4Px1조 (편의점)¦ UTP Cat.5E 4Px1조 (편의점)¦ (16) 인터폰선 0.6x2Px4조 (INT)¦ (16) UTP Cat.5E 4Px1조 (지구대사무실)¦ (16) 인터폰선 0.6x2Px6조 (편의점)¦ 인터폰선 0.6x2Px12조 (INT)¦ UTP Cat.5E 25Px1조 (콜폰)¦ 인터폰선 0.6x2Px12조 (INT)¦ 용역창고¦ 발매기실¦ 용역창고¦ 5-31~34¦ 5-35~38¦ 5-21~24¦ 5-25~28¦ 5-41~44¦ 5-45~48¦ V2¦ D2¦ V1¦ D1¦ 천정형¦ (16) UTP Cat.5E 4Px2조¦ 6¦ 7¦ 8¦ 9¦ 10¦ 11¦ 12¦ 13¦ 5¦ 4¦ 3¦ 2¦ 1¦ TB1¦ UTP25P-1¦ 임대상가1¦ 1. 일반교환기에 수용된 전화기는 안전관리실만 IP전화기로 교체한다.¦ NOTE¦ 2. 콜폰, E/L폰, 승강장 비상통화장치도 교체한다.¦ 3. 전화 및 인터폰 구간의 배선배관은 기존활용한다.¦ 지하철 913정거장¦ 선유도¦ 당산¦ 국회의사당¦ 1/400¦ 913정거장 전화설비 지하1층 신설평면도(2/2)¦ S = 1/400¦ 913정거장 전화설비 지하1층 신설평면도(2/2)¦ T¦ 7¦ 0¦ 0¦ 1¦ 0¦ 3¦ 4¦ 0¦ 0¦ 2¦ (기설활용)¦ INT¦ P¦
| 1단계_정거장 - 복사본 | 1단계_정거장 - 복사본 | 043. T7009934-004 918정거장 출입통제설비 지하1층 철거 평면도 (2_2).dwg | C/R¦ {\C0;vmh}¦ P¦ \A1;56,300¦ \A1;3,800¦ \A1;7,500¦ \A1;7,500¦ \A1;5,000¦ \A1;5,000¦ \A1;5,000¦ \A1;5,000¦ \A1;5,000¦ \A1;5,000¦ \A1;5,000¦ \A1;5,000¦ \A1;5,000¦ \A1;5,000¦ \A1;5,000¦ \A1;5,000¦ \A1;5,000¦ \A1;5,000¦ \A1;5,000¦ \A1;5,000¦ \A1;30,150¦ \A1;11,300¦ \A1;7,550¦ \A1;11,300¦ \A1;9,600¦ \A1;3,550¦ \A1;4,000¦ \A1;42,500¦ \A1;200¦ L¦ E/V¦ KEY PLAN¦ X15¦ X16¦ X17¦ X18¦ X19¦ X20¦ X21¦ X22¦ X23¦ X24¦ X25¦ X26¦ X27¦ X28¦ X29¦ X30¦ X31¦ X32¦ X33¦ Y00¦ Y01¦ Y02¦ Y-01¦ Y03¦ Y03-1¦ UP¦ 공조기계실-2¦ 전 기 실¦ 비상전원실¦ CO2실-1¦ 변 전 실¦ 운영원대기실¦ 복도 -2¦ 연결통로¦ 외부출입구2¦ 방범셔터¦ UP¦ 외부엘리베이터 2¦ UP¦ 내부엘리베이터 3¦ 본동 지하도(기존)¦ (기존)¦ (기존)¦ CO2실-2¦ MATCH LINE DWG No. "S1-TA-S18-DB-017-0"¦ MATCH LINE¦ (16) UTP Cat.5E 4Px2조 (출입통제)¦ (16) UTP Cat.5E 4Px2조 (출입통제)¦ MATCH LINE¦ UTP Cat.5E 4Px4조 (출입통제)¦ UTP Cat.5E 4Px4조 (출입통제)¦ E/V¦ 지상E/L¦ 임대상가¦ 918정거장 출입통제설비 지하1층 철거 평면도 (2/2)¦ 918정거장 출입통제설비 지하1층 철거 평면도 (2/2)¦ S = 1 / 400¦ 1/400¦ 지하철 918정거장¦ 노량진¦ 노들¦ 중앙대입구¦ T¦ 7¦ 0¦ 0¦ 9¦ 9¦ 5¦ 1¦ 4¦ 0¦ 0¦ P¦
| 1단계_정거장 - 복사본 | 1단계_정거장 - 복사본 | 012. T1001026-008 917정거장 AFC SYSTEM DIAGRAM (철거).dwg | ATVM¦ ATVM¦ 02¦ 01¦ L-AFC-1-분전반¦ 통신기계실¦ MAIN POWER¦ 접지단자함¦ 14¦ AGM10¦ AGM6¦ [ 비상게이트x2 ]¦ AGM8¦ AGM8¦ 09¦ 10¦ 12¦ CONTROL¦ EM.GATE¦ BOX¦ 안전관리실¦ BOX¦ DPC¦ COM¦ INTER¦ COMMS¦ S/W HUB¦ 화재¦ 수신반¦ 통신기계실¦ AAM¦ 01¦ D/I MUX¦ I/F¦ S/W HUB¦ SMS¦ 06¦ AGM10¦ AGM6¦ [ 비상게이트x2 ]¦ AGM8¦ AGM8¦ AGM8¦ 01¦ 02¦ 04¦ 03¦ Cross Cable¦ AGM8¦ 13¦ Cross Cable¦ 발매기실¦ L-AFC-2-분전반¦ MAIN POWER¦ 접지단자함¦ S/W HUB¦ ATVM¦ ATVM¦ 04¦ 03¦ AAM¦ 02¦ AGM8¦ 05¦ AGM8¦ 11¦ Cross Cable¦ Cross Cable¦ Cross Cable¦ Cross Cable¦ Cross Cable¦ Cross Cable¦ Cross Cable¦ Cross Cable¦ Cross Cable¦ Cross Cable¦ 접지단자함¦ MAIN¦ 승강장¦ GROUND¦ (공통)¦ NO.08 (AGM10)¦ H U B¦ NO.14 (AGM10)¦ H U B¦ 07¦ AGM11¦ 08¦ AGM12¦ 15¦ AGM11¦ 16¦ AGM12¦ 환급기¦ 01¦ 환급기¦ 02¦ 분전반~AAM, AGM, SMS, ATVM, AIM¦ : IN USE¦ 접지반~AAM, AGM, SMS, ATVM¦ EM. GATE¦ MAIN GROUND¦ INTERCOM~ATVM, AAM¦ SMS(S/W HUB)~TOM, AGM, ATVM¦ D/I MUX(ROUTER)~SMS(S/W HUB)¦ NOTE¦ 화재수신반~DPC BOX¦ I/F¦ DPC¦ DPC SW~AGM(DPC)¦ : FR-CV 3C/4.0㎟¦ : F-GV 4.0㎟¦ : FR-CV 2C/4.0㎟¦ : F-GV 50㎟¦ : CPEV 0.65/5P, STP Cat.5E 4P¦ : STP Cat.5E 4Px1조¦ : STP Cat.5E 4Px1조¦ : CPEV 0.9x5P¦ : Interface Unit¦ : Direct Power Control¦ : FR-CVVS 4C/2.5㎟¦ INTERCOM~EM.GATE¦ : UTP Cat.5E 4P¦ AIS~AIM¦ : OF-SM-2Core¦ : UTP Cat.5E 4P¦ AIS~AIM¦ 917정거장 AFC SYSTEM DIAGRAM (철거)¦ 917정거장 AFC SYSTEM DIAGRAM (철거)¦ S = NONE¦ NONE¦ 지하철 917정거장¦ 샛강¦ 노량진¦ 노들¦ 8¦ 0¦ 0¦ T¦ 1¦ 0¦ 0¦ 1¦ 0¦ 2¦ 6¦
| 1단계_정거장 - 복사본 | 1단계_정거장 - 복사본 | 079. T9103038-029 무선통신 외부단자 및 공시청 안테나 설치 상세도.dwg | \A1;1,050¦ \A1;2,500¦ \A1;3,500¦ \A1;150¦ \A1;500¦ \A1;500¦ \A1;500¦ \A1;500¦ \A1;500¦ \A1;500¦ \A1;1,500¦ \A1;1,000¦ \A1;400¦ \A1;700¦ \A1;400¦ \A1;150¦ \A1;250¦ \A1;300¦ \A1;200¦ \A1;300¦ \A1;230¦ \A1;300¦ \A1;300¦ \A1;150¦ \A1;80¦ \A1;300¦ \A1;400¦ \A1;80¦ \A1;140¦ \A1;80¦ \A1;80¦ \A1;240¦ \A1;500¦ \A1;600¦ \A1;500¦ \A1;100¦ \A1;400¦ \A1;400¦ \A1;500¦ -¦ T¦ 0¦ 0¦ 0¦ 0¦ 0¦ 0¦ 0¦ 0¦ 0¦ 0¦ ¦ ¦ ¦ ¦ ¦ ¦ ¦ ¦ 12t PLATE¦ (Hi-PVC 54mm) HFC-12D(TV)¦ MASTER BASE¦ (WELDING)¦ PLATE(6tx4EA)¦ ANCHOR BOLT(용융도금)¦ (Φ22x250x4EA)¦ 공청용안테나¦ 콘크리트¦ V.H.F ANT - LOW (SUS)¦ V.H.F ANT - HIGH (SUS)¦ 보호기¦ MIXER(L/H)¦ MIXER(U/V)¦ 레듀샤(100/40)¦ MODEL¦ UHF ¦ VHF(L)¦ VHF(h)¦ 20¦ 14-38¦ 5¦ 10¦ 2¦ 7-13¦ 소자수¦ 수신채널¦ 공시청안테나 (904/920정거장)¦ U.H.F ANT (SUS)¦ 외부계단부¦ Hi PVC 54mmx3¦ Anchor Bolt(SUS)¦ G.L¦ 경찰TRS¦ 재방송¦ 이동통신¦ (지휘본부차량 무전기와 연결용)¦ BNC-J-MP¦ (무전기와 연결용)¦ BNC-P-58¦ RG-58¦ 5m¦ ELP 30mmx1조¦ Φ36¦ (Φ22X250X4EA)¦ ANCHOR BOLT(SUS)¦ (외부단자와 연결용)¦ N-P-58-(CONNECTOR)¦ (Φ80X1,000)¦ STAINLESS PIPE¦ (CONNECTOR)¦ 무선통신 보조설비 외부단자¦ 9.0-13.0¦ 75W¦ 75¦ 75W¦ 7¦ 11¦ 임피던스¦ 이득¦ WELDING¦ N-LA¦ T.V 분배, 증폭기함¦ (Φ80)¦ STAINLESS PIPE¦ NOTE¦ 전원콘센트¦ 분배기¦ 증폭기¦ TV 증폭기함¦ 시건 장치 설치¦ 환기구 설치¦ SUS¦ To: 수공3호¦ To: 수공3호¦ Hi PVC 54mmx4¦ Hi PVC 54mmx4¦ STAINLESS PIPE¦ (Φ40)¦ STAINLESS PIPE¦ (Φ80)¦ (Φ125)¦ STAINLESS PIPE¦ G.L¦ Hi PVC 54mmx1¦ 피뢰침¦ 무선통신 외부단자 및 공시청 안테나 설치 상세도¦ 무선통신 외부단자 및 공시청 안테나 설치 상세도¦ S = NONE¦ NONE¦ 공통¦ T¦ 9¦ 1¦ 0¦ 3¦ 0¦ 3¦ 8¦ 0¦ 2¦ 9¦ 공통¦
| 1단계_정거장 - 복사본 | 1단계_정거장 - 복사본 | 052. T9203038-011 옥상안테나폴(5M) 상세도.dwg | 옥상안테나폴(5M) 상세도¦ NONE¦ 옥상안테나폴(5M) 상세도¦ S = NONE¦ Unregistered Version - http://www.aidecad.com¦ CLAMP/1SET¦ BOLT&NUT/10mm¦ 안테나 고정용 PIPE¦ {\fGulimChe¦b1¦i0¦c129¦p49;*예시 도면이며 현장 여건에 따라 다를 수 있음.}¦ 피뢰침¦ GV-P5\P접지봉 4개¦ 섹터안테나¦ 1/2" 급전선\P¦ 5m 안테나폴¦ \P전선 및 광 \P후강전선관¦ \P \P정류기 RRU¦ FROM 인입샤프트¦ 12T 사각통¦ 8 와이어 (4방향)¦ Eye Bolt (4방향)¦ \pi5.9707;연결볼트 \P\pi2.4214;M16x80 bolt\P\pi8.8986;(6ea)¦ \pi5.9707;연결볼트 \P\pi2.4214;M16x80 bolt\P\pi8.8986;(8ea)¦ \pi0.96273;12Tx275x275[1ea]\P\pi8.1631;BASEPLATE¦ B4¦ \pi0.96273;12Tx100x100[6ea]\P\pi9.6576;RIBPLATE¦ R4¦ \pi0.96273;12Tx275x275[1ea]\P\pi8.1631;BASEPLATE¦ B4¦ \pi0.96273;12Tx100x100[6ea]\P\pi9.6576;RIBPLATE¦ R4¦ \pi0.96273;19Tx310x310[1ea]\P\pi8.1631;BASEPLATE¦ B3¦ \pi2.0669;12Tx70x150[8ea]\P\pi9.6576;RIBPLATE¦ R3¦ \pi0.96273;19Tx310x310[1ea]\P\pi8.1631;BASEPLATE¦ B2¦ \pi2.0669;12Tx70x150[8ea]\P\pi9.6576;RIBPLATE¦ R2¦ \pi0.96273;19Tx300x300[1ea]\P\pi8.1631;BASEPLATE¦ B1¦ \pi2.0669;12Tx60x180[4ea]\P\pi9.6576;RIBPLATE¦ R1¦ \pi5.9707;연결볼트 \P\pi2.4214;M16x80 bolt\P\pi8.8986;(4ea)¦ Eye Bolt ¦ 4-M8\P(매입깊이=70~80)¦ \pi7.7476;9T 지선고정판 \P\pi16.707;(4ea)¦ \pi-9,l12,t12;* TOP VIEW *¦ * 블럭 48[EA]¦ * W310 *L310 *H100 [20kg] ¦ \pi8.8805;(안테나 가대)¦ \pi9.6185;(12T 사각통)¦ \pi0.70312;까치발 플레이트 (36도)\P\pi18.313;[2ea]¦ \pi0.70312;까치발 플레이트 (36도)\P\pi18.313;[2ea]¦ 까치발 밴드¦ T¦ 9¦ 2¦ 0¦ 3¦ 0¦ 3¦ 8¦ 0¦ 1¦ 1¦ 공통¦
| 1단계_정거장 - 복사본 | 1단계_정거장 - 복사본 | 051. T9103066-003 909정거장 AFC설비 지하1층 장비배치도.dwg | \A1;28,000¦ \A1;7,600¦ \A1;7,900¦ \A1;6,100¦ \A1;6,100¦ \A1;7,500¦ \A1;7,500¦ \A1;7,500¦ \A1;7,500¦ \A1;7,500¦ \A1;7,500¦ \A1;7,500¦ \A1;7,500¦ \A1;7,500¦ \A1;7,500¦ \A1;7,500¦ \A1;7,500¦ \A1;7,500¦ \A1;5,000¦ \A1;5,000¦ \A1;5,000¦ \A1;75,000¦ \A1;5,000¦ \A1;7,500¦ \A1;7,500¦ \A1;7,500¦ \A1;7,500¦ \A1;7,500¦ \A1;7,500¦ \A1;7,500¦ \A1;7,500¦ \A1;30,000¦ \A1;105,000¦ \A1;30,000¦ \A1;262,500¦ \A1;67,500¦ \A1;165,000¦ \A1;30,000¦ \A1;5,000¦ \A1;5,000¦ \A1;150¦ \A1;600¦ \A1;600¦ \A1;600¦ \A1;600¦ \A1;325¦ \A1;600¦ \A1;600¦ \A1;600¦ \A1;600¦ \A1;150¦ \A1;150¦ \A1;150¦ \A1;150¦ \A1;150¦ \A1;150¦ \A1;150¦ \A1;150¦ \A1;150¦ \A1;150¦ \A1;150¦ \A1;150¦ \A1;600¦ \A1;1100¦ \A1;150¦ \A1;150¦ \A1;150¦ \A1;1100¦ \A1;600¦ Detail "C"¦ Detail "A"¦ Detail "D" ¦ Detail "D"¦ Detail "B"¦ Detail "A"¦ Detail "B"¦ 발매기실 2¦ X-09¦ X-07¦ X-05¦ X-03¦ X-01¦ X00¦ X01¦ X02¦ X03¦ X04¦ X06¦ X22¦ X24¦ X26¦ X27¦ X28¦ X29¦ X30¦ X31¦ X32¦ X33¦ Y04¦ Y03¦ Y02¦ Y01¦ Y00¦ UP¦ DN¦ 발매기실 1¦ 편의점¦ 대합실¦ 외부통로¦ 용역창고¦ 용역원대기실¦ DN¦ DN¦ 통신기계실¦ 이동통신기계실¦ 운영원대기실¦ CO2실¦ 내부계단 3¦ 비상전원실¦ 안전관리실¦ 발매기실 2¦ 변전실¦ 물탱크실¦ 전 기 실¦ 창 고¦ 외부계단 1¦ 내부계단 1¦ 내부계단 2¦ 내부계단 4¦ 화장실¦ 공조기계실(PIT)¦ CO2실¦ 발매기실 1¦ AAM ¦ AAM ¦ Detail "C"¦ AAM ¦ AAM ¦ 10형¦ 8형¦ 8형¦ 8형¦ 6형¦ 대합실¦ PAID AREA¦ 대합실¦ FREE AREA¦ 8형¦ Y03¦ 대합실¦ PAID AREA¦ 대합실¦ FREE AREA¦ 12형¦ 6형¦ 10형¦ 8형¦ 8형¦ 6형¦ 8형¦ 10/11형¦ 구 분¦ 당 초¦ 변 경¦ 6형¦ 8형¦ 10형¦ 6/12형¦ 10/11형¦ 11형¦ 12형¦ 1¦ 2¦ 3¦ 3¦ 1¦ 1¦ -¦ 1¦ 1¦ -¦ 1¦ 1¦ -¦ -¦ 구 분¦ 당 초¦ 변 경¦ 6형¦ 8형¦ 10형¦ 6/12형¦ 10/11형¦ 11형¦ 12형¦ -¦ 1¦ 3¦ 4¦ 1¦ 1¦ -¦ -¦ 1¦ 1¦ 1¦ -¦ -¦ 1¦ 12형¦ 11형¦ 909정거장 AFC설비 지하1층 장비배치도¦ 909정거장 AFC설비 지하1층 장비배치도¦ S = 1 / 600¦ 1/600¦ 지하철 909정거장¦ 가양¦ 등촌¦ 염창¦ T¦ 9¦ 1¦ 0¦ 3¦ 0¦ 6¦ 6¦ 0¦ 0¦ 3¦ \A1;7,900¦
| 1단계_정거장 - 복사본 | 1단계_정거장 - 복사본 | 010. T1001026-006 917정거장 종합무선중계,열차무선설비 DIAGRAM.dwg | 기설역사내 종합무선 공중선¦ A¦ B¦ 철거 후 직결¦ 철거¦ 3D¦ RFCL-42D-광대역¦ RFCL-42D-광대역¦ 공조기계실-1¦ 콘솔내 접속단자¦ 안전관리실¦ B1¦ RFCL-42D-광대역¦ RFCL-42D-광대역¦ 강¦ 선¦ 널¦ 터¦ &¦ 본¦ 장¦ B2¦ 승¦ UTP Cat.5E 4Px2조¦ 라디오 송수신제어 ANTENNA¦ 상행¦ 하행¦ 무선호출 및¦ 이동전화 ANT.¦ (예비)¦ 경찰 C3 ANT.¦ (예비)¦ 이동전화 중계기¦ 무선호출 및¦ 경찰 무선중계기¦ HFC-22D-FR¦ 외부접속 단자함¦ 소방무선통신¦ 통신기계실 (종합무선중계설비)¦ D¦ 광전변환기¦ 광전송장치¦ 광커플러¦ FM¦ 중계장치¦ HFC-12D-FR¦ HFC-12D-FR¦ MIXER¦ COMBINER¦ COMBINER¦ HFC-12D-FR¦ 합¦ RFCL-42D-광대역¦ RFCL-42D-광대역¦ HFC-12D-FR¦ 복합통신 ANTENNA¦ 실¦ 콘솔내 접속단자¦ 안전관리실¦ 대¦ B1¦ HFC-12D-FR¦ 복합통신 ANTENNA¦ HFC-12D-FR¦ 이동통신기계실¦ NOTE¦ 심 볼¦ 명 칭¦ 역사시공¦ 본선시공¦ 장비사 공급분¦ 열차무선장치¦ RF중계기¦ 환승통로¦ c¦ From: 916정거장¦ OF-SM-1Core¦ To: 918정거장¦ OF-SM-1Core¦ From: 918정거장¦ OF-SM-1Core¦ RFCL-42D-광대역¦ RFCL-42D-광대역¦ 강¦ 선¦ 널¦ 터¦ &¦ 본¦ 장¦ B2¦ 승¦ HFC-22D-FR¦ UTP Cat.5E 4Px2조¦ 라디오 송수신제어 ANTENNA¦ 상행¦ 하행¦ UTP Cat.5E 4Px2조¦ 무선호출 및¦ 이동전화 ANT.¦ (예비)¦ 경찰 C3 ANT.¦ (예비)¦ 이동전화 중계기¦ 무선호출 및¦ 경찰 무선중계기¦ HFC-22D-FR¦ From: 934정거장¦ 외부접속 단자함¦ 소방무선통신¦ 통신기계실 (종합무선중계설비)¦ 광전변환기¦ 광전송장치¦ 광커플러¦ FM¦ 중계장치2¦ HFC-12D-FR¦ HFC-12D-FR¦ MIXER¦ COMBINER¦ D¦ HFC-12D-FR¦ 복합통신 ANTENNA¦ 콘솔내 접속단자¦ 역무관리실¦ OF-SM-1Core¦ HFC-12D-FR¦ 제2,3이동통신사업자기계실¦ 열차무선장치 (기지국,TRS)¦ OF-SM-1Core¦ c¦ To: 정거장¦ 복합통신안테나 및 콤바이너 철거전 주파수 대역 ¦ NOTE¦ RFCL-42D-광대역¦ RFCL-42D-광대역¦ To: 936정거장¦ OF-SM-1Core¦ B1¦ 복합통신 ANTENNA¦ 복합통신 ANTENNA¦ 복합통신 ANTENNA¦ 선¦ 터¦ 본¦ 널¦ RFCL-42D-광대역¦ RFCL-42D-광대역¦ B2¦ 전¦ 실¦ 변¦ 기¦ 실¦ 환¦ 합¦ 실¦ 대¦ 기¦ 실¦ 환¦ From: 934정거장¦ 광전변환기¦ 광전송장치¦ 광커플러¦ DMB¦ 중계장치2¦ OF-SM-1Core¦ To: 936정거장¦ OF-SM-1Core¦ RRU¦ I¦ Q¦ 본선터널¦ 철거¦ 신설¦ FM¦ 중계장치1¦ 2D¦ DMB¦ 중계장치1¦ MIXER¦ COMBINER¦ IP MPLS¦ OF-SM-2Core¦ 복합통신ANTENNA 철거 후 설치¦ RFCL-42D-광대역¦ RFCL-42D-광대역¦ RFCL-42D-광대역¦ RFCL-42D-광대역¦ : FM, DMB, TRS, 소방¦ : FM, DMB, TRS, 소방, LTE-R¦ 복합통신안테나 및 콤바이너 철거후 주파수 대역 ¦ LTE-R¦ 교체¦ 4¦ D¦ 1¦ D¦ 2¦ D¦ 3¦ 무선호출 및¦ 이동전화 ANT.¦ (예비)¦ 경찰 C3 ANT.¦ (예비)¦ 이동전화 중계기¦ 무선호출 및¦ 경찰 무선중계기¦ HFC-22D-FR¦ From: 916정거장¦ 외부접속 단자함¦ 소방무선통신¦ 통신기계실 (종합무선중계설비)¦ 광전변환기¦ 광전송장치¦ 광커플러¦ FM¦ 중계장치2¦ HFC-12D-FR¦ HFC-12D-FR¦ MIXER¦ COMBINER¦ D¦ HFC-12D-FR¦ OF-SM-1Core¦ HFC-12D-FR¦ 제2,3이동통신사업자기계실¦ 열차무선장치 (기지국,TRS)¦ OF-SM-1Core¦ c¦ To: 정거장¦ To: 918정거장¦ OF-SM-1Core¦ From: 916정거장¦ 광전변환기¦ 광전송장치¦ 광커플러¦ DMB¦ 중계장치2¦ OF-SM-1Core¦ To: 918정거장¦ OF-SM-1Core¦ RRU¦ 신설¦ FM¦ 중계장치1¦ 2D¦ DMB¦ 중계장치1¦ MIXER¦ COMBINER¦ IP MPLS¦ OF-SM-2Core¦ LTE-R¦ 4¦ D¦ 1¦ D¦ 2¦ D¦ 3¦ 2D¦ 철거¦ A¦ B¦ 철거 후 직결¦ 공조기계실-1¦ 2D¦ 공조기계실-2¦ 2D¦ 공조기계실-2¦ 대합실¦ 3D¦ 대합실¦ 3D¦ 전기실¦ 외부출입구6¦ 2D¦ 물탱크실¦ 917정거장 종합무선중계,열차무선설비 DIAGRAM¦ 917정거장 종합무선중계,열차무선설비 DIAGRAM¦ S = NONE¦ NONE¦ 샛강¦ 노량진¦ 노들¦ T¦ 1¦ 0¦ 0¦ 1¦ 0¦ 2¦ 6¦ 0¦ 0¦ 6¦ 2D¦ -¦ T¦ 0¦ 0¦ 0¦ 0¦ 0¦ 0¦ 0¦ 0¦ 0¦ 0¦
| 1단계_정거장 - 복사본 | 1단계_정거장 - 복사본 | 018. T7001034-001 919정거장 전화설비 지하1층 신설평면도 (1_2).dwg | INT¦ AMP¦ 배선반¦ IP¦ \A1;4,250¦ \A1;3,100¦ \A1;5,000¦ \A1;{\fHY울릉도M¦b0¦i0¦c129¦p50;5,000}¦ \A1;{\fHY울릉도M¦b0¦i0¦c129¦p50;5,000}¦ \A1;{\fHY울릉도M¦b0¦i0¦c129¦p50;5,000}¦ \A1;{\fHY울릉도M¦b0¦i0¦c129¦p50;5,000}¦ \A1;{\fHY울릉도M¦b0¦i0¦c129¦p50;5,000}¦ \A1;{\fHY울릉도M¦b0¦i0¦c129¦p50;5,000}¦ \A1;{\fHY울릉도M¦b0¦i0¦c129¦p50;5,000}¦ \A1;{\fHY울릉도M¦b0¦i0¦c129¦p50;5,000}¦ \A1;{\fHY울릉도M¦b0¦i0¦c129¦p50;5,000}¦ \A1;{\fHY울릉도M¦b0¦i0¦c129¦p50;5,000}¦ \A1;{\fHY울릉도M¦b0¦i0¦c129¦p50;5,000}¦ \A1;{\fHY울릉도M¦b0¦i0¦c129¦p50;5,000}¦ \A1;{\fHY울릉도M¦b0¦i0¦c129¦p50;5,000}¦ \A1;{\fHY울릉도M¦b0¦i0¦c129¦p50;5,000}¦ \A1;7,500¦ \A1;3,750¦ \A1;23,200¦ \A1;13,600¦ \A1;4,250¦ \A1;7,350¦ \A1;7,350¦ \A1;4,250¦ \A1;7,100¦ \A1;6,500¦ 1. 일반교환기에 수용된 전화기는 IP전화기로 교체한다.¦ NOTE¦ 2. 콜폰, E/L폰, 승강장 비상통화장치도 교체한다.¦ 3. 전화 및 인터폰 구간의 배선배관은 기존활용한다.¦ KEY PLAN¦ MATCH LINE DWG No. "S1-TA-S19-DB-010-0"¦ x2¦ x2¦ x2¦ x2¦ (16) UTP Cat.5E 4Px2조 (공조기계실-1)¦ (P1:100x100x100)¦ (16) UTP Cat.5E 4Px2조 (공조기계실-1)¦ (28) UTP Cat 5E 25Px1조 (전기실)¦ (16) 인터폰선 0.6x2Px4조 (INT)¦ DOWN TO CP PANEL¦ UTP Cat.5E 4Px3조 (승강장 INT)¦ UPT Cat.5E 4Px3조 (공중전화)¦ TRAY (900x150)¦ DOWN TO 지하 2층¦ B¦ A¦ C¦ D¦ E¦ F¦ H¦ I¦ I¦ J¦ TRAY (900x150)¦ A¦ UPT Cat.5E 4Px3조 (공중전화)¦ UTP Cat.5E 4Px3조 (승강장 INT)¦ DOWN TO 지하 2층¦ TRAY (900x150)¦ UTP Cat.5E 4Px6조 (임대상가)¦ UTP Cat.5E 4Px2조 (이동통신기계실)¦ B¦ UTP Cat.5E 25Px3조 (안전관리실)¦ UTP Cat.5E 25Px1조 (전기실)¦ DOWN TO 통신기계실 ACCESS FLOOR¦ UTP Cat.5E 4Px2조 (편의점)¦ UTP Cat.5E 4Px2조 (공조기계실-2)¦ UTP Cat.5E 4Px2조 (공조기계실-1)¦ UTP Cat.5E 4Px6조 (승강장 INT)¦ UTP Cat.5E 25Px2조 (CONSOLE CONTROL, LSE)¦ UTP Cat.5E 4Px2조 (용역원 대기실)¦ C¦ UTP Cat.5E 25Px3조 (안전관리실)¦ UTP Cat.5E 25Px1조 (전기실)¦ TRAY (300x100)¦ UTP Cat.5E 4Px2조 (공조기계실-2)¦ UTP Cat.5E 4Px2조 (공조기계실-1)¦ UTP Cat.5E 4Px3조 (승강장 INT)¦ UTP Cat.5E 25Px2조 (CONSOLE CONTROL, LSE)¦ UTP Cat.5E 4Px2조 (용역원 대기실)¦ UTP Cat.5E 4Px2조 (이동통신기계실)¦ UTP Cat.5E 4Px6조 (임대상가)¦ UTP Cat.5E 4Px2조 (편의점)¦ UTP Cat.5E 4Px3조 (승강장 공중전화)¦ D¦ UTP Cat.5E 25Px3조 (안전관리실)¦ TRAY (300x100)¦ UTP Cat.5E 4Px2조 (공조기계실-2)¦ UTP Cat.5E 4Px3조 (승강장 INT)¦ UTP Cat.5E 25Px2조 (CONSOLE CONTROL, LSE)¦ UTP Cat.5E 4Px2조 (용역원 대기실)¦ UTP Cat.5E 4Px2조 (이동통신기계실)¦ UTP Cat.5E 4Px6조 (임대상가)¦ UTP Cat.5E 4Px2조 (편의점)¦ UTP Cat.5E 4Px3조 (승강장 공중전화)¦ G¦ UTP Cat.5E 25Px3조 (안전관리실)¦ TRAY (300x100)¦ UTP Cat.5E 4Px2조 (공조기계실-2)¦ UTP Cat.5E 4Px3조 (승강장 INT)¦ UTP Cat.5E 25Px2조 (CONSOLE CONTROL, LSE)¦ UTP Cat.5E 4Px6조 (임대상가)¦ UTP Cat.5E 4Px2조 (편의점)¦ UTP Cat.5E 4Px3조 (승강장 공중전화)¦ G¦ E¦ (16) UPT Cat.5E 4Px2조 (용역원대기실)¦ F¦ (16) UPT Cat.5E 4Px2조 (이동통신기계실)¦ UPT Cat.5E 4Px3조 (공중전화)¦ 인터폰선 0.6x2Px4조 (INT)¦ H¦ UTP Cat.5E 4Px3조 (승강장 INT)¦ TRAY (300x100)¦ I¦ (16) 인터폰선 0.6x2Px4조 (INT)¦ J¦ UPT Cat.5E 4Px3조 (공중전화)¦ UTP Cat.5E 4Px3조 (승강장 INT)¦ TRAY (300x100)¦ 1. 음향유도기 전원은 전기콘센트를 이용한다.¦ NOTE¦ 2. 증폭기전원은 전기콘센트를 이용한다.¦ 3. 통신기계실 및 안전관리실 MAIN 분전반은 전기에서 설치한다.¦ (P2:100x100x100)¦ UTP 25P¦ [TB No.5]¦ (P3:100x100x100)¦ (36) SPARE (전기실)¦ UTP Cat.5E 4Px3조 (대합실 공중전화)¦ UTP Cat.5E 4Px6조 (승강장 공중전화)¦ UTP Cat.5E 4Px3조 (대합실 공중전화)¦ UTP Cat.5E 4Px3조 (대합실 공중전화)¦ UTP Cat.5E 4Px3조 (대합실 공중전화)¦ 비상전원실¦ 복 도¦ 용역원대기실 및용역창고¦ 통신기계실¦ 비품창고¦ CO2실¦ 공조기계실-1¦ 물탱크실¦ 전기실¦ 내부계단1¦ 내부계단4¦ 내부엘리베이터1¦ 내부엘리베이터2¦ DN¦ DN¦ 이동통신기계실¦ 용역창고¦ X15¦ X14¦ X13¦ X12¦ X11¦ X10¦ X09¦ X08¦ X07¦ X06¦ X05¦ X04¦ X03¦ X02¦ X01¦ X00¦ X-1¦ Y00¦ Y01¦ Y02¦ Y03¦ Y04¦ Y05¦ Y06¦ 86,250¦ (16) 인터폰선 0.6x2Px4조 (INT)¦ DOWN TO CP PANEL¦ K¦ UTP Cat.5E 25Px3조 (안전관리실)¦ TRAY (300x100)¦ UTP Cat.5E 4Px2조 (공조기계실-2)¦ UTP Cat.5E 25Px2조 (CONSOLE CONTROL, LSE)¦ UTP Cat.5E 4Px6조 (임대상가)¦ UTP Cat.5E 4Px2조 (편의점)¦ UTP Cat.5E 4Px3조 (대합실 공중전화)¦ 인터폰선 0.6x2Px8조 (INT)¦ K¦ 2-31~34¦ 2-35~38¦ V1.2¦ 4-1~4¦ 4-5~8¦ 3-1~4¦ 3-5~8¦ UTP Cat.5E 25Px2조 (안전관리실)(신설)¦ UTP Cat.5E 25Px2조 (안전관리실)(신설)¦ UTP Cat.5E 25Px2조 (안전관리실)(신설)¦ UTP Cat.5E 25Px2조 (안전관리실)(신설)¦ UTP Cat.5E 25Px2조 (안전관리실)(신설)¦ OF-SM-24Core(난연)x1조 (안전관리실)(신설)¦ OF-SM-24Core(난연)x1조 (안전관리실)(신설)¦ OF-SM-24Core(난연)x1조 (안전관리실)(신설)¦ OF-SM-24Core(난연)x1조 (안전관리실)(신설)¦ OF-SM-24Core(난연)x1조 (안전관리실)(신설)¦ 1. 일반교환기에 수용된 전화기는 안전관리실만 IP전화기로 교체한다.¦ NOTE¦ 2. 콜폰, E/L폰, 승강장 비상통화장치도 교체한다.¦ 3. 전화 및 인터폰 구간의 배선배관은 기존활용한다.¦ 지하철 919정거장¦ 노들¦ 중앙대입구¦ 동작¦ 1/400¦ 919정거장 전화설비 지하1층 신설평면도(1/2)¦ S = 1/400¦ 919정거장 전화설비 지하1층 신설평면도(1/2)¦ T¦ 7¦ 0¦ 0¦ 1¦ 0¦ 3¦ 4¦ 0¦ 0¦ 1¦ (기설활용)¦ P¦
| 1단계_정거장 - 복사본 | 1단계_정거장 - 복사본 | 037. T7005034-005 907정거장 CCTV,TDI,시계설비 지하2층 신설평면도 (2_2).dwg | P¦ \A1;5,000¦ \A1;5,000¦ \A1;82,500¦ \A1;2,500¦ \A1;2,500¦ \A1;5,000¦ \A1;5,000¦ \A1;5,000¦ \A1;5,000¦ \A1;5,000¦ \A1;5,000¦ \A1;5,000¦ \A1;5,000¦ \A1;5,000¦ \A1;5,000¦ \A1;5,000¦ \A1;5,000¦ \A1;5,000¦ \A1;2,500¦ \A1;27,800¦ \A1;13,900¦ \A1;13,900¦ TRAY (300x100)¦ UTP CAT.5E 25Px1조 (CONSOLE)¦ UTP CAT.5E 4Px4조 (CONSOLE)¦ FR-CV 3C/6.0㎟x1조 (LSE POWER)¦ UTP Cat.5E 4Px2조 (CL POWER)(신설)¦ F-CV 3C/2.5㎟x1조 (공간화상)(기존활용)¦ OF- SM-4Cx1조 (공간화상)(기존활용)¦ UTP Cat.5E4Px15조 (CAMERA)(신설)¦ OF-SM-8C(난연)x10조(신설) ¦ FR-CV 3C/4.0㎟x10조(신설) ¦ OF-SM-8C(난연)x2조(승강장모니터)(신설) ¦ FR-CV 3C/4.0㎟x2조(승강장모니터)(신설) ¦ MATCH LINE DWG No. "S1-TA-S07-DB-022-0"¦ A¦ KEY PLAN¦ UP¦ UP¦ X25¦ X26¦ X27¦ X28¦ X29¦ X31¦ X32¦ X33¦ X30¦ X18¦ X19¦ X21¦ X22¦ X23¦ X24¦ X20¦ X34¦ Y00¦ Y01¦ Y02¦ PSD기계실 ¦ UP¦ UP¦ UP¦ UP¦ UP¦ 내부계단¦ 내부계단¦ 내부계단¦ PSD기계실 ¦ 승 강 장¦ 승 강 장¦ 내부계단¦ (P34:400x400x200)¦ (P39:400x400x200)¦ (P40:200x200x100)¦ P-2¦ P-4¦ P-6¦ P-8¦ ELE-7¦ ELE-8¦ A¦ A¦ B¦ A¦ A¦ A¦ (P37:500x500x300)¦ (P38:200x200x100)¦ A¦ (P41:200x200x100)¦ A¦ (P36:200x200x100)¦ B¦ vmh¦ vmh¦ vmh¦ vmh¦ vmh¦ vmh¦ NOTE¦ 1. 광케이블, 전원/접지케이블 (OF-SM-4Core, CV 3C/2.5㎟)¦ 3. 승강장 ANT설치위치: 열차 진행방향 정거장 시종점부에 설치¦ 2. 광케이블, 전원/접지케이블 (OF-SM-8Core, CV 3C/2.5㎟)¦ (16) OF-SM-8C(난연)x1조(CAMERA) ¦ (16) FR-CV 3C/4.0㎟x1조(CAMERA) ¦ (28) OF-SM-8C(난연)x3조(CAMERA) ¦ (28) FR-CV 3C/4.0㎟x3조(CAMERA) ¦ (28) OF-SM-8C(난연)x3조(CAMERA) ¦ (28) FR-CV 3C/4.0㎟x3조(CAMERA) ¦ (16) OF-SM-8C(난연)x1조(CAMERA) ¦ (16) FR-CV 3C/4.0㎟x1조(CAMERA) ¦ (16) OF-SM-8C(난연)x1조(CAMERA) ¦ (16) FR-CV 3C/4.0㎟x1조(CAMERA) ¦ (16) OF-SM-8C(난연)x1조(CAMERA) ¦ (16) FR-CV 3C/4.0㎟x1조(CAMERA) ¦ 모니터¦ 하행 승강장¦ (16) OF-SM-8Core(난연)x1조 (모니터)(신설)¦ (28) FR-CV 3C/4.0㎟x1조 (모니터POWER)(신설) ¦ (16) UTP Cat.5E4Px1조 (CAMERA)¦ (16) OF-SM-8Core(난연)x1조 (모니터)(신설)¦ (28) FR-CV 3C/4.0㎟x1조 (모니터POWER)(신설) ¦ (16) OF-SM-8Core(난연)x1조 (모니터)(신설)¦ (28) FR-CV 3C/4.0㎟x1조 (모니터POWER)(신설) ¦ B¦ (28) FR-CV 3C/4.0㎟x1조 (TDI POWER)(기존활용)¦ (16) UL 2919-AMESB 24AWG 4Px1조 (TDI)(기존활용)¦ (16) UTP Cat.5E 4Px2조 (TDI)(기존활용)¦ (36) FR-CV 3C/4.0㎟x2조 (TDI POWER)(기존활용)¦ (28) UL 2919-AMESB 24AWG 4Px2조 (TDI)(기존활용)¦ (28)x2 OF-MM-12Core(난연)x1조x2 (TDI)(기존활용)¦ (36) FR-CV 3C/4.0㎟x2조 (TDI POWER)(기존활용)¦ (28) UL 2919-AMESB 24AWG 4Px2조 (TDI)(기존활용)¦ (22) UTP Cat.5E 4Px4조 (TDI)(기존활용)¦ (36) FR-CV 3C/4.0㎟x2조 (TDI POWER)(기존활용)¦ (28) UL 2919-AMESB 24AWG 4Px2조 (TDI)(기존활용)¦ (22) UTP Cat.5E 4Px4조 (TDI)(기존활용)¦ (36) FR-CV 3C/4.0㎟x2조 (TDI POWER)(기존활용)¦ (28) UL 2919-AMESB 24AWG 4Px2조 (TDI)(기존활용)¦ (28)x2 OF-MM-12Core(난연)x1조x2 (TDI)(기존활용)¦ (28)x2 OF-MM-12Core(난연)x1조x2 (TDI)(기존활용)¦ (28)x2 OF-MM-12Core(난연)x1조x2 (TDI)(기존활용)¦ (22) UTP Cat.5E 4Px4조 (TDI)(기존활용)¦ (22) UTP Cat.5E 4Px4조 (TDI)(기존활용)¦ (28) OF-MM-12Core(난연)x1조 (TDI)(기존활용)¦ (36) FR-CV 3C/4.0㎟x2조 (TDI POWER)(기존활용)¦ (28) UL 2919-AMESB 24AWG 4Px2조 (TDI)(기존활용)¦ (28)x2 OF-MM-12Core(난연)x1조x2 (TDI)(기존활용)¦ (22) UTP Cat.5E 4Px4조 (TDI)(기존활용)¦ 1/400¦ 지하철 907정거장¦ 양천향교¦ 가양¦ 증미¦ S = 1 / 400¦ 907정거장 CCTV,TDI,시계설비 지하2층 신설평면도(2/2)¦ 907정거장 CCTV,TDI,시계설비 지하2층¦ 신설평면도(2/2)¦ T¦ 7¦ 0¦ 0¦ 5¦ 0¦ 3¦ 4¦ 0¦ 0¦ 5¦ CCTV(기존동축활용)¦ P¦ G¦
| 1단계_정거장 - 복사본 | 1단계_정거장 - 복사본 | 031. T7001034-009 913정거장 전화설비 지하1층 철거평면도 (2_2).dwg | IDF¦ \A1;3,870¦ \A1;7,500¦ \A1;81,370¦ \A1;7,500¦ \A1;7,500¦ \A1;7,500¦ \A1;7,500¦ \A1;7,500¦ \A1;7,500¦ \A1;7,500¦ \A1;5,000¦ \A1;5,000¦ \A1;7,500¦ \A1;21,370¦ \A1;6,750¦ \A1;7,800¦ \A1;6,820¦ (철거)¦ MATCH LINE¦ TRAY (300x100)¦ C¦ 4Cat.5E 4Px2조 (편의점)¦ 인터폰선 0.6x2Px8조 (INT)¦ TRAY (300x100)¦ A¦ OF-MM-4Core(난연)x1조 (승무대기실(남)¦ UTP Cat.5E 25Px1조 (승무대기실(남)¦ UTP Cat.5E 4Px2조 (편의점)¦ UTP Cat.5E 4Px4조 (이동통신기계실, 용역원대기실)¦ 인터폰선 0.6x2Px8조 (INT)¦ DOWN TO 지하2층¦ D¦ UTP Cat.5E 4Px1조 (지구대장사무실)¦ TRAY (600x150)¦ TRAY (300x100)¦ B¦ UTP Cat.5E 4Px2조 (용역원대기실)¦ 인터폰선 0.6x2Px8조 (INT)¦ UTP Cat.5E 4Px2조 (편의점)¦ 1. 음향유도기 전원은 전기콘센트를 이용한다.¦ NOTE¦ 2. 증폭기전원은 전기콘센트를 이용한다.¦ 3. 통신기계실 및 안전관리실 MAIN 분전반은 전기에서 설치한다.¦ DOWN TO CP PANEL¦ E¦ (16) 인터폰선 0.6x2Px5조 (INT)¦ MATCH LINE DWG No. "S1-TA-S13-DB-009-0"¦ OF-MM-4Core(난연)x1조 (승무대기실(남)¦ UTP Cat.5E 25Px1조 (승무대기실(남)¦ OF-MM-4Core(난연)x1조 (승무대기실(남)¦ UTP Cat.5E 25Px1조 (승무대기실(남)¦ TRAY (300x100)¦ F¦ OF-MM-4Core(난연)x1조 (승무대기실(남)¦ UTP Cat.5E 25Px1조 (승무대기실(남)¦ UTP Cat.5E 4Px2조 (승무대기실(여)¦ UTP Cat.5E 4Px1조 (지구대사무실)¦ KEY PLAN¦ X13¦ X14¦ X15¦ X16¦ X17¦ X18¦ X19¦ X20¦ X21¦ X22¦ X23¦ X24¦ Y00¦ Y02¦ Y05¦ Y07¦ Y01¦ Y03¦ Y06¦ Y04¦ 2호선 대합실 외부출입구¦ UP¦ 이동통신기계실¦ 발매기실¦ 편 의 점¦ 대합실¦ 승무대기실(남)¦ 용역원대기실¦ 승무원 락커룸(여)¦ 승무원 락커룸(남)¦ 승무대기실(여)¦ 화장실¦ 외부출입구2¦ 외부통로2¦ 외부출입구7¦ 외부엘리베이터4¦ 외부통로4¦ (16) 인터폰선 0.6x2Px5조 (INT)¦ G¦ (기계분야 인터폰모장치)¦ TRAY (300x100)¦ (P6:200x200x100)¦ 지상E/L¦ (16) 인터폰선 0.6x2Px4조 (INT)¦ DOWN TO CP PANEL¦ (16) 인터폰선 0.6x2Px4조 (INT)¦ MATCH LINE¦ UTP 25P¦ [TB No.2]¦ 공중전화¦ x2¦ x2¦ x2¦ (P8:100x100x100)¦ TRAY (300x100)¦ UTP Cat.5E 25Px1조 (콜폰)¦ (16) UTP Cat.5E 4Px3조 (편의점)¦ (16) UTP Cat.5E 4Px2조 (이동통신기계실)¦ D¦ (28) UTP Cat.5E 25Px1조 (콜폰)¦ (16) 인터폰선 0.6x2Px각1조 (콜폰)¦ C¦ A¦ OF-MM-4Core(난연)x1조 (승무대기실(남)¦ UTP Cat.5E 25Px1조 (승무대기실(남)¦ UTP Cat.5E 4Px2조 (편의점)¦ UTP Cat.5E 4Px4조 (이동통신기계실, 용역원대기실)¦ 인터폰선 0.6x2Px4조 (INT)¦ B¦ E¦ (22) UTP Cat.5E 4Px3조 (대합실공중전화)¦ (P7:200x200x100)¦ UTP 25P¦ MIS HUB 8Port¦ [IDF No.2]¦ (28) UTP Cat.5E 25Px1조 (승무대기실(남)¦ (28) OF-MM-4Core(난연)x1조 (승무대기실(남)¦ F¦ (16) UTP Cat.5E 4Px2조 (승무대기실(여)¦ (P5:200x200x100)¦ (용역원대기실)¦ OF-MM-4Core(난연)x1조 (승무대기실(남)¦ UTP Cat.5E 25Px1조 (승무대기실(남)¦ (16) UTP Cat.5E 4Px2조 (승무대기실(남)¦ G¦ UTP Cat.5E 4Px1조 (편의점)¦ UTP Cat.5E 4Px1조 (편의점)¦ (16) 인터폰선 0.6x2Px4조 (INT)¦ (16) UTP Cat.5E 4Px1조 (지구대사무실)¦ (16) 인터폰선 0.6x2Px6조 (편의점)¦ 인터폰선 0.6x2Px12조 (INT)¦ UTP Cat.5E 25Px1조 (콜폰)¦ 인터폰선 0.6x2Px12조 (INT)¦ 용역창고¦ 발매기실¦ 용역창고¦ 5-31~34¦ 5-35~38¦ 5-21~24¦ 5-25~28¦ 5-41~44¦ 5-45~48¦ V2¦ D2¦ V1¦ D1¦ 천정형¦ (16) UTP Cat.5E 4Px2조¦ 6¦ 7¦ 8¦ 9¦ 10¦ 11¦ 12¦ 13¦ 5¦ 4¦ 3¦ 2¦ 1¦ TB1¦ UTP25P-1¦ 임대상가1¦ (철거)¦ 지하철 913정거장¦ 선유도¦ 당산¦ 국회의사당¦ 1/400¦ 913정거장 전화설비 지하1층 철거평면도(2/2)¦ S = 1/400¦ 913정거장 전화설비 지하1층 철거평면도(2/2)¦ T¦ 7¦ 0¦ 0¦ 1¦ 0¦ 3¦ 4¦ 0¦ 0¦ 9¦ (기설활용)¦ INT¦ P¦
| 1단계_정거장 - 복사본 | 1단계_정거장 - 복사본 | 067. T9103038-020 카메라 설치 상세도.dwg | \A1;270¦ \A1;2,900¦ \A1;270¦ \A1;2,500¦ \A1;270¦ \A1;270¦ \A1;200¦ \A1;4,650¦ \A1;3,500¦ \A1;400¦ \A1;550¦ \A1;2,900¦ \A1;2,500¦ \A1;1,000¦ \A1;150¦ \A1;200¦ 공통¦ -¦ T¦ 0¦ 0¦ 0¦ 0¦ 0¦ 0¦ 0¦ 0¦ 0¦ 0¦ ¦ ¦ ¦ ¦ ¦ ¦ ¦ 장애자용 ELEVATOR 평면도¦ ATTACHED OF CAMERA¦ 장애자용 ELEVATOR 주단면도¦ OUTLET BOX¦ 배관설치 위치¦ DN¦ DETAIL 참조¦ OUTLET BOX¦ SEMI-FIXED¦ 장애자용 ELEVATOR 정면도¦ INTERPHONE¦ OUTLET BOX¦ 카메라 설치 상세도¦ 카메라 설치 상세도¦ S = NONE¦ NONE¦ T¦ 9¦ 1¦ 0¦ 3¦ 0¦ 3¦ 8¦ 0¦ 2¦ 0¦ \A1;2,100¦
| 1단계_정거장 - 복사본 | 1단계_정거장 - 복사본 | 072. T7001034-026 검사고 구내통신설비 지상1층 신설평면도.dwg | P¦ 2D¦ AMP¦ 2D¦ \A1;10,000¦ \A1;10,000¦ \A1;10,000¦ \A1;10,000¦ \A1;10,000¦ \A1;10,000¦ \A1;10,000¦ \A1;10,000¦ \A1;10,000¦ \A1;10,000¦ \A1;10,000¦ \A1;10,000¦ \A1;10,000¦ \A1;10,000¦ \A1;140,000¦ \A1;5,000¦ \A1;5,000¦ \A1;7,500¦ \A1;5,500¦ \A1;5,000¦ \A1;5,000¦ \A1;5,000¦ \A1;5,000¦ \A1;24,000¦ \A1;15,000¦ \A1;89,000¦ \A1;50,000¦ \A1;3,000¦ \A1;12,000¦ \A1;5,000¦ \A1;8,000¦ \A1;6,000¦ \A1;6,000¦ \A1;8,000¦ \A1;6,000¦ \A1;6,000¦ \A1;5,000¦ \A1;4,000¦ \A1;5,000¦ \A1;5,000¦ \A1;5,000¦ \A1;5,000¦ 6일검사선 3¦ 6일검사선 2¦ 3월검사선 1¦ SLOPE¦ SLOPE¦ SLOPE¦ SLOPE¦ C¦ RAIL L¦ 작업대기실-1¦ DN¦ DN¦ DN¦ DN¦ DN¦ DN¦ DN¦ 일상검수원대기실¦ 구내기관사실¦ 월상검수원대기실¦ 자재창고¦ 화장실-1(남)¦ 화장실-2(여)¦ 전자실¦ 용역사무/대기실¦ 남자샤워실¦ 남자탈의실¦ 화장실-3(남)¦ 화장실-4(여)¦ 여자샤워실¦ 비품창고¦ 여자탈의실¦ (남)¦ HALL-1¦ 밧데리실/불용품창고¦ 계단실-2¦ HALL-2¦ 횡단통로 (핸드레일설치)¦ W=300아연도그레이팅¦ DN¦ DN¦ DN¦ DN¦ DN¦ DN¦ DN¦ DN¦ DN¦ DN¦ DN¦ 방풍실-2¦ 계단실-1¦ 방풍실-1¦ 복 도¦ SLOPE¦ 작업대기실-2¦ /대기실¦ 6일검사선 1¦ 검사선¦ 청소선¦ 대청소선 2¦ 대청소선 1¦ 대청소선 3¦ 집수정(1.0X1.0X1.0) ¦ 신호샤프트¦ 필터세척실¦ UP¦ C¦ RAIL L¦ C¦ RAIL L¦ C¦ RAIL L¦ C¦ RAIL L¦ C¦ RAIL L¦ C¦ RAIL L¦ C¦ RAIL L¦ C¦ RAIL L¦ C¦ RAIL L¦ C¦ RAIL L¦ UP¦ DN¦ UP¦ UP¦ 하부 SLAB OPEN(점검구)¦ 하부 SLAB OPEN(점검구)¦ 중청소선 4¦ 중청소선 3¦ 중청소선 2¦ 중청소선 1¦ UP¦ UP¦ UP¦ DN¦ DN¦ DN¦ DN¦ DN¦ DN¦ DN¦ DN¦ UP¦ UP¦ UP¦ UP¦ UP¦ UP¦ SLOPE¦ UP¦ 횡단통로 (핸드레일 설치)¦ 하부작업대 (R.L+1,150)¦ 하부작업대 (R.L+1,150)¦ 하부작업대 (R.L+1,150)¦ 하부작업대 (R.L+1,150)¦ 하부작업대 (R.L+1,150)¦ 하부작업대 (R.L+1,150)¦ 하부작업대 (R.L+1,150)¦ 하부작업대 (R.L+1,150)¦ 하부작업대 (R.L+1,150)¦ W=200 OPEN 트렌치 (자연배수) ¦ 집수정(1.0X1.0X1.0)¦ UP¦ UP¦ UP¦ UP¦ SLOPE¦ SLOPE¦ 차체출입사다리-B ¦ UP¦ UP¦ UP¦ UP¦ UP¦ UP¦ UP¦ UP¦ UP¦ UP¦ UP¦ UP¦ UP¦ UP¦ UP¦ UP¦ UP¦ X12¦ X14¦ X11¦ X10¦ X05¦ X04¦ X02¦ X03¦ X02¦ X01¦ X07¦ X06¦ X08¦ X13¦ X09¦ X00¦ 궤도공사¦ 건축공사¦ 궤도기초 공사범위¦ 어프로치슬라브설치(건축공사)¦ YO0¦ YO1¦ YO3¦ YO2¦ UP¦ UP¦ (여)¦ /대기실¦ 청소원사무실¦ 청소원사무실¦ SLOPE¦ R¦ x2¦ x2¦ [TB NO.1]¦ (P9:200x200x100)¦ CABLE TRAY (W:600)¦ A¦ (P8:200x200x100)¦ (P7:300x300x200)¦ (P5:300x300x200)¦ (P4:300x300x200)¦ (P3:100x100x100)¦ (P2:100x100x100)¦ (P1:100x100x100)¦ (16) HIV 1.5㎟x2조 (CLOCK)¦ (28) UTP Cat.5E 4Px9조 (일상검수대기실, 월상검수원대기실, 구내기관사실, 자재창고)¦ (16) HIV 1.5㎟x2조 (CLOCK)¦ (16) 5C-HFBTx1조 (TV)¦ (28) UTP Cat.5E 4Px5조 (구내기관사실,자재창고)¦ (16) 5C-HFBTx1조 (TV)¦ (16) 5C-HFBTx1조 (TV)¦ (16) 5C-HFBTx1조 (TV)¦ UP TO 운전취급실¦ (28) UTP Cat.5E 4Px9조 (일상검수대기실, 월상검수원대기실, 구내기관사실, 자재창고)¦ (16) HIV 1.5㎟x2조 (CLOCK)¦ FR-CVVSB 2C/1.5㎟x46조 (토크백자장치)¦ 신호트러프 및 TRAY 사용¦ (22) 5C-HFBTx2조 (TV)¦ (16) F-GV 4.0㎟x1조 (GND)¦ UP TO 전산자료실¦ (28) UTP Cat.5E 25Px1조 (용역사무/대기실)¦ (P6:200x200x100)¦ (16) F-GV 4.0㎟x1조 (GND)¦ (28) UTP Cat.5E 25Px1조 (용역사무/대기실)¦ (16) HIV 1.5㎟x4조 (CLOCK)¦ (22) UTP Cat.5E 4Px4조 (전자실, 청소원사무실/대기실)¦ (22) 5C-HFBTx2조 (TV)¦ (16) HIV 1.5㎟x2조 (CLOCK)¦ (16) UTP Cat.5E 4Px2조 (전자실)¦ (16) 5C-HFBTx1조 (TV)¦ (16) HIV 1.5㎟x2조 (CLOCK)¦ (16) UTP Cat.5E 4Px2조 (청소원사무실/대기실)¦ (16) 5C-HFBTx1조 (TV)¦ (16) HIV 1.5㎟x4조 (CLOCK)¦ (16) UTP Cat.5E 4Px2조 (청소원사무실/대기실)¦ (16) 5C-HFBTx1조 (TV)¦ (16) HIV 1.5㎟x2조 (CLOCK)¦ (16) HIV 1.5㎟x2조 (CLOCK)¦ T¦ A¦ A¦ UP TO A/S창고¦ CABLE TRAY (W:600)¦ UTP 25P¦ B¦ B¦ DOWN TO PIT¦ x3¦ x2¦ x2¦ x2¦ (16) UTP Cat.5E 4Px2조 (자재창고)¦ x2 ¦ (22) 7C-HFBTx1조 (TV AMP)¦ (22) 7C-HFBTx1조 (TV AMP)¦ (28) FR-CV 2C/4.0㎟x1조 (TV AMP POWER)¦ (28) FR-CV 2C/4.0㎟x1조 (TV AMP POWER)¦ (22) 7C-HFBTx1조 (TV AMP)¦ (28) FR-CV 2C/4.0㎟x1조 (TV AMP POWER)¦ (22) 7C-HFBTx1조 (TV AMP)¦ (28) FR-CV 2C/4.0㎟x1조 (TV AMP POWER)¦ (22) UTP Cat.5E 4Px2조(전자실)¦ (16) HIV 1.5㎟x2조(CLOCK)¦ R¦ OF-SM-8Corex1조 (검사고 광S/W HUB)¦ OF-MM-4Corex4조 (주공장 CA)(기존활용)¦ FR-CV 3C/6.0㎟x4조 (주공장 CA POWER)(기존활용)¦ F/S(J.F) 0.65x100P(50%차폐)x1조 (검사고)¦ FR-CVVSB 20C/2.5㎟x1조 (검사고 방송)¦ MIC-SH 2C/0.75㎟x2조 (검사고 방송)¦ 10C-HFBTx1조 (검사고 TV)¦ FR-CVVSB 2C/2.5㎟x1조 (검사고 CLOCK)¦ OF-SM-4Corex1조 (열차무선)¦ SPIRAL SLEEVE(난연)28㎜x21조¦ OF-MM-4Corex12조 (차량입환#1,2,유치선#1,2,3,인상선#1,¦ 10C-HFBTx1조 (경비실(정문) CA)(기존활용)¦ FR-CV 3C/6.0㎟x13조 (차량입환#1,2,¦ 차량반입선#1,차체자동세척고,기취고,차륜전삭고,¦ 유치선#1,2,3,인상선#1,차량반입선#1,차체자동세척고,기취고,¦ 차륜전삭고,변전소,폐수처리장,경비실(정문) CA POWER)(기존활용)¦ 변전소,폐수처리장CA)(기존활용)¦ OF-SM-8Corex1조 (검사고 광S/W HUB)¦ OF-MM-4Corex4조 (주공장 CA)(기존활용)¦ FR-CV 3C/6.0㎟x4조 (주공장 CA POWER)(기존활용)¦ F/S(J.F) 0.65x100P(50%차폐)x1조 (검사고)¦ FR-CVVSB 20C/2.5㎟x1조 (검사고 방송)¦ MIC-SH 2C/0.75㎟x2조 (검사고 방송)¦ 10C-HFBTx1조 (검사고 TV)¦ FR-CVVSB 2C/2.5㎟x1조 (검사고 CLOCK)¦ OF-SM-4Corex1조 (열차무선)¦ SPIRAL SLEEVE(난연)28㎜x21조¦ OF-MM-4Corex12조 (차량입환#1,2,유치선#1,2,3,인상선#1,¦ 10C-HFBTx1조 (경비실(정문) CA)(기존활용)¦ FR-CV 3C/6.0㎟x13조 (차량입환#1,2,¦ 차량반입선#1,차체자동세척고,기취고,차륜전삭고,¦ 유치선#1,2,3,인상선#1,차량반입선#1,차체자동세척고,기취고,¦ 차륜전삭고,변전소,폐수처리장,경비실(정문) CA POWER)(기존활용)¦ 변전소,폐수처리장CA)(기존활용)¦ FR-CVVS 2C/1.5㎟x8조 (고성기)¦ x2¦ x2¦ 12.13¦ 10.11¦ 8.9¦ 5.6¦ 7¦ 5.6¦ 3.4¦ 2¦ 1¦ 검사고 구내통신설비 지상1층 신설평면도¦ 검사고 구내통신설비 지상1층 신설평면도¦ S = 1/600¦ 1/600¦ 차량기지¦ 차량기지¦ T¦ 7¦ 0¦ 0¦ 1¦ 0¦ 3¦ 4¦ 0¦ 2¦ 6¦ T¦
| 1단계_정거장 - 복사본 | 1단계_정거장 - 복사본 | 028. T7003034-003 917정거장 방송설비 지하2층 신설평면도 (1_2).dwg | P¦ \A1;7,500¦ \A1;7,500¦ \A1;7,500¦ \A1;7,500¦ \A1;7,500¦ \A1;7,500¦ \A1;7,500¦ \A1;7,500¦ \A1;7,500¦ \A1;7,500¦ \A1;6,050¦ \A1;45,000¦ \A1;81,050¦ \A1;3,770¦ \A1;9,160¦ \A1;9,160¦ \A1;3,300¦ \A1;28,690¦ \A1; 3,300¦ S = 1 / 400¦ 903정거장 방송설비 지하1층 신설평면도(2/2)¦ 1/400¦ 904정거장 방송설비 지하1층 신설평면도 (1/2)¦ 0¦ 0¦ 0¦ -¦ 0¦ 0¦ 0¦ 0¦ (기설활용)¦ -¦ T¦ 7¦ 0¦ 0¦ 3¦ 0¦ 3¦ 4¦ 0¦ 1¦ 6¦ MATCH LINE DWG No. "S1-TA-S17-DB-017-0"¦ : (16) HIV 1.5㎟x2조¦ NOTE¦ : (16) HIV 1.5㎟x5조¦ : (16) HIV 1.5㎟x6조¦ : (22) HIV 1.5㎟x7조¦ : (22) HIV 1.5㎟x8조¦ : (22) HIV 1.5㎟x10조¦ : (16) HIV 1.5㎟x4조¦ : (16) HIV 1.5㎟x3조¦ KEY PLAN¦ Y04¦ Y02¦ Y00¦ Y01¦ Y03¦ X00¦ X01¦ X02¦ X03¦ X04¦ X05¦ X06¦ X07¦ X08¦ X09¦ X10¦ X-06¦ 배수펌프실¦ 승 강 장¦ 창고 1¦ 창고 2¦ 정 화 조¦ 승 강 장¦ UP¦ UP¦ 내부계단 1¦ 내부계단 4¦ UP¦ UP¦ (P10:100x100x100)¦ HIV 1.5㎟x4조 (승강장 SP)¦ UP TO 통신기계실¦ HIV 1.5㎟x4조 (승강장 SP)¦ TRAY (900x150)¦ UP TO 지하 1층¦ (P9:100x100x100)¦ 천정형 5W : 20 EA¦ 지하철 917정거장¦ 샛강¦ 노량진¦ 노들¦ S = 1 / 400¦ 917정거장 방송설비 지하2층 신설평면도(1/2)¦ 1/400¦ 917정거장 방송설비 지하2층 신설평면도 (1/2)¦ (기설활용)¦ T¦ 7¦ 0¦ 0¦ 3¦ 0¦ 3¦ 4¦ 0¦ 0¦ 3¦
| 1단계_정거장 - 복사본 | 1단계_정거장 - 복사본 | 064. T7003034-008 주공장 방송설비 지하1층 신설평면도.dwg | \A1;30,000¦ \A1;30,000¦ \A1;20,000¦ \A1;20,000¦ \A1;110,000¦ \A1;180,000¦ \A1;290,000¦ \A1;10,000¦ \A1;10,000¦ \A1;18,000¦ \A1;40,000¦ \A1;10,000¦ \A1;50,000¦ \A1;18,000¦ \A1;20,000¦ \A1;88,000¦ \A1;30,000¦ \A1;10,000¦ \A1;10,000¦ \A1;10,000¦ \A1;10,000¦ \A1;20,000¦ \A1;30,000¦ \A1;10,000¦ \A1;2,500¦ \A1;7,500¦ \A1;7,000¦ \A1;1,000¦ \A1;22,000¦ (기설활용)¦ : (16) HIV 1.5㎟x2조¦ NOTE¦ : (16) HIV 1.5㎟x5조¦ : (16) HIV 1.5㎟x6조¦ : (22) HIV 1.5㎟x7조¦ : (22) HIV 1.5㎟x8조¦ : (22) HIV 1.5㎟x10조¦ : (16) HIV 1.5㎟x4조¦ : (16) HIV 1.5㎟x3조¦ Y00¦ Y01¦ Y02¦ Y03¦ Y04¦ Y05¦ Y06¦ Y07¦ Y08¦ X00¦ X05¦ X06¦ X07¦ X08¦ X09¦ X10¦ X11¦ X12¦ X13¦ FR-CVVSB 20C/1.5㎟x1조 (주공장 방송)¦ UP TO 전기실¦ CABLE TRAY (W:300)¦ MIC-SH 2C/0.75㎟x2조 (주공장 방송)¦ FR-CVVSB 20C/1.5㎟x1조 (주공장 방송)¦ CABLE TRAY (W:450)¦ MIC-SH 2C/0.75㎟x2조 (주공장 방송)¦ 점검 사다리설치¦ 상부 SLAB OPEN(점검구)¦ PIT¦ 집수정(1500X1500X1500)¦ 집수정(1500X1500X1500)¦ 토목 공동구에 연결¦ PIT¦ 토목공사¦ 건축공사¦ 점검 사다리설치¦ 상부 SLAB OPEN(점검구)¦ PIT¦ 집수정(1500X1500X1500)¦ 점검 사다리설치¦ 상부 SLAB OPEN(점검구)¦ PIT¦ 주공장 방송설비 지하1층 신설평면도¦ 주공장 방송설비 지하1층 신설평면도¦ S = 1/600¦ 1/600¦ 차량기지¦ 차량기지¦ T¦ 7¦ 0¦ 0¦ 3¦ 0¦ 3¦ 4¦ 0¦ 0¦ 8¦
| 1단계_정거장 - 복사본 | 1단계_정거장 - 복사본 | 071. T9103075-001 903정거장 역사 L3스위치 인터페이스 구성도.dwg | 930정거장 역사 L3 스위치 인터페이스 구성도¦ NONE¦ 903(공항시장)정거장 역사 L3 스위치 인터페이스 구성도¦ S = NONE¦ NMS¦ 시리얼 통신장치¦ 역사 L3 스위치-A¦ 역사 L3 스위치-B¦ B¦ A¦ B¦ PDP분배반¦ 전원 A¦ 전원 B¦ 10G 라인카드¦ 10G 라인카드¦ 10/ 100/ 1000Base-T¦ PDP분배반¦ 전원 A¦ 전원 B¦ 10G 라인카드¦ 10G 라인카드¦ 10/ 100/ 1000Base-T¦ 기계설비¦ CTC-1¦ VTS(대열차)¦ UPS¦ 사령전화¦ 방송설비¦ 중앙집중¦ CCTV¦ NTP¦ 교환기¦ 종합무선¦ AFC#1¦ PSD용 신호회선¦ SCADA MMI¦ 열차무선¦ 출입통제¦ PSD¦ 행선안내¦ AFC#3¦ CTC-2¦ AFC#2¦ A¦ 역사백본¦ 전송설비 과업¦ 타시스템 과업¦ 역사백본¦ -철 거-¦ 903정거장 역사 L3스위치 인터페이스 구성도¦ NONE¦ T¦ 9¦ 1¦ 0¦ 3¦ 0¦ 7¦ 5¦ 0¦ 0¦ 1¦ 903¦ 904¦ 902¦ 903¦ 902¦ 904¦
| 1단계_정거장 - 복사본 | 1단계_정거장 - 복사본 | 042. T4009934-001 915정거장 종합무선중계설비 지하1층 평면도.dwg | C¦ \A1;8,600¦ \A1;8,600¦ \A1;24,800¦ \A1;7,500¦ \A1;7,500¦ \A1;4,900¦ \A1;4,900¦ \A1;82,500¦ \A1;165,500¦ \A1;5,000¦ \A1;83,000¦ \A1;27,900¦ \A1;6,000¦ \A1;5,000¦ \A1;4,900¦ \A1;6,000¦ \A1;6,000¦ \A1;5,500¦ \A1;7,400¦ \A1;5,000¦ \A1;7,400¦ \A1;6,000¦ \A1;5,000¦ \A1;5,000¦ \A1;5,000¦ \A1;5,000¦ \A1;5,000¦ \A1;5,000¦ \A1;5,000¦ \A1;5,360¦ \A1;6,000¦ \A1;6,690¦ \A1;6,150¦ \A1;5,000¦ \A1;5,000¦ \A1;5,000¦ \A1;5,000¦ \A1;5,000¦ \A1;5,000¦ \A1;5,000¦ \A1;5,000¦ \A1;5,000¦ \A1;5,000¦ \A1;5,000¦ \A1;5,000¦ \A1;5,000¦ \A1;5,000¦ H¦ -¦ T¦ 0¦ 0¦ 0¦ 0¦ 0¦ 0¦ 0¦ 0¦ 0¦ 0¦ (54) SPARE (경찰통신)¦ A¦ (54)x2 SPARE (이동통신기계실)¦ (28) HFC-12D-FR (무선통신)¦ (28) HFC-12D-FR (대합실 복합통신)¦ (42) HFC-22D-FR (승강장 복합통신)¦ (28) HFC-12D-FR (콘솔내접속단자)¦ DOWN TO 지하2층¦ B¦ TRAY (900x150)¦ HFC-22D-FRx1 (승강장 복합통신)¦ X24¦ X25¦ X26¦ X27¦ X28¦ X29¦ X30¦ X31¦ Y06¦ Y05¦ Y03¦ Y02¦ Y01¦ Y00¦ Y04¦ X-05¦ X-04¦ X-03¦ X-02¦ X-01¦ X00¦ X01¦ X02¦ X03¦ X04¦ X05¦ X06¦ X07¦ X08¦ X09¦ X10¦ X11¦ X12¦ X13¦ X14¦ X15¦ X16¦ X17¦ X18¦ X19¦ X20¦ X21¦ X22¦ X23¦ OPEN¦ DN¦ DN¦ DN¦ 5호선 대합실¦ (기존)¦ 역무실(5호선)¦ 5호선 대합실¦ (기존)¦ UP¦ UP¦ DN¦ DN¦ DN¦ DN¦ UP¦ 기존5호선 화장실¦ UP¦ 변전실¦ 운영원대기실¦ 이동통신기계실¦ 비상전원실¦ 비품창고¦ 장애인화장실¦ 창 고¦ 편의점¦ 발매기실1¦ 발매기실2¦ 대합실¦ 안전관리실¦ 물탱크실¦ 공조기계실¦ CO2 실¦ 통신기계실¦ 복 도¦ 전기실¦ 공조기계실¦ 화장실¦ 외부출입구4¦ 외부엘리베이터2 (신설)¦ 외부출입구5 (기존)¦ 외부출입구6¦ 내부계단5¦ 내부계단4¦ 내부계단2¦ 내부계단3¦ 내부계단1,6¦ P.S¦ 방범셔터설치¦ 방범셔터설치¦ 5호선 대합실¦ (기존)¦ 9호선¦ 5호선¦ (신설)¦ (기존)¦ 9호선¦ (신설)¦ 915 정거장¦ 901M¦ STA.17km195.823¦ 750M¦ 창 고¦ P¦ P¦ P¦ P¦ P¦ P¦ 종합무선중계장치¦ TO: 콘솔내접속단자 ¦ (P8:400x400x200)¦ (54)x2 SPARE (이동통신기계실)¦ (54) SPARE (경찰통신)¦ (54)x2 SPARE (이동통신기계실)¦ (54) SPARE (경찰통신)¦ (P7:500x500x300)¦ (P9:200x200x100)¦ (28) HFC-12D-FR (콘솔내접속단자)¦ (28) HFC-12D-FR (콘솔내접속단자)¦ (28) HFC-12D-FR (대합실 복합통신)¦ (28) HFC-12D-FR (무선통신)¦ (54)x2 SPARE (이동통신기계실)¦ (54) SPARE (경찰통신)¦ (P4:500x500x300)¦ (P2:500x500x300)¦ 2D¦ 2D¦ HFC-22D-FR (승강장 복합통신)¦ HFC-12D-FR (대합실 복합통신)¦ (42) HFC-22D-FR (승강장 복합통신)¦ (28) HFC-12D-FR (대합실 복합통신)¦ (28) HFC-12D-FR (무선통신)¦ (54)x2 SPARE (이동통신기계실)¦ (54) SPARE (경찰통신)¦ A¦ HFC-12D-FR (승강장 복합통신)¦ HFC-12D-FR (대합실 복합통신)¦ HFC-12D-FR (콘솔내접속단자)¦ HFC-12D-FR (무선통신)¦ TRAY (600x150)¦ DOWN TO 통신기계실 ACCESS FLOOR¦ (P1:200x200x100)¦ B¦ (P3:500x500x300)¦ P¦ (54)x2 SPARE (이동통신기계실)¦ DOWN TO 기계실 바닥¦ (54)x2 SPARE (이동통신기계실)¦ (28) HFC-12D-FR (무선통신)¦ C¦ P¦ (P5:100x100x100)¦ (28) HFC-12D-FR (콘솔내접속단자)¦ (42) HFC-22D-FR (승강장 복합통신)¦ P¦ (P6:500x500x300)¦ 기존출입구 확장¦ P¦ P¦ P¦ (28) HFC-12D-FR (콘솔내접속단자)¦ C¦ C¦ DOWN TO 지하2층¦ C¦ TRAY (900x150)¦ UTP Cat.5E 4Px1조(라디오송수신제어)¦ D¦ D¦ D¦ (16) UTP Cat.5E 4Px1조(라디오송수신제어)¦ (16) UTP 4Px2조(라디오송수신제어)¦ (16) UTP 4Px2조(라디오송수신제어)¦ (16) UTP 4Px2조(라디오송수신제어)¦ UTP 4Px2조(라디오송수신제어)¦ (16) UTP Cat.5E 4Px1조(라디오송수신제어)¦ TO: 환기구¦ 무선통신단자함¦ H¦ 수공¦ (700x400x100)¦ P¦ (28) HFC-12D-FR (무선통신)¦ (28) HFC-12D-FR (무선통신)¦ 임대상가¦ 3D¦ 2D¦ 2D¦ 2D¦ 2D¦ HFC-12D-FR (신설)¦ HFC-12D-FR (신설)¦ HFC-12D-FR (신설)¦ HFC-12D-FR (신설)¦ HFC-12D-FR (신설)¦ HFC-12D-FR (신설)¦ 2D¦ 2D¦ 2D¦ MCC¦ 환기실¦ 3D¦ HFC-12D-FR (DU용GPS)¦ HFC-12D-FR (DU용GPS)¦ HFC-12D-FR (DU용GPS)¦ HFC-12D-FR (DU용GPS)¦ 2D¦ 2D¦ HFC-12D-FR (DU용GPS)¦ 915정거장 열차무선설비 지하1층 평면도¦ 915정거장 열차무선설비 지하1층 평면도¦ S = 1 / 600¦ 1/600¦ 국회의사당¦ 여의도¦ 샛강¦ T¦ 4¦ 0¦ 0¦ 9¦ 9¦ 3¦ 4¦ 0¦ 0¦ 1¦ P¦ 2D¦
| 1단계_정거장 - 복사본 | 1단계_정거장 - 복사본 | 031. T7005034-002 905정거장 CCTV,TDI,시계설비 지하1층 신설평면도(2_2).dwg | P¦ KEY PLAN¦ \A1;7880¦ \A1;8000¦ \A1;8000¦ \A1;7880¦ \A1;31760¦ \A1;5930¦ \A1;3900¦ \A1;12100¦ \A1;3900¦ \A1;5930¦ \A1;7500¦ \A1;7500¦ \A1;7500¦ \A1;7500¦ \A1;7500¦ \A1;7500¦ \A1;7500¦ \A1;7500¦ \A1;7500¦ \A1;6850¦ \A1;6850¦ \A1;81200¦ ES-7¦ (P18:200x200x100)¦ ES-10¦ (P17:200x200x100)¦ A¦ B¦ B¦ A¦ MATCH LINE DWG No. "S1-TA-S05--DB-018-1.dwg"¦ ELEC-1¦ X16¦ X17¦ X18¦ X19¦ X20¦ X21¦ X22¦ X23¦ X12¦ X13¦ X14¦ X15¦ DN¦ DN¦ DN¦ DN¦ 공조기계실2¦ 물탱크실¦ Y00¦ Y01¦ Y02¦ Y03¦ Y04¦ DN¦ DN¦ DN¦ DN¦ 용역¦ 이동통신기계실¦ 예 비 실¦ 기능실통로¦ 전 기 실¦ 창고¦ C¦ C¦ D¦ D¦ vmh¦ vmh¦ vmh¦ UTP Cat.5E4Px2조 (CAREMA)(신설) ¦ DOWN TO 지하2층¦ TRAY (600x150)¦ (16) UTP Cat.5E4Px1조 (CAREMA)(신설) ¦ (16) UTP Cat.5E4Px1조 (CAREMA)(신설) ¦ DOWN TO 지하2층¦ TRAY (600x150)¦ UTP Cat.5E4Px2조 (CAREMA)(신설) ¦ UTP Cat.5E4Px3조 (CAREMA)(신설) ¦ (16) UTP Cat.5E4Px1조 (CAREMA)(신설) ¦ UTP Cat.5E4Px6조 (CAREMA)(신설) ¦ TRAY (300x100)¦ TRAY (300x100)¦ UTP Cat.5E4Px2조 (CAREMA)(신설) ¦ TRAY (300x100)¦ TRAY (300x100)¦ UTP Cat.5E4Px2조 (CAREMA)(신설) ¦ UTP Cat.5E4Px7조 (CAREMA)(신설) ¦ TRAY (300x100)¦ 스피드돔¦ ELEC-1¦ vmh¦ UL 2919-AMESB 24AWG 4Px2조 (TDI)(기존활용) ¦ FR-CV 3C/4.0㎟x2조 (TDI POWER)(기존활용) ¦ UL 2919-AMESB 24AWG 4Px2조 (TDI)(기존활용) ¦ FR-CV 3C/4.0㎟x2조 (TDI POWER)(기존활용) ¦ UL 2919-AMESB 24AWG 4Px2조 (TDI)(기존활용) ¦ FR-CV 3C/4.0㎟x2조 (TDI POWER)(기존활용) ¦ UL 2919-AMESB 24AWG 4Px4조 (TDI)(기존활용) ¦ FR-CV 3C/4.0㎟x4조 (TDI POWER)(기존활용) ¦ UTP Cat.5E 4Px4조 (TDI)(기존활용) ¦ OF-MM-12Core(난연) x2조 (TDI)(기존활용) ¦ OF-MM-12Core(난연) x2조 (TDI)(기존활용) ¦ UTP Cat.5E 4Px4조(TDI)(기존활용)¦ OF-MM-12Core(난연) x2조 (TDI)(기존활용) ¦ UTP Cat.5E 4Px4조 (TDI)(기존활용) ¦ UTP Cat.5E 4Px8조 (TDI)(기존활용) ¦ OF-MM-12Core(난연) x4조 (TDI)(기존활용) ¦ UL 2919-AMESB 24AWG 4Px2조 (TDI)(기존활용) ¦ FR-CV 3C/4.0㎟x2조 (TDI POWER)(기존활용) ¦ UTP Cat.5E 4Px4조 (TDI)(기존활용) ¦ OF-MM-12Core(난연) x2조 (TDI)(기존활용) ¦ UL 2919-AMESB 24AWG 4Px2조 (TDI)(기존활용) ¦ FR-CV 3C/4.0㎟x2조 (TDI POWER)(기존활용) ¦ OF-MM-12Core(난연) x2조 (TDI)(기존활용) ¦ UTP Cat.5E 4Px4조(TDI)(기존활용)¦ UL 2919-AMESB 24AWG 4Px4조 (TDI)(기존활용) ¦ FR-CV 3C/4.0㎟x4조 (TDI POWER)(기존활용) ¦ UTP Cat.5E 4Px8조 (TDI)(기존활용) ¦ OF-MM-12Core(난연) x4조 (TDI)(기존활용) ¦ 지하철 905정거장¦ 신방화¦ 마곡나루¦ 양천향교¦ 1/400¦ S = 1 / 400¦ 905정거장 CCTV,TDI,시계설비 지하1층 신설평면도(2/2)¦ 905정거장 CCTV,TDI,시계설비 지하1층¦ 신설평면도(2/2)¦ T¦ 7¦ 0¦ 0¦ 5¦ 0¦ 3¦ 4¦ 0¦ 0¦ 2¦ CCTV(기존동축활용)¦
| 1단계_정거장 - 복사본 | 1단계_정거장 - 복사본 | 036. T7005034-004 907정거장 CCTV,TDI,시계설비 지하2층 신설평면도 (1_2).dwg | G¦ P¦ \A1;5,000¦ \A1;5,000¦ \A1;85,000¦ \A1;2,500¦ \A1;5,000¦ \A1;2,500¦ \A1;5,000¦ \A1;5,000¦ \A1;5,000¦ \A1;5,000¦ \A1;5,000¦ \A1;5,000¦ \A1;5,000¦ \A1;5,000¦ \A1;5,000¦ \A1;5,000¦ \A1;5,000¦ \A1;5,000¦ \A1;5,000¦ \A1;27,800¦ \A1;13,900¦ \A1;13,900¦ TRAY (300x100)¦ UTP CAT.5E 25Px1조 (CONSOLE)¦ UTP CAT.5E 4Px4조 (CONSOLE)¦ FR-CV 3C/6.0㎟x1조 (LSE POWER)¦ UTP Cat.5E 4Px2조 (CL POWER)(신설)¦ F-CV 3C/2.5㎟x1조 (공간화상)(기존활용)¦ OF- SM-4Cx1조 (공간화상)(기존활용)¦ UTP Cat.5E4Px15조 (CAMERA)(신설)¦ OF-SM-8C(난연)x10조(신설) ¦ FR-CV 3C/4.0㎟x10조(신설) ¦ OF-SM-8C(난연)x2조(승강장모니터)(신설) ¦ FR-CV 3C/4.0㎟x2조(승강장모니터)(신설) ¦ A¦ B¦ C¦ D¦ KEY PLAN¦ X01¦ X02¦ X03¦ X04¦ X05¦ X06¦ X07¦ X09¦ X10¦ X11¦ X12¦ X08¦ X13¦ X14¦ X15¦ X16¦ X17¦ X00¦ Y00¦ Y01¦ Y02¦ 승 강 장¦ UP¦ UP¦ UP¦ UP¦ UP¦ UP¦ 내부계단¦ 내부계단¦ 907 정거장¦ STA.9km100.167¦ MATCH LINE DWG No. "S1-TA-S07-DB-023-0"¦ (P29:300x300x200)¦ (P31:300x300x200)¦ (P30:200x200x100)¦ (P33:400x400x200)¦ P-1¦ P-3¦ P-5¦ P-7¦ A¦ B¦ C¦ C¦ D¦ D¦ D¦ E¦ (P32:200x200x100)¦ D¦ B¦ E¦ B¦ G¦ NOTE¦ 1. 광케이블, 전원/접지케이블 (OF-SM-4Core, CV 3C/2.5㎟)¦ 3. 승강장 ANT설치위치: 열차 진행방향 정거장 시종점부에 설치¦ 2. 광케이블, 전원/접지케이블 (OF-SM-8Core, CV 3C/2.5㎟)¦ C¦ C¦ C¦ C¦ vmh¦ vmh¦ vmh¦ vmh¦ UP TO 지하 1층¦ TRAY (600x150)¦ TRAY (900x150)¦ UP TO 지하 1층¦ TRAY (900x150)¦ UP TO 지하 1층¦ (36) OF-SM-8C(난연)x5조(CAMERA) ¦ (36) FR-CV 3C/4.0㎟x5조(CAMERA) ¦ (28) OF-SM-8C(난연)x3조(CAMERA) ¦ (28) FR-CV 3C/4.0㎟x3조(CAMERA) ¦ (36) OF-SM-8C(난연)x5조(CAMERA) ¦ (36) FR-CV 3C/4.0㎟x5조(CAMERA) ¦ (28) OF-SM-8C(난연)x3조(CAMERA) ¦ (28) FR-CV 3C/4.0㎟x3조(CAMERA) ¦ OF-SM-8C(난연)x5조(CAMERA) ¦ FR-CV 3C/4.0㎟x5조(CAMERA) ¦ (16) OF-SM-8C(난연)x1조(CAMERA) ¦ (16) FR-CV 3C/4.0㎟x1조(CAMERA) ¦ (36) OF-SM-8C(난연)x5조(CAMERA) ¦ (36) FR-CV 3C/4.0㎟x5조(CAMERA) ¦ OF-SM-8C(난연)x5조(CAMERA) ¦ FR-CV 3C/4.0㎟x5조(CAMERA) ¦ (16) OF-SM-8Core(난연)x1조 (모니터)(신설)¦ (28) FR-CV 3C/4.0㎟x1조 (모니터POWER)(신설) ¦ (16) OF-SM-8Core(난연)x1조 (모니터)(신설)¦ (28) FR-CV 3C/4.0㎟x1조 (모니터POWER)(신설) ¦ (16) OF-SM-8Core(난연)x1조 (모니터)(신설)¦ (28) FR-CV 3C/4.0㎟x1조 (모니터POWER)(신설) ¦ 모니터¦ 상행 승강장¦ (16) OF-SM-8Core(난연)x1조 (모니터)(신설)¦ (28) FR-CV 3C/4.0㎟x1조 (모니터POWER)(신설) ¦ OF-SM-8Core(난연)x1조 (모니터)(신설)¦ FR-CV 3C/4.0㎟x1조 (모니터POWER)(신설) ¦ OF-MM-12Core(난연)x4조 (TDI)(기존활용)¦ UL 2919-AMESB 24AWG 4Px4조 (TDI)(기존활용)¦ FR-CV 3C/4.0㎟x4조 (TDI POWER)(기존활용)¦ (28)x4 OF-MM-12Core(난연)x1조x4 (TDI)(기존활용)¦ (36) UL 2919-AMESB 24AWG 4Px4조 (TDI)(기존활용)¦ (54) FR-CV 3C/4.0㎟x4조 (TDI POWER)(기존활용)¦ (28) FR-CV 3C/4.0㎟x1조 (TDI POWER)(기존활용)¦ (16) UL 2919-AMESB 24AWG 4Px1조 (TDI)(기존활용)¦ (28) OF-MM-12Core(난연)x1조 (TDI)(기존활용)¦ (36) FR-CV 3C/4.0㎟x2조 (TDI POWER)(기존활용)¦ (28) UL 2919-AMESB 24AWG 4Px2조 (TDI)(기존활용)¦ (22) UTP Cat.5E 4Px4조 (TDI)(기존활용)¦ (36) FR-CV 3C/4.0㎟x2조 (TDI POWER)(기존활용)¦ (28) UL 2919-AMESB 24AWG 4Px2조 (TDI)(기존활용)¦ (22) UTP Cat.5E 4Px4조 (TDI)(기존활용)¦ (36) FR-CV 3C/4.0㎟x2조 (TDI POWER)(기존활용)¦ (28) UL 2919-AMESB 24AWG 4Px2조 (TDI)(기존활용)¦ (28)x2 OF-MM-12Core(난연)x1조x2 (TDI)(기존활용)¦ (36) FR-CV 3C/4.0㎟x2조 (TDI POWER)(기존활용)¦ (28) UL 2919-AMESB 24AWG 4Px2조 (TDI)(기존활용)¦ (28)x2 OF-MM-12Core(난연)x1조x2 (TDI)(기존활용)¦ (28)x2 OF-MM-12Core(난연)x2조 (TDI)(기존활용)¦ (28)x2 OF-MM-12Core(난연)x1조x2 (TDI)(기존활용)¦ (22) UTP Cat.5E 4Px4조 (TDI)(기존활용)¦ (22) UTP Cat.5E 4Px4조 (TDI)(기존활용)¦ (16) UTP Cat.5E 4Px2조 (TDI)(기존활용)¦ (36) UTP Cat.5E 4Px8조 (TDI)(기존활용)¦ UTP Cat.5E 4Px8조 (TDI)(기존활용)¦ FR-CV 3C/4.0㎟x4조 (TDI POWER)(기존활용)¦ UL 2919-AMESB 24AWG 4Px4조 (TDI)(기존활용)¦ OF-MM-12Core(난연)x4조 (TDI)(기존활용)¦ UTP Cat.5E 4Px8조 (TDI)(기존활용)¦ 1/400¦ 지하철 907정거장¦ 양천향교¦ 가양¦ 증미¦ S = 1 / 400¦ 907정거장 CCTV,TDI,시계설비 지하2층 신설평면도(1/2)¦ 907정거장 CCTV,TDI,시계설비 지하2층¦ 신설평면도(1/2)¦ T¦ 7¦ 0¦ 0¦ 5¦ 0¦ 3¦ 4¦ 0¦ 0¦ 4¦ CCTV(기존동축활용)¦ P¦
| 1단계_정거장 - 복사본 | 1단계_정거장 - 복사본 | 042. T7009934-003 917정거장 출입통제설비 지하1층 철거 평면도 (1_2).dwg | C/R¦ {\C0;vmh}¦ ACU¦ CCTV¦ P¦ \A1;7,500¦ \A1;7,500¦ \A1;7,500¦ \A1;7,500¦ \A1;7,500¦ \A1;7,500¦ \A1;7,500¦ \A1;7,500¦ \A1;7,500¦ \A1;7,500¦ \A1;5,500¦ \A1;45,000¦ \A1;7,500¦ \A1;7,500¦ \A1;7,500¦ \A1;7,500¦ \A1;7,500¦ \A1;7,500¦ \A1;80,500¦ \A1;7,070¦ \A1;9,160¦ \A1;9,160¦ \A1;3,300¦ \A1;28,690¦ DN¦ L¦ UP¦ UP¦ E/V¦ MATCH LINE DWG No. "S1-TA-S17-DB-019-0"¦ DOWN TO 통신기계실 ACCESS FLOOR¦ UTP Cat.5E 4Px8조 (출입통제)¦ TRAY (600x150)¦ KEY PLAN¦ X00¦ X01¦ X02¦ X03¦ X04¦ X05¦ X06¦ X07¦ X08¦ X09¦ X10¦ X-01¦ X-02¦ X-03¦ X-04¦ X-05¦ Y04¦ Y02¦ Y00¦ Y01¦ Y03¦ X-06¦ 전 기 실¦ 복 도¦ 119구조대 사무실¦ 용역원대기실¦ CO2실¦ 비상전원실¦ 대 합 실¦ 발매기실 1¦ 편 의 점¦ 공조기계실 1¦ 화장실 3 (FREE)¦ DN¦ DN¦ DN¦ UP¦ UP¦ UP¦ UP¦ UP¦ UP¦ DN¦ 통신기계실¦ 방범셔터¦ 방범셔터¦ 외부출입구 4¦ 내부계단 4¦ 외부출입구 5¦ 외부출입구 1¦ 내부계단 1¦ 외부출입구 6¦ 외부엘리베이터 2¦ 용역창고¦ UP¦ UP¦ UP¦ UP¦ 119구조대 창고¦ 119구조대 복도¦ 119구조대¦ 119구조대¦ 119구조대 침실 3¦ 샤워실 2¦ 샤워실 3¦ 119구조대¦ 샤워실 1¦ 이동통신기계실¦ 119구조대 침실 2¦ 119구조대 침실 1¦ 지상E/L¦ (16) UTP Cat.5E 4Px2조 (출입통제)¦ (16) UTP Cat.5E 4Px2조 (출입통제)¦ (16) UTP Cat.5E 4Px2조 (출입통제)¦ UTP Cat.5E 4Px4조 (출입통제)¦ UTP Cat.5E 4Px2조 (출입통제)¦ UTP Cat.5E 4Px4조 (출입통제)¦ UTP Cat.5E 4Px6조 (출입통제)¦ UTP Cat.5E 4Px8조 (출입통제)¦ 917정거장 출입통제설비 지하1층 철거 평면도 (1/2)¦ 917정거장 출입통제설비 지하1층 철거 평면도 (1/2)¦ S = 1 / 400¦ 1/400¦ 지하철 917정거장¦ 샛강¦ 노량진¦ 노들¦ T¦ 7¦ 0¦ 0¦ 9¦ 9¦ 3¦ 4¦ 3¦ 0¦ 0¦ P¦
| 1단계_정거장 - 복사본 | 1단계_정거장 - 복사본 | 020. T7001034-001 902정거장 전화설비 지하1층신설평면도(1-3).dwg | 향후 연결통로 설치¦ 국내선청사방향¦ DS¦ DS¦ UP¦ UP¦ 장애인용 ¦ ELEV.¦ 급기¦ 배기¦ X¦ 05¦ 00¦ Y¦ 01¦ Y¦ 02¦ Y¦ 03¦ Y¦ 04¦ X¦ 03¦ X¦ 02¦ X¦ 01¦ X¦ X¦ 00¦ X¦ -1¦ X¦ -2¦ X¦ -3¦ Y¦ 04¦ -4¦ X¦ 국내선청사¦ 화장실¦ 상부OPEN¦ 국제선구청사¦ 5호선 김포공항역사¦ 화장실-1¦ 운전취급실¦ 화장실-2¦ 방호용창고¦ 승차권창고-2¦ 비품창고¦ 통신,신호기계실¦ 역무실/매표소¦ 발매기실-3¦ 대 합 실¦ PAID AREA¦ PAID AREA¦ 발매기실-1¦ 공항철도¦ 역무실/매표소¦ 승차권창고-1¦ 휴게공간¦ 휴게공간¦ 급기¦ 배기¦ 5060¦ 7500¦ 7500¦ 7500¦ 7500¦ 7500¦ 7500¦ 7500¦ 7500¦ 7500¦ P¦ P¦ P¦ 25P¦ 50P¦ PB(200X200X100)¦ PB(200X200X100)¦ C¦ C¦ (28)UTP CAT.5 25P(공중전화B1)¦ C¦ PB(600X600X400)¦ C¦ P¦ P¦ PB(400X400X300)¦ PB(500X500X300)¦ G¦ P¦ H¦ AMP¦ F¦ P¦ INT¦ INT¦ PB(400X400X300)¦ E¦ INT¦ UP TO 지상층¦ (16)5C-2V(CCTV)¦ (22)CV3.5 /2C(C.POW)¦ (22)CV3.5 /2C(C.POW)¦ (16)UTP CAT.5 4P(INT)¦ C¦ P¦ D¦ AMP¦ PB(400X400X300)¦ (36)CATV대비용¦ (16)5C-HFBT(9호선TV)¦ (28)7C-HFBT(TV)¦ P¦ B¦ WPB¦ PB(400X400X300)¦ WPB(500X300X150)¦ 접지단자함6CCT¦ KT 200P¦ T¦ T¦ 25P¦ (16)IV1.2X2(CL)¦ (22)5C-HIBTX2(TV)¦ T¦ P¦ PB(600X600X400)¦ O¦ DOWN TO 통신실¦ J¦ P¦ PB(300X300X200)¦ K¦ L¦ P¦ C¦ P¦ C¦ C¦ PB(150X150X100)¦ PB(150X150X100)¦ PVC(36)CATV(대비용)¦ PVC(28)7C-HFBT(TV)¦ PVC(54X4)KT용¦ (16)UTP CAT.5 4PX2(화장실 콜폰)¦ (16)UTP CAT.5 4P(INT)¦ (54)UTP CAT.5 25PX4(9호선 TO COMM)¦ (54)UTP CAT.5 25PX4(공중전화 B-1,B3-1,B3-2,B4)¦ (16)UTP CAT.5 4PX2(화장실 콜폰)¦ (16)UTP CAT.5 4P(INT)¦ (54)UTP CAT.5 25PX4(9호선 TO COMM)¦ (54)UTP CAT.5 25PX4(공중전화 B-1,B3-1,B3-2,B4)¦ UTP CAT.5 25PX3(역무실,운전취급실)¦ DOWN TO B2¦ DUCT(600X100) ¦ UTP CAT.5 25PX3(공중전화 B3-1,B3-2,B4)¦ 5¦ AFC 접지¦ 5¦ SHEATH¦ 접지¦ 10¦ 통신기기¦ 접지¦ 100¦ 통신보안¦ 접지¦ H¦ 수공1호¦ WPB¦ WPB(500X300X150)¦ A¦ AMP¦ I¦ DOWN TO B2¦ P¦ 접지단자함 4CCT¦ (16)UTP CAT.5 4P(INT)¦ INT¦ INT¦ INT¦ INT¦ INT¦ INT¦ INT¦ INT¦ INT¦ INT¦ INT¦ INT¦ INT¦ INT¦ INT¦ INT¦ B¦ TV ANT¦ (16)HIV1.2X2¦ (16)HIV1.2X3¦ (16)HIV1.2X5¦ C¦ (16)5C-2V(CCTV)¦ (22)CV3.5 /2C(C.POW)¦ DOWN TO B1¦ X¦ -1¦ X¦ -2¦ 지상층¦ INT¦ INT¦ INT¦ 2D¦ (36)위성방송대비용¦ PVC(36)위성방송(대비용)¦ -1¦ 8840¦ 37800¦ 9020¦ 11790¦ 8150¦ C/R¦ C/R¦ UTP CAT.5 4Px2조(16C)¦ 5호선 김포공항역 통신기계실¦ P¦ P¦ P¦ UTP CAT.5 25P (28C)¦ DOWN TO B2¦ CV 5.5 /4C(22C)¦ GV 14 x1(22C)¦ R¦ FIDS¦ UTP CAT.5 50Px1(28C)¦ OFMM 36CORE(50/125)x2조(36C)¦ P¦ P/T 카메라¦ P/T 카메라¦ FR CVV-SB 1.5/10C(28C)¦ CV 3.5/3C(22C)¦ 5C-2V(16C)¦ FR CVV-SB 1.5/10C(28C);해외지급¦ CV 3.5/3C(22C)¦ 5C-2V(16C)¦ TRAY (W200xH100)¦ TRAY (W100xH100)¦ 스피드돔¦ P-1¦ C¦ 발매기1¦ 게이트1¦ 역무실¦ 게이트2¦ E/V-2¦ EV-1(지상)¦ EV-3¦ E/S-1¦ A¦ (36)CATV(대비용)¦ (28)7C-HFBT(TV)¦ PVC(54X4)KT용¦ (36)위성방송(대비용)¦ B¦ (54)GV 38 X4(9호선 접지)¦ C¦ (54X4)KT용¦ (54)UTP CAT.5 25PX4(9호선 TO COMM)¦ (54)UTP CAT.5 25PX4(공중전화 B-1,B3-1,B3-2,B4)¦ D¦ (54)UTP CAT.5 25PX4(9호선 TO COMM)¦ (54)UTP CAT.5 25PX4(공중전화 B-1,B3-1,B3-2,B4)¦ E¦ (16)UTP CAT.5 4PX2(화장실 콜폰)¦ (16)UTP CAT.5 4P(INT)¦ (54)GV 38 X4(9호선 접지)¦ (54)UTP CAT.5 25PX4(9호선 TO COMM)¦ (54)UTP CAT.5 25PX4(공중전화 B-1,B3-1,B3-2,B4)¦ F¦ H¦ (16)UTP CAT.5 4PX2(화장실 콜폰)¦ (16)UTP CAT.5 4P(INT)¦ (54)UTP CAT.5 25PX4(9호선 TO COMM)¦ (54)UTP CAT.5 25PX4(공중전화 B-1,B3-1,B3-2,B4)¦ G¦ I¦ P¦ J¦ (16)UTP CAT.5 4PX2(화장실 콜폰)¦ (16)UTP CAT.5 4P(INT)¦ (54)UTP CAT.5 25PX4(9호선 TO COMM)¦ (42)UTP CAT.5 25PX3(공중전화 B-1,B3-1,B3-2,B4)¦ (36)UTP CAT.5 25PX2(9호선 역무실)¦ (36)UTP CAT.5 25PX2(예비실,운전취급실)¦ K¦ (36)UTP CAT.5 25PX2(예비실,운전취급실)¦ (28)UTP CAT.5 25P(환승역간 직통전화)¦ L¦ UTP CAT.5 4PX2(화장실 콜폰)¦ UTP CAT.5 25PX4(9호선 TO COMM)¦ UTP CAT.5 25PX4(역무실,예비실,운전취급실)¦ UTP CAT.5 4P(INT-역무실)¦ DOWN TO 통신실¦ O¦ DUCT(3000X100)¦ DOWN TO 안전관리실¦ 1. 음향유도기 전원은 전기콘센트를 이용한다.¦ NOTE¦ 2. 증폭기전원은 전기콘센트를 이용한다.¦ 3. 통신기계실 및 안전관리실 MAIN 분전반은 전기에서 설치한다.¦ OF-SM-24CORE(난연)X1조(신설)¦ 1. 일반교환기에 수용된 전화기는 안전관리실만 IP전화기로 교체한다.¦ NOTE¦ 2. 콜폰, E/L폰, 승강장 비상통화장치도 교체한다.¦ 3. 전화 및 인터폰 구간의 배선배관은 기존활용한다.¦ 지하철 902정거장¦ 김포공항¦ 공항시장¦ 1/400¦ 902정거장 전화설비 지하1층 신설평면도(1/3)¦ S = 1/400¦ 902정거장 전화설비 지하1층 신설평면도(1/3)¦ 개화¦ T¦ 7¦ 0¦ 0¦ 1¦ 0¦ 3¦ 4¦ 0¦ 0¦ 1¦ (기설활용)¦
| 1단계_정거장 - 복사본 | 1단계_정거장 - 복사본 | 029. T7005034-001 901정거장 CCTV,TDI,시계설비 지상1층 신설평면도 (1_2).dwg | G¦ \A1;116,000¦ \A1;10,000¦ \A1;10,000¦ \A1;10,000¦ \A1;10,000¦ \A1;10,000¦ \A1;10,000¦ \A1;10,000¦ \A1;10,000¦ \A1;10,000¦ \A1;10,000¦ \A1;10,000¦ \A1;5,000¦ \A1;4,000¦ \A1;1,000¦ \A1;5,290¦ \A1;5,290¦ \A1;10,580¦ \A1;8,000¦ \A1;2,000¦ 승강장¦ SLOPE¦ Y01a¦ 출입제한 지정휀스설치¦ X00¦ X01¦ X02¦ X03¦ X04¦ X05¦ X06¦ X07¦ X08¦ X09¦ X11¦ X10¦ 901 정거장¦ STA. 0Km 300.000¦ KEY PLAN¦ MATCH LINE DWG No. "S1-TA-S01-DB-018-0"¦ DN¦ UP¦ DN¦ SLOPE¦ (P1:200x200x100)¦ (P2:200x200x100)¦ (P4:200x200x100)¦ (P5:200x200x100)¦ (P6:200x200x100)¦ P-4¦ P-3¦ P-1¦ P-2¦ A¦ A¦ (P3:200x200x100)¦ (P7:200x200x100)¦ B¦ c¦ (P9:200x200x100)¦ c¦ c¦ c¦ A¦ A¦ vmh¦ vmh¦ vmh¦ vmh¦ B¦ A¦ (16) UTP Cat.5E4Px1조 (CAMERA)¦ FR-CV 3C/4.0㎟x2조 (TDI POWER)(기존활용)¦ c¦ (28) FR-CV 3C/4.0㎟x1조 (TDI POWER)(기존활용)¦ TRAY (200x100)¦ FR-CV 3C/4.0㎟x2조 (TDI POWER)(기존활용)¦ UTP Cat.5E4Px4조 (CAMERA)¦ TRAY (200x100)¦ FR-CV 3C/4.0㎟x4조 (TDI POWER)(기존활용)¦ OF-SM-8C(난연)x1조(승강기모니터) (신설)¦ OF-SM-8C(난연)x2조(신설) ¦ FR-CV 3C/4.0㎟x2조(신설) ¦ FR-CV 3C/4.0㎟x1조(승강기모니터)¦ E¦ 상행 승강장 모니터¦ E¦ (16) OF-SM-8Core(난연)x1조 (모니터)(신설)¦ (28) FR-CV 3C/4.0㎟x1조 (모니터POWER) (신설)¦ OF-SM-8Core(난연)x1조 (모니터)(신설)¦ FR-CV 3C/4.0㎟x1조 (모니터POWER) (신설)¦ OF-SM-8Core(난연)x1조 (모니터)(신설)¦ FR-CV 3C/4.0㎟x1조 (모니터POWER) (신설)¦ OF-SM-8Core(난연)x1조 (모니터)(신설)¦ FR-CV 3C/4.0㎟x1조 (모니터POWER) (신설)¦ (16) OF-SM-8Core(난연)x1조 (모니터)(신설)¦ (28) FR-CV 3C/4.0㎟x1조 (모니터POWER) (신설)¦ UL 2919-AMESB 24AWG 4Px2조 (TDI)(기존활용)¦ UTP Cat.5E 4Px4조 (TDI)(기존활용)¦ OF-MM-12Core(난연)x2조 (TDI)(기존활용)¦ (16) UL 2919-AMESB 24AWG 4Px1조 (TDI)(기존활용)¦ (16) UTP Cat.5E 4Px2조 (TDI)(기존활용)¦ (28) OF-MM-12Core(난연)x1조 (TDI)(기존활용)¦ TRAY (200x100)¦ UL 2919-AMESB 24AWG 4Px2조 (TDI)(기존활용)¦ UTP Cat.5E 4Px4조 (TDI)(기존활용)¦ OF-MM-12Core(난연)x2조 (TDI)(기존활용)¦ UL 2919-AMESB 24AWG 4Px4조 (TDI)(기존활용)¦ UTP Cat.5E 4Px8조 (TDI)(기존활용)¦ OF-MM-12Core(난연)x4조 (TDI)(기존활용)¦ NOTE¦ 1. 광케이블, 전원/접지케이블 (OF-SM-4Core, CV 3C/2.5㎟)¦ 3. 승강장 ANT설치위치: 열차 진행방향 정거장 시종점부에 설치¦ 2. 광케이블, 전원/접지케이블 (OF-SM-8Core, CV 3C/2.5㎟)¦ 지하철 901정거장¦ 개화¦ 김포공항¦ 1/400¦ S = 1 / 400¦ 901정거장 CCTV,TDI,시계설비 지상1층 신설평면도(1/2)¦ 901정거장 CCTV,TDI,시계설비 지하1층¦ 신설평면도(1/2)¦ T¦ 7¦ 0¦ 0¦ 5¦ 0¦ 3¦ 4¦ 0¦ 0¦ 1¦ CCTV(기존동축활용)¦ P¦
| 1단계_정거장 - 복사본 | 1단계_정거장 - 복사본 | 051. T9103038-008 실내안테나 설치상세도.dwg | 실내안테나 설치상세도¦ NONE¦ 실내안테나 설치상세도¦ S = NONE¦ Unregistered Version - http://www.aidecad.com¦ P¦ N¦ {\fGulimChe¦b1¦i0¦c129¦p49;P}¦ {\fGulimChe¦b1¦i0¦c129¦p49;N}¦ N¦ P¦ LTE-R¦ 클램프고정¦ 2분배기¦ 클램프고정¦ 급전선 1/2"\P¦ 급전선 1/2"\P¦ 급전선 1/2"\P¦ 급전선 1/2"\P¦ 콘넥터 1/2"\P¦ 콘넥터 1/2"\P¦ 2P/D¦ 클램프고정¦ \pt3.5;크램프¦ 급전선 공유¦ N-Male(1/2")¦ 이중천정¦ OMNI ANT¦ 급전선 신설¦ LTE 1(신설)¦ OUT¦ OUT¦ IN¦ {\L분배기 취부도}¦ {\L실배안테나 취부도}¦ T¦ 9¦ 1¦ 0¦ 3¦ 0¦ 3¦ 8¦ 0¦ 0¦ 8¦ 공통¦
| 1단계_정거장 - 복사본 | 1단계_정거장 - 복사본 | 027. T7003034-003 901정거장 방송설비 지상2층 신설평면도.dwg | PA AMP¦ \A1;8,000¦ \A1;6,000¦ \A1;13,800¦ \A1;200¦ \A1;4,500¦ \A1;12,200¦ \A1;8,000¦ \A1;8,000¦ \A1;8,000¦ \A1;8,000¦ \A1;8,000¦ \A1;8,000¦ \A1;8,000¦ \A1;8,000¦ \A1;90,200¦ \A1;10,800¦ \A1;3,200¦ \A1;5,000¦ \A1;3,000¦ \A1;5,000¦ \A1;200¦ \A1;4,100¦ \A1;3,900¦ \A1;3,600¦ \A1;4,400¦ \A1;5,000¦ \A1;10,000¦ \A1;8,000¦ \A1;8,000¦ \A1;6,980¦ \A1;5,200¦ \A1;26,000¦ \A1;7,600¦ \A1;2,400¦ \A1;4,000¦ \A1;4,000¦ : (16) HIV 1.5㎟x2조¦ NOTE¦ : (16) HIV 1.5㎟x5조¦ : (16) HIV 1.5㎟x6조¦ : (22) HIV 1.5㎟x7조¦ : (22) HIV 1.5㎟x8조¦ : (22) HIV 1.5㎟x10조¦ : (16) HIV 1.5㎟x4조¦ : (16) HIV 1.5㎟x3조¦ (16) HIV 1.5㎟x3조 (3층 기능실 SP)¦ C¦ (22) HIV 1.5㎟x8조 (승강장 SP)¦ (16) UTP Cat.5E 4Px1조 (화재탐지용)¦ D¦ (16) UTP Cat.5E 4Px1조 (화재탐지용)¦ E¦ (16) UTP Cat.5E 4Px1조 (화재탐지용)¦ A¦ DOWN TO 1층¦ HIV 1.5㎟x8조 (승강장 SP)¦ TRAY (300x100)¦ B¦ UP TO 3층¦ HIV 1.5㎟x3조 ¦ TRAY (300x100)¦ X14¦ X15¦ X16¦ X17¦ X18¦ X19¦ X20¦ X21¦ X22¦ X22¦ X23¦ X24¦ X25¦ (22) UL 2464-AMESB 24AWG 16Cx2조 (PA)¦ (22) UL 2464-AMESB 24AWG 16Cx2조 (PA)¦ (22) UL 2464-AMESB 24AWG 16Cx2조 (PA)¦ (16) UL 2464-AMESB 24AWG 4Cx1조 (PA)¦ (16) UTP Cat.5E 4Px1조 (자동방송, 근접화재)¦ (16) CPEV 0.9/5Px1조 (PA)¦ (16) UL 2464-AMESB 24AWG 4Cx1조 (PA)¦ (16) UTP Cat.5E 4Px1조 (자동방송, 근접화재)¦ (16) CPEV 0.9/5Px1조 (PA)¦ (16) UL 2464-AMESB 24AWG 4Cx1조 (PA)¦ (16) UTP Cat.5E 4Px1조 (자동방송, 근접화재)¦ (16) CPEV 0.9/5Px1조 (PA)¦ Y00¦ Y01¦ Y02¦ Y03¦ Y04¦ 전기창고¦ 전기작업실¦ 통신작업실¦ 통신창고¦ 전 기 실¦ 신호작업실¦ 신호창고¦ 여실승기관사¦ (승무대기실)¦ 실승기관사¦ (승무대기실)¦ 통신기계실¦ 운영기관사¦ 편의점¦ 발매기실¦ 비상발전기실¦ CO2 실¦ 용역원대기실¦ 안전 관리실¦ 대 합 실¦ 복 도¦ UP¦ DN¦ UP¦ DN¦ DN¦ DN¦ DN¦ DN¦ 내부계단 1¦ 내부계단 2¦ 내부E/V¦ 화장실¦ 통합분소¦ 갱의실(여)¦ DN¦ DN¦ OPEN¦ S L O P E¦ S L O P E¦ 갱의실(남)¦ ~연결통로지붕~¦ 추락방지용 난간 설치¦ TRAY (300x100)¦ DOWN TO 안전관리실 ACCESS FLOOR¦ C¦ A¦ D¦ E¦ 방송단자함¦ [10P]¦ (P4:300x300x200)¦ (P3:300x300x200)¦ (P5:300x300x200)¦ UTP Cat.5E 4Px1조 (자동방송, 근접화재)¦ UL 2464-AMESB 24AWG 16Cx2조 (PA)¦ TRAY (300x100)¦ DOWN TO 통신기계실 ACCESS FLOOR¦ B¦ (16) HIV 1.5㎟x2조 (SP)¦ DOWN TO 임대상가¦ (16) HIV 1.5㎟x2조 (기능실 SP)¦ DOWN TO 지상1층¦ UL 2464-AMESB 24AWG 4Cx1조 (PA)¦ CPEV 0.9/5Px1조 (PA)¦ UTP Cat.5E 4Px1조 (화재탐지용)¦ UTP Cat.5E 4Px1조 (자동방송, 근접화재)¦ UL 2464-AMESB 24AWG 16Cx2조 (PA)¦ UL 2464-AMESB 24AWG 4Cx1조 (PA)¦ CPEV 0.9/5Px1조 (PA)¦ UTP Cat.5E 4Px1조 (화재탐지용)¦ F¦ F¦ 지하철 901정거장¦ 개화¦ 김포공항¦ S = 1 / 400¦ 901정거장 방송설비 지상2층 신설평면도¦ 1/400¦ 901정거장 방송설비 지상2층 신설평면도¦ (기설활용)¦ T¦ 7¦ 0¦ 0¦ 3¦ 0¦ 3¦ 4¦ 0¦ 0¦ 3¦ P¦
| 1단계_정거장 - 복사본 | 1단계_정거장 - 복사본 | 006. T1001026-002 912정거장 CIRCUIT WIRING SYSTEM DIAGRAM_철거.dwg | KT¦ IP¦ G¦ D¦ C/R¦ T¦ 0¦ 0¦ 0¦ 0¦ 0¦ 0¦ 0¦ 0¦ 0¦ 0¦ 신호통신기계실¦ 신호통신기계실¦ 안전관리실¦ 소방외부 무선통신 보조설비¦ 경찰통신설비¦ O/F(SM) FM RADIO¦ POWER DISTRIBUTION¦ O/F(SM)¦ O/F(SM)¦ FM 광전송장치¦ UPS¦ EQUIP¦ MULTI¦ COMM¦ CCTV¦ 광화상전송장치¦ MATRIX¦ RACK¦ TV 광전송장치¦ 부모시계¦ To: NEXT STATION¦ O/F(SM)¦ O/F(SM)¦ To: KT¦ DATA¦ M/D¦ E¦ Ports¦ T¦ SUB ADM¦ TEL¦ SPCM¦ KT¦ 전력사령¦ 신호사령¦ 방재사령¦ 통신사령¦ FAX¦ Data Line (전력)¦ Data Line¦ Data Line¦ Data Line¦ Data Line (AFC)¦ Data Line (통신)¦ Data Line (방재)¦ Data Line (운전)¦ SMS¦ AGM¦ AAM¦ ATVM¦ IP¦ P.A AMP¦ x2¦ x2¦ x7¦ 지하1층 (대합실) x 17¦ 지하2층 (대합실) x 22¦ 지하3층 (승강장상선) x 21¦ G¦ G¦ G¦ G¦ G¦ 지하3층 (승강장상선) x 2¦ 지하3층 (승강장하선) x 2¦ PAN/TILT x 1¦ 지하2층 (대합실) x 20 , G.L ELEV x 2¦ 지하1층 (기능실) x 3¦ 지하3층 (승강장 상,하선) x 6¦ CCTV¦ CONSOLE¦ 지하2층¦ (복합통신ANT)¦ 무선통신 보조설비¦ HFC-22D-FR¦ HFC-12D-FR¦ 본선터널 (승강장) RFCL-42D-광대역¦ 본선터널 (승강장) RFCL-42D-광대역¦ D¦ POWER LINE¦ x6¦ INT¦ T¦ T¦ x2¦ x2¦ x11¦ x2¦ L¦ O¦ x2¦ T¦ T¦ x12¦ x2¦ x2¦ x8 ¦ 인터폰¦ 모장치¦ 배 선 반¦ 공조기계실1¦ 공조기계실2¦ 이동통신기계실¦ Callphone¦ 전기실¦ 기능실복도¦ 발매기실¦ 화장실(남,여)¦ 장애자화장실¦ 임대상가 (지하1층)¦ ELEV, 화장실¦ 용역원대기실¦ 지하2층 (대합실)¦ PSD실 (상선)¦ PSD실 (하선)¦ 편의점¦ 비상전원실¦ 승강장 INT¦ 변전실¦ 운영원대기실¦ x3¦ x3¦ T¦ x2¦ x2¦ 지하3층 (승강장하선) x 21¦ x2¦ 임대상가 (지하2층)¦ T¦ 출입통제¦ C/R¦ C/R¦ C/R¦ C/R¦ C/R¦ 운전사령¦ Data Line (신호)¦ Data Line¦ 열차무선¦ C¦ O/F(SM) 열차무선¦ Data Line¦ 소방외부¦ E¦ T¦ L¦ O¦ 지하1층¦ (복합통신ANT)¦ 창고 (지하1층)¦ x4¦ 운전취급실¦ T¦ 창고 (지하2층)¦ x4¦ INT¦ x6¦ &¦ (VOICE)¦ FXO/FXS¦ Ethernet Port¦ 본선터널 (승강장) RFCL-42D-광대역¦ 본선터널 (승강장) RFCL-42D-광대역¦ D¦ IP¦ 공간화상 [승강장 차량기지방향] x 1¦ 공간화상 [승강장 강남방향] x 1¦ 환급기¦ CCTV¦ 광화상전송장치¦ MATRIX¦ RACK¦ TV 광수신기¦ DATA¦ M/D¦ E¦ Ports¦ T¦ &¦ (VOICE)¦ SUB ADM¦ TEL¦ SPCM¦ 전력사령¦ 통신사령¦ Data Line (전력)¦ Data Line¦ Data Line¦ Data Line¦ Data Line (AFC)¦ Data Line (통신)¦ Data Line (방재)¦ Data Line (운전)¦ P.A AMP¦ L¦ O¦ 배 선 반¦ 출입통제¦ 운전사령¦ E¦ T¦ L¦ O¦ Data Line (신호)¦ FXO/FXS¦ Ethernet Port¦ MULTI¦ COMM¦ EQUIP¦ FM광전송장치¦ 열차무선¦ O/F(SM) FM RADIO, 지상파DMB¦ 소방외부 무선통신 보조설비¦ 소방 무선통신 보조설비¦ 철거¦ 철거¦ 철거¦ 철거¦ 912정거장 CIRCUIT WIRING SYSTEM DIAGRAM / 철거¦ 912정거장 CIRCUIT WIRING SYSTEM DIAGRAM / 철거¦ S = NONE¦ NONE¦ 신목동¦ 선유도¦ 당산¦ T¦ 1¦ 0¦ 0¦ 1¦ 0¦ 2¦ 6¦ 0¦ 0¦ 2¦
| 1단계_정거장 - 복사본 | 1단계_정거장 - 복사본 | 047. T7005034-006 903정거장 CCTV,TDI,시계설비 지하3층 신설평면도-2.dwg | P¦ KEY PLAN¦ \A1;10,5000¦ \A1;{\fHYHeadLine-Medium¦b0¦i0¦c129¦p50;30,000}¦ \A1;7,500¦ \A1;7,500¦ \A1;7,500¦ \A1;7,500¦ \A1;7,500¦ \A1;5,000 ¦ \A1;7,500¦ \A1;7,500¦ \A1;5,000 ¦ \A1;5,000 ¦ \A1;5,000 ¦ \A1;5,000 ¦ \A1;5,000 ¦ \A1;4350¦ \A1;4350¦ \A1;7450¦ \A1;23600¦ \A1;7450¦ TRAY (300x100)¦ UTP CAT.5E 25Px1조 (CONSOLE)¦ UTP CAT.5E 4Px4조 (CONSOLE)¦ FR-CV 3C/6.0㎟x1조 (LSE POWER)¦ UTP Cat.5E 4Px2조 (CL POWER)(신설)¦ F-CV 3C/2.5㎟x1조 (공간화상)(기존활용)¦ OF- SM-4Cx1조 (공간화상)(기존활용)¦ UTP Cat.5E4Px15조 (CAMERA)(신설)¦ OF-SM-8C(난연)x10조(신설) ¦ FR-CV 3C/4.0㎟x10조(신설) ¦ OF-SM-8C(난연)x2조(승강장모니터)(신설) ¦ FR-CV 3C/4.0㎟x2조(승강장모니터)(신설) ¦ ES-12¦ DOWN TO 지하4층¦ TRAY (600x150)¦ TRAY (600x150)¦ UP TO 지하2층¦ ES-8¦ MATCH LINE DWG No. "S1-TA-S03-DB-029-1.dwg"¦ ES-9¦ ES-11¦ (P14:300x300x200)¦ (P15:300x300x200)¦ 본선환기실-2¦ 공조기계실-2¦ E/S 올라옴¦ DN¦ E/S¦ DN¦ UP¦ E/S 올라감¦ UP¦ DN¦ 대 합 실¦ DN¦ DN¦ E/S¦ 대 합 실¦ X18¦ X13¦ X14¦ X15¦ X16¦ X17¦ X19¦ X21¦ X20¦ X22¦ X25¦ X23¦ X24¦ X26¦ Y03¦ Y04¦ Y02¦ Y01¦ Y00¦ NOTE¦ 1. 광케이블, 전원/접지케이블 (OF-SM-4Core, CV 3C/2.5㎟)¦ 3. 승강장 ANT설치위치: 열차 진행방향 정거장 시종점부에서 120m에 설치¦ 2. 광케이블, 전원/접지케이블 (OF-SM-8Core, CV 3C/2.5㎟)¦ vmh¦ vmh¦ vmh¦ vmh¦ TRAY (600x150)¦ UP TO 지하2층¦ TRAY (600x150)¦ DOWN TO 지하4층¦ UTP Cat.5E4Px2조 (CAMERA)¦ OF-SM-8C(난연)x5조(CAMERA) ¦ FR-CV 3C/4.0㎟x5조(CAMERA) ¦ OF-SM-8C(난연)x4조(CAMERA) ¦ FR-CV 3C/4.0㎟x4조(CAMERA) ¦ OF-SM-8C(난연)x4조(CAMERA) ¦ FR-CV 3C/4.0㎟x4조(CAMERA) ¦ UTP Cat.5E4Px2조 (CAMERA)¦ (16) OF-SM-8C(난연)x1조(CAMERA) ¦ (16) FR-CV 3C/4.0㎟x1조(CAMERA) ¦ OF-SM-8Core(난연)x1조 (모니터)(신설)¦ FR-CV 3C/4.0㎟x1조 (모니터POWER)(신설) ¦ OF-SM-8Core(난연)x1조 (모니터)(신설)¦ FR-CV 3C/4.0㎟x1조 (모니터POWER)(신설) ¦ OF-SM-8Core(난연)x1조 (모니터)(신설)¦ FR-CV 3C/4.0㎟x1조 (모니터POWER)(신설) ¦ OF-SM-8Core(난연)x1조 (모니터)(신설)¦ FR-CV 3C/4.0㎟x1조 (모니터POWER)(신설) ¦ FR-CV 3C/4.0㎟x2조 (TDI POWER)(기존활용)¦ UL 2919-AMESB 24AWG 4Px2조 (TDI)(기존활용)¦ FR-CV 3C/4.0㎟x2조 (TDI POWER)(기존활용)¦ UL 2919-AMESB 24AWG 4Px2조 (TDI)(기존활용)¦ FR-CV 3C/4.0㎟x2조 (TDI POWER)(기존활용)¦ UL 2919-AMESB 24AWG 4Px2조 (TDI)(기존활용)¦ UL 2919-AMESB 24AWG 4Px2조 (TDI)(기존활용)¦ FR-CV 3C/4.0㎟x2조 (TDI POWER)(기존활용)¦ OF-MM-12Core(난연)x2조(TDI)(기존활용)¦ UTP Cat.5E 4Px4조 (TDI)(기존활용)¦ OF-MM-12Core(난연)x2조(TDI)(기존활용)¦ UTP Cat.5E 4Px4조 (TDI)(기존활용)¦ UTP Cat.5E 4Px4조 (TDI)(기존활용)¦ OF-MM-12Core(난연)x2조(TDI)(기존활용)¦ UTP Cat.5E 4Px4조 (TDI)(기존활용)¦ OF-MM-12Core(난연)x2조(TDI)(기존활용)¦ (16) OF-SM-8C(난연)x1조(CAMERA) ¦ (16) FR-CV 3C/4.0㎟x1조(CAMERA) ¦ (16) OF-SM-8C(난연)x1조(CAMERA) ¦ (16) FR-CV 3C/4.0㎟x1조(CAMERA) ¦ (16) OF-SM-8C(난연)x1조(CAMERA) ¦ (16) FR-CV 3C/4.0㎟x1조(CAMERA) ¦ (16) OF-SM-8C(난연)x1조(CAMERA) ¦ (16) FR-CV 3C/4.0㎟x1조(CAMERA) ¦ 지하철 903정거장¦ 김포공항¦ 공항시장¦ 신방화¦ 1/400¦ S = 1 / 400¦ 903정거장 CCTV,TDI,시계설비 지하3층 신설평면도(2/2)¦ 903정거장 CCTV,TDI,시계설비 지하3층¦ 신설평면도(2/2)¦ T¦ 7¦ 0¦ 0¦ 5¦ 0¦ 3¦ 4¦ 0¦ 0¦ 6¦ CCTV(기존동축활용)¦ P¦
| 1단계_정거장 - 복사본 | 1단계_정거장 - 복사본 | 080. T9103038-031 GPS 안테나 설치 상세도.dwg | \A1;2,100¦ \A1;270¦ \A1;270¦ \A1;270¦ \A1;2,500¦ \A1;2,900¦ \A1;3,500¦ \A1;4,650¦ \A1;200¦ \A1;550¦ \A1;400¦ \A1;150¦ \A1;1,000¦ \A1;200¦ \A1;500¦ \A1;350¦ \A1;700¦ \A1;300¦ \A1;70¦ \A1;50¦ \A1;100¦ \A1;60¦ 장애자용 ELEVATOR 평면도¦ ATTACHED OF CAMERA¦ DETAIL "A"¦ 장애자용 ELEVATOR 주단면도¦ DETAIL "B"¦ 장애자용 ELEVATOR 정면도¦ OUTLET BOX¦ 배관설치 위치¦ DN¦ DETAIL 참조¦ OUTLET BOX¦ INTERPHONE¦ OUTLET BOX¦ CAMERA HOUSING¦ DETAIL "B"¦ HOOD¦ SEMI-FIXED¦ CONNECTORS¦ CABLE¦ MOUNTING BRACKETS¦ Φ36¦ DETAIL "A"¦ M10 HAWK ANCHOR¦ 취부지지 철물¦ 3t¦ Φ36¦ STEEL 2.0t¦ 110¦ 200¦ 300¦ 50¦ 50¦ ∅¦ 102¦ R16¦ 6¦ 30¦ 300¦ 40¦ 300¦ 89.2¦ SUS 6T 1EA¦ SUS 6T 4EA¦ 200¦ 300¦ 50¦ 50¦ R30¦ 270¦ 30¦ 59.2¦ 30¦ 700¦ 787¦ 300¦ 250¦ 1000¦ 3000¦ "A" X 2EA¦ 310¦ 100¦ 22¦ 방수후렉시블101.6¦ 50¦ 100¦ 100¦ * MAIN PIPE : 101.6X3T(상단 마감처리)¦ * GPS 가대는 SUS 6T를 사용함.¦ 518.5¦ "A"¦ * 기초앙카 SUS 재질,방수콘넥터,방수후렉시블 사용¦ * GPS PIPE : 25.4X1.2T¦ GPS 안테나¦ Ø25.2~27.2 PIPE¦ GPS 안테나¦ 400¦ 50¦ 30¦ 86¦ 안테나 케이블¦ GPS 안테나 지지대¦ 750¦ 600¦ 500¦ 400¦ "B"¦ "B" X 2EA¦ 접지¦ GPS ANT PIPE¦ GPS 가대¦ GPS 안테나 설치 상세도¦ GPS 안테나 설치 상세도¦ NONE¦ T¦ 9¦ 1¦ 0¦ 3¦ 0¦ 3¦ 8¦ 0¦ 3¦ 1¦ \A1;2,500¦ \A1;2,900¦ \A1;270¦ 공통¦
| 1단계_정거장 - 복사본 | 1단계_정거장 - 복사본 | 010. T1001026-006 908정거장 종합무선중계,열차무선설비 DIAGRAM.dwg | 기설역사내 종합무선 공중선¦ A¦ B¦ T¦ 0¦ 0¦ 0¦ 0¦ 0¦ 0¦ 0¦ 0¦ 0¦ 0¦ 가양¦ 증미¦ 등촌¦ 3D¦ RFCL-42D-광대역¦ RFCL-42D-광대역¦ 강¦ 선¦ 널¦ 터¦ &¦ 본¦ 장¦ B3¦ 승¦ 콘솔내 접속단자¦ 안전관리실¦ B1¦ B2¦ RFCL-42D-광대역¦ RFCL-42D-광대역¦ 상행¦ UTP Cat.5E 4Px2조¦ 라디오 송수신제어 ANTENNA¦ 하행¦ 2D¦ 공조기계실¦ 3D¦ 무선호출 및¦ 이동전화 ANT.¦ (예비)¦ 경찰 C3 ANT.¦ (예비)¦ 이동전화 중계기¦ 무선호출 및¦ 경찰 무선중계기¦ HFC-22D-FR¦ From: 934정거장¦ 외부접속 단자함¦ 소방무선통신¦ 통신기계실 (종합무선중계설비)¦ D1¦ 광전변환기¦ 광전송장치¦ 광커플러¦ FM¦ 중계장치2¦ HFC-12D-FR¦ HFC-12D-FR¦ MIXER¦ COMBINER¦ D4¦ HFC-12D-FR¦ 복합통신 ANTENNA¦ 콘솔내 접속단자¦ 역무관리실¦ OF-SM-1Core¦ HFC-12D-FR¦ 제2,3이동통신사업자기계실¦ 열차무선장치 (기지국,TRS)¦ OF-SM-1Core¦ c¦ To: 정거장¦ 복합통신안테나 및 콤바이너 철거전 주파수 대역 ¦ NOTE¦ RFCL-42D-광대역¦ RFCL-42D-광대역¦ To: 936정거장¦ OF-SM-1Core¦ B1¦ 복합통신 ANTENNA¦ 복합통신 ANTENNA¦ 복합통신 ANTENNA¦ 선¦ 터¦ 본¦ 널¦ RFCL-42D-광대역¦ RFCL-42D-광대역¦ B2¦ 전¦ 실¦ 변¦ 기¦ 실¦ 환¦ 합¦ 실¦ 대¦ 기¦ 실¦ 환¦ From: 934정거장¦ D2¦ 광전변환기¦ 광전송장치¦ 광커플러¦ DMB¦ 중계장치2¦ OF-SM-1Core¦ To: 936정거장¦ OF-SM-1Core¦ 타사업분¦ RRU¦ I¦ Q¦ 본선터널¦ 철거¦ 신설¦ FM¦ 중계장치1¦ 2D¦ DMB¦ 중계장치1¦ MIXER¦ COMBINER¦ IP MPLS¦ OF-SM-2Core¦ D3¦ 철거¦ 복합통신ANTENNA 철거 후 설치¦ RFCL-42D-광대역¦ RFCL-42D-광대역¦ RFCL-42D-광대역¦ RFCL-42D-광대역¦ : FM, DMB, TRS, 소방¦ : FM, DMB, TRS, 소방, LTE-R¦ 복합통신안테나 및 콤바이너 철거후 주파수 대역 ¦ LTE-R¦ 교체¦ 무선호출 및¦ 이동전화 ANT.¦ (예비)¦ 이동전화 중계기¦ 무선호출 및¦ HFC-22D-FR¦ 외부접속 단자함¦ 소방무선통신¦ 통신기계실 (종합무선중계설비)¦ HFC-12D-FR¦ COMBINER¦ HFC-12D-FR¦ 합¦ RFCL-42D-광대역¦ RFCL-42D-광대역¦ 강¦ 선¦ 널¦ 터¦ &¦ 본¦ 장¦ B3¦ 승¦ 실¦ 콘솔내 접속단자¦ 안전관리실¦ 대¦ B1¦ 이동통신기계실¦ 합¦ 실¦ 대¦ B2¦ HFC-12D-FR¦ 복합통신 ANTENNA¦ 복합통신 ANTENNA¦ HFC-12D-FR¦ HFC-12D-FR¦ 복합통신 ANTENNA¦ 경찰 C3 ANT.¦ (예비)¦ 경찰 무선중계기¦ D¦ 광전변환기¦ 광전송장치¦ 광커플러¦ FM¦ 중계장치¦ MIXER¦ COMBINER¦ 열차무선장치 (기지국)¦ NOTE¦ 심 볼¦ 명 칭¦ 역사시공¦ 본선시공¦ 장비사 공급분¦ From: 907정거장¦ OF-SM-1Core¦ To: 909정거장¦ OF-SM-1Core¦ To: 906,907,909,910정거장¦ OF-SM-1Core¦ HFC-12D-FR¦ HFC-12D-FR¦ c¦ RFCL-42D-광대역¦ RFCL-42D-광대역¦ HFC-22D-FR¦ 상행¦ UTP Cat.5E 4Px2조¦ UTP Cat.5E 4Px2조¦ 라디오 송수신제어 ANTENNA¦ 하행¦ GPS 안테나¦ HFC-22D-FRx2조¦ 2D¦ 2D¦ 공조기계실¦ 환기실¦ 환기실출입구¦ 3D¦ 2D¦ 2D¦ 2D¦ 집수정¦ 환기실¦ 공조기계실¦ 무선호출 및¦ 이동전화 ANT.¦ (예비)¦ 경찰 C3 ANT.¦ (예비)¦ 이동전화 중계기¦ 무선호출 및¦ 경찰 무선중계기¦ HFC-22D-FR¦ From: 907정거장¦ 외부접속 단자함¦ 소방무선통신¦ 통신기계실 (종합무선중계설비)¦ D1¦ 광전변환기¦ 광전송장치¦ 광커플러¦ FM¦ 중계장치2¦ HFC-12D-FR¦ HFC-12D-FR¦ MIXER¦ COMBINER¦ D4¦ HFC-12D-FR¦ OF-SM-1Core¦ HFC-12D-FR¦ 제2,3이동통신사업자기계실¦ 열차무선장치 (기지국,TRS)¦ OF-SM-1Core¦ c¦ To: 정거장¦ To: 909정거장¦ OF-SM-1Core¦ From: 907정거장¦ D2¦ 광전변환기¦ 광전송장치¦ 광커플러¦ DMB¦ 중계장치2¦ OF-SM-1Core¦ To: 909정거장¦ OF-SM-1Core¦ RRU¦ 철거¦ 신설¦ FM¦ 중계장치1¦ 2D¦ DMB¦ 중계장치1¦ MIXER¦ COMBINER¦ IP MPLS¦ OF-SM-2Core¦ D3¦ 철거후 직결¦ LTE-R¦ 공조기계실¦ 3D¦ 대합실¦ 대합실¦ 2D¦ 공조기계실¦ 공조기계실¦ 대합실¦ 3D¦ 물탱크실¦ 복도¦ 2D¦ 전기실¦ 908정거장 종합무선중계,열차무선설비 DIAGRAM¦ 908정거장 종합무선중계,열차무선설비 DIAGRAM¦ S = NONE¦ NONE¦ 가양¦ 증미¦ 등촌¦ T¦ 1¦ 0¦ 0¦ 1¦ 0¦ 2¦ 6¦ 0¦ 0¦ 6¦ 2D¦ -¦ T¦ 0¦ 0¦ 0¦ 0¦ 0¦ 0¦ 0¦ 0¦ 0¦ 0¦
| 1단계_정거장 - 복사본 | 1단계_정거장 - 복사본 | 051. T9103066-001 915정거장 통신기계실 기기배치도 및 바닥 TRAY 설치도.dwg | \A1;1,300¦ \A1;9,000¦ \A1;13,850¦ \A1;3,850¦ \A1;8,666¦ \A1;1,397¦ \A1;6,373¦ \A1;1,147¦ \A1;1,594¦ \A1;150¦ \A1;550¦ \A1;2,200¦ \A1;500¦ \A1;500¦ \A1;1,000¦ \A1;2,849¦ \A1;2,549¦ \A1;2,302¦ \A1;1,201¦ TRAY 설치도¦ 906정거장 통신기계실 기기배치도 및 바닥¦ -¦ T¦ 0¦ 0¦ 0¦ 0¦ 0¦ 0¦ 0¦ 0¦ 0¦ 0¦ : 철거¦ \A1;1,200¦ \A1;1,200¦ OFD 랙¦ 기지국¦ 역사노드¦ 스위치 ¦ MDF 랙¦ 장치 랙¦ 백본 랙¦ 랙¦ OFD 랙¦ 기지국장치 랙¦ 역사노드백본 랙¦ 스위치 랙¦ MDF 랙¦ 통신기계실¦ Y01¦ X03¦ X04¦ X05¦ UPS¦ ATS&AVR&DIST¦ BATT¦ 냉난방기¦ 장 비 명¦ 규 격 (W x D x H)¦ 냉난방기 (기계설비)¦ UPS(15KVA)¦ 1,272 x 500 x 2200¦ 600 x 300 x 2200¦ 701.5 x 750 x 2200¦ 575 x 600 x 1920¦ 600 x 750 x 1800¦ 570 x 650 x 1913¦ 600 x 750 x 1800¦ 1,100 x 500¦ 800 x 950 x 1800¦ ATS&AVR&DIST¦ BATTERY¦ 1000 x 950 x 1800¦ 1600 x 950 x 1800¦ 배선반(MDF)¦ 전송장비(ADM+MUX) ¦ 화상설비(CCTV) ¦ 방송설비(PA)¦ 전기시계설비(CLOCK) ¦ 종합무선 중계설비(복합통신)¦ 열차무선설비(SOR) ¦ 사령전화역장치¦ 대열차공간화상설비(지상)¦ 600 x 600 x 800¦ 600 x 750 x 2200¦ 행선안내¦ 1200x750x1000¦ 설비자동제어반¦ 화재탐지반¦ 조명제어반¦ CCTV 및 통신종합집중관리반¦ PSD 제어반¦ SMS¦ PRINTER¦ 종합집중관리 설비 콘솔1¦ 종합집중관리 설비 콘솔2¦ 1000x600x1600¦ 1800x600x1600¦ 600x600x1600¦ 2652x600x1600¦ 800x800x2000¦ 650x800x1000¦ 700x800x750¦ 600x600x1600¦ 600x600x1600¦ G¦ T¦ B¦ MDF¦ ADM¦ MUX¦ CCTV¦ PA¦ PA¦ CLOCK¦ 사령¦ 전화¦ CCTV¦ 복합¦ 통신¦ SOR¦ 대열차¦ 전송¦ DUCT (150x100)¦ Equipment Schedule¦ \pi49.321;{\C0;접지단자함}¦ L-C¦ 교통¦ 방송¦ OFD 랙¦ 기지국¦ 역사노드¦ 장치 랙¦ 백본 랙¦ OFD 랙¦ 기지국장치 랙¦ 역사노드백본 랙¦ 600x600x2200¦ 600x600x2200¦ 600x600x2200¦ 신설 TRAY (150x100)¦ 915정거장 통신기계실 기기배치도 및 바닥 TRAY 설치도¦ S = 1 / 100¦ 1/100¦ 국회의사당¦ 여의도¦ 샛강¦ TRAY 설치도¦ 915정거장 통신기계실 기기배치도 및 바닥¦ T¦ 9¦ 1¦ 0¦ 3¦ 0¦ 6¦ 6¦ 0¦ 0¦ 1¦ \A1;5,000¦ \A1;5,000¦ \A1;700¦
| 1단계_정거장 - 복사본 | 1단계_정거장 - 복사본 | 025. T7001034-008 918정거장 전화설비 지하2층 철거평면도 (2_2).dwg | \A1;26,150¦ \A1;11,300¦ \A1;3,550¦ \A1;11,300¦ \A1;9,600¦ \A1;56,250¦ \A1;3,750¦ \A1;7,500¦ \A1;7,500¦ \A1;5,000¦ \A1;5,000¦ \A1;5,000¦ \A1;5,000¦ \A1;5,000¦ \A1;5,000¦ \A1;5,000¦ \A1;5,000¦ \A1;5,000¦ \A1;5,000¦ \A1;5,000¦ \A1;5,000¦ \A1;5,000¦ \A1;5,000¦ \A1;5,000¦ \A1;5,000¦ \A1;42,500¦ \A1;200¦ MATCH LINE DWG No. "S1-TA-S18-DB-011-0"¦ 1. 음향유도기 전원은 전기콘센트를 이용한다.¦ NOTE¦ 2. 증폭기전원은 전기콘센트를 이용한다.¦ 3. 통신기계실 및 안전관리실 MAIN 분전반은 전기에서 설치한다.¦ KEY PLAN¦ Y00¦ Y01¦ Y02¦ Y-01¦ X15¦ X16¦ X17¦ X18¦ X19¦ X20¦ X21¦ X22¦ X23¦ X24¦ X25¦ X26¦ X27¦ X28¦ X29¦ X30¦ X31¦ X32¦ X33¦ Y03¦ 배수펌프실¦ (16) UTP Cat.5E 4Px1조 (승강장 INT)¦ (P20:200x200x100)¦ (16) UTP Cat.5E 4Px1조 (승강장 INT)¦ (P26:200x200x100)¦ 지하철 918정거장¦ 노량진¦ 노들¦ 중앙대입구¦ 1/400¦ 918정거장 전화설비 지하2층 철거평면도(2/2)¦ S = 1/400¦ 918정거장 전화설비 지하2층 철거평면도(2/2)¦ T¦ 7¦ 0¦ 0¦ 1¦ 0¦ 3¦ 4¦ 0¦ 0¦ 8¦ (기설활용)¦ P¦ INT¦
| 1단계_정거장 - 복사본 | 1단계_정거장 - 복사본 | 038. T4009934-001 919정거장 종합무선중계설비 지하1층 평면도.dwg | C¦ \A1;4,250¦ \A1;3,100¦ \A1;23,200¦ \A1;13,600¦ \A1;4,250¦ \A1;7,350¦ \A1;7,350¦ \A1;4,250¦ \A1;7,100¦ \A1;6,500¦ H¦ \A1;5,000¦ \A1;5,000¦ \A1;5,000¦ \A1;5,000¦ \A1;5,000¦ \A1;5,000¦ \A1;5,000¦ \A1;5,000¦ \A1;5,000¦ \A1;5,000¦ \A1;5,000¦ \A1;5,000¦ \A1;5,000¦ \A1;5,000¦ \A1;5,000¦ \A1;7,500¦ \A1;7,500¦ \A1;7,500¦ \A1;7,500¦ \A1;7,500¦ \A1;7,500¦ \A1;7,500¦ \A1;7,500¦ \A1;7,500¦ \A1;5,000¦ \A1;5,000¦ \A1;5,000¦ \A1;5,000¦ \A1;5,000¦ \A1;5,000¦ \A1;7,500¦ \A1;180,000¦ -¦ T¦ 0¦ 0¦ 0¦ 0¦ 0¦ 0¦ 0¦ 0¦ 0¦ 0¦ (54) SPARE (경찰통신)¦ D¦ (54)x2 SPARE (이동통신기계실)¦ (28) HFC-12D-FR (대합실 복합통신)¦ (54) SPARE (경찰통신)¦ C¦ (54)x2 SPARE (이동통신기계실)¦ (28) HFC-12D-FR (대합실 복합통신)¦ (28) HFC-12D-FR (콘솔내접속단자)¦ (54) SPARE (경찰통신)¦ A¦ (28) HFC-12D-FR (무선통신)¦ (28) HFC-12D-FR (대합실 복합통신)¦ (28) HFC-12D-FR (콘솔내접속단자)¦ B¦ (54) SPARE (경찰통신)¦ (28) HFC-12D-FR (대합실 복합통신)¦ (28) HFC-12D-FR (콘솔내접속단자)¦ 대합실¦ 안전관리실¦ 발매기실¦ 화 장 실¦ 비상전원실¦ 복 도¦ 용역원대기실¦ 통신기계실¦ 비품창고¦ CO2실¦ 공조기계실-1¦ 물탱크실¦ 전기실¦ 공조기계실-2¦ 편의점¦ 내부계단1¦ 내부계단2¦ 내부계단3¦ 내부계단4¦ 외부출입구1¦ 외부출입구2¦ 외부출입구3¦ 외부출입구4¦ 연결통로¦ UP¦ UP¦ UP¦ UP¦ UP¦ UP¦ 내부엘리베이터1¦ 내부엘리베이터2¦ 외부엘리베이터1¦ 외부엘리베이터2¦ DN¦ DN¦ DN¦ DN¦ OPEN¦ 이동통신기계실¦ 용역창고¦ Y00¦ Y01¦ Y02¦ Y03¦ Y04¦ Y05¦ Y06¦ 919 정거장¦ STA.21KM280.000¦ P¦ P¦ P¦ P¦ 2D¦ P¦ P¦ P¦ P¦ 종합무선중계장치¦ (P2:400x400x200)¦ (P1:300x300x200)¦ (P5:500x500x300)¦ (P8:500x500x300)¦ (P9:200x200x100)¦ (P11:400x400x200)¦ (P10:200x200x100)¦ (P12:300x300x200)¦ TO: 콘솔내접속단자¦ (28) HFC-12D-FR (대합실 복합통신)¦ (54)x2 SPARE (이동통신기계실)¦ (54) SPARE (경찰통신)¦ (54)x2 SPARE (이동통신기계실)¦ (54) SPARE (경찰통신)¦ HI-PVC 54㎜x3조¦ HFC-12D-FR (콘솔내 접속단자)¦ HFC-22D-FR (승강장 복합통신)¦ HFC-12D-FR (대합실 복합통신)¦ HFC-12D-FR (무선통신)¦ TRAY (600x150)¦ DOWN TO 통신기계실 ACCESS FLOOR¦ TRAY (900x150)¦ DOWN TO 지하 2층¦ HFC-22D-FR (승강장 복합통신)¦ HFC-22D-FR (승강장 복합통신)¦ HFC-12D-FR (대합실 복합통신)¦ (28) HFC-12D-FR (콘솔내접속단자)¦ A¦ D¦ C¦ B¦ P¦ P¦ (P4:500x500x300)¦ (P3:300x300x200)¦ (54)x2 SPARE (이동통신기계실)¦ DOWN TO 바닥¦ (54)x2 SPARE (이동통신기계실)¦ C¦ C¦ UTP 4Px2조(라디오송수신제어)¦ UTP 4Px1조(라디오송수신제어)¦ E¦ E¦ TRAY (900x150)¦ DOWN TO 지하 2층¦ UTP 4Px1조(라디오송수신제어)¦ (16) UTP 4Px1조(라디오송수신제어)¦ (16) UTP 4Px1조(라디오송수신제어)¦ (16) UTP 4Px1조(라디오송수신제어)¦ TO: 환기구¦ 무선통신단자함¦ H¦ 수공¦ P¦ P¦ P¦ P¦ (28) HFC-12D-FR (무선통신)¦ (28) HFC-12D-FR (무선통신)¦ 임대상가-1¦ 임대상가-2¦ 임대상가-3¦ X15¦ X14¦ X13¦ X12¦ X11¦ X10¦ X09¦ X08¦ X07¦ X06¦ X05¦ X04¦ X03¦ X02¦ X01¦ X00¦ X-1¦ X30¦ X29¦ X28¦ X27¦ X26¦ X25¦ X24¦ X23¦ X22¦ X21¦ X20¦ X19¦ X18¦ X17¦ X16¦ 2D¦ 2D¦ 2D¦ 2D¦ 3D¦ 2D¦ 2D¦ 2D¦ HFC-12D-FR (신설)¦ HFC-12D-FR (신설)¦ HFC-12D-FR (신설)¦ HFC-12D-FR (신설)¦ HFC-12D-FR (신설)¦ 2D¦ 3D¦ 919정거장 열차무선설비 지하1층 평면도¦ 919정거장 열차무선설비 지하1층 평면도¦ S = 1/600¦ 1/600¦ 노들¦ 중앙대입구¦ 동작¦ T¦ 4¦ 0¦ 0¦ 9¦ 9¦ 3¦ 4¦ 0¦ 0¦ 1¦ P¦ 2D¦
| 1단계_정거장 - 복사본 | 1단계_정거장 - 복사본 | 033. T7005034-004 905정거장 CCTV,TDI,시계설비 지하2층 신설평면도(2_2).dwg | P¦ G¦ KEY PLAN¦ \A1;81200¦ \A1;7880¦ \A1;8000¦ \A1;8000¦ \A1;7880¦ \A1;31760¦ \A1;7500¦ \A1;7500¦ \A1;7500¦ \A1;7500¦ \A1;7500¦ \A1;7500¦ \A1;7500¦ \A1;7500¦ \A1;7500¦ \A1;6850¦ \A1;6850¦ A¦ MATCH LINE DWG No. "S1-TA-S05-DB-019-1.dwg"¦ P-4¦ (P27:200x200x100) ¦ (P24:100x100x100)¦ (P26:100x100x100)¦ P-2¦ P-6¦ P-8¦ (P25:300x300x200)¦ 정차열차¦ UP¦ UP¦ UP¦ UP¦ 승 강 장¦ PSD 기계실¦ PSD 기계실¦ 승 강 장¦ X16¦ X17¦ X18¦ X19¦ X20¦ X21¦ X22¦ X23¦ X12¦ X13¦ X14¦ X15¦ 창 고¦ Y00¦ Y01¦ Y02¦ Y03¦ Y04¦ vmh¦ vmh¦ vmh¦ vmh¦ B¦ B¦ C¦ B¦ TRAY (600x150)¦ UP TO 지하1층¦ UP TO 지하1층¦ TRAY (600x150)¦ (16) UTP Cat.5E 4Px1조 (CAMERA) ¦ (22) UTP Cat.5E 4Px2조 (CAMERA) ¦ (16) UTP Cat.5E 4Px2조 (CAMERA) ¦ (16) UTP Cat.5E 4Px2조 (CAMERA) ¦ 모니터¦ 하행 승강장¦ (16) OF-SM-8Core(난연)x1조 (모니터)(신설)¦ OF-SM-8Core(난연)x1조 (모니터)(신설)¦ (16) OF-SM-8Core(난연)x1조 (모니터)(신설)¦ (28) FR-CV 3C/4.0㎟x1조 (모니터POWER)(신설) ¦ FR-CV 3C/4.0㎟x1조 (모니터POWER)(신설) ¦ (28) FR-CV 3C/4.0㎟x1조 (모니터POWER)(신설) ¦ FR-CV 3C/4.0㎟x2조 (TDI POWER)(기존활용) ¦ UL 2919-AMESB 24AWG 4Px2조 (TDI)(기존활용) ¦ FR-CV 3C/4.0㎟x2조 (TDI POWER)(기존활용) ¦ FR-CVVSB 6C/1.5㎟x2조 (TDI)(기존활용) ¦ UTP Cat.5E 4Px4조 (TDI)(기존활용) ¦ OF-MM-12Core(난연)x2조 (TDI)(기존활용) ¦ UTP Cat.5E 4Px4조 (TDI)(기존활용) ¦ OF-MM-12Core(난연)x2조 (TDI)(기존활용) ¦ (36) FR-CV 3C/4.0㎟x2조 (TDI POWER)(기존활용) ¦ (28) UL 2919-AMESB 24AWG 4Px2조 (TDI)(기존활용) ¦ (22) UTP Cat.5E 4Px4조 (TDI)(기존활용) ¦ (28)x2 OF-MM-12Core(난연)x1조x2 (TDI)(기존활용) ¦ A¦ (28) FR-CV 3C/4.0㎟x1조 (TDI POWER)(기존활용) ¦ (16) UL 2919-AMESB 24AWG 4Px1조 (TDI)(기존활용) ¦ (16) UTP Cat.5E 4Px2조 (TDI)(기존활용) ¦ (28) OF-MM-12Core(난연)x1조(TDI)(기존활용) ¦ C¦ (36) FR-CV 3C/4.0㎟x2조 (TDI POWER)(기존활용) ¦ (28) UL 2919-AMESB 24AWG 4Px2조 (TDI)(기존활용) ¦ (22) UTP Cat.5E 4Px4조 (TDI)(기존활용) ¦ (28)x2 OF-MM-12Core(난연)x1조x2 (TDI)(기존활용) ¦ (P28:200x200x100)¦ (16) OF-SM-8C(난연)x1조(CAMERA) ¦ (16) FR-CV 3C/4.0㎟x1조(CAMERA) ¦ (16) OF-SM-8C(난연)x1조(CAMERA) ¦ (16) FR-CV 3C/4.0㎟x1조(CAMERA) ¦ (16) OF-SM-8C(난연)x1조(CAMERA) ¦ (16) FR-CV 3C/4.0㎟x1조(CAMERA) ¦ OF-SM-8C(난연)x1조(CAMERA) ¦ FR-CV 3C/4.0㎟x2조(CAMERA) ¦ OF-SM-8C(난연)x1조(CAMERA) ¦ FR-CV 3C/4.0㎟x2조(CAMERA) ¦ 지하철 905정거장¦ 신방화¦ 마곡나루¦ 양천향교¦ 1/400¦ S = 1 / 400¦ 905정거장 CCTV,TDI,시계설비 지하2층 신설평면도(2/2)¦ 905정거장 CCTV,TDI,시계설비 지하2층¦ 신설평면도(2/2)¦ T¦ 7¦ 0¦ 0¦ 5¦ 0¦ 3¦ 4¦ 0¦ 0¦ 4¦ CCTV(기존동축활용)¦ P¦
| 1단계_정거장 - 복사본 | 1단계_정거장 - 복사본 | 052. T9103066-002 915정거장 안전관리실 기기배치도 및 바닥 TRAY 설치도.dwg | \A1;4,825¦ \A1;7,575¦ \A1;12,400¦ \A1;700¦ \A1;1,179¦ \A1;650¦ \A1;818¦ \A1;577¦ \A1;800¦ \A1;800¦ \A1;640¦ \A1;4,825¦ \A1;7,575¦ \A1;12,400¦ \A1;4,100¦ \A1;831¦ \A1;3,501¦ \A1;308¦ \A1;747¦ TRAY 설치도¦ 906정거장 안전관리실 기기배치도 및 바닥¦ -¦ T¦ 0¦ 0¦ 0¦ 0¦ 0¦ 0¦ 0¦ 0¦ 0¦ 0¦ 안전관리실¦ X21¦ Y03¦ Y04¦ 행선안내¦ 행선안내¦ SMS¦ PRINTER¦ PSD 제어반¦ 설비자동¦ 화재탐지반¦ 조명제어반¦ CCTV 및¦ 종합집중관리¦ 설비 콘솔1¦ 제어반¦ 통신종합¦ 집중관리반¦ 종합집중관리¦ 설비 콘솔2¦ TRAY (W300xH100)¦ \pi127.93;{\C0;L-AFC}¦ \pi17.324;{\C0;AFC GATE용}¦ \pi24.66;{\C0;접지단자함}¦ \pi81.498;{\C0;UTP 50P}¦ \pi81.498;{\C0;UTP 25P}¦ (28)x6¦ (28)x6¦ (28)x3¦ 안전관리실¦ X21¦ Y03¦ Y04¦ 행선안내¦ 행선안내¦ SMS¦ PRINTER¦ PSD 제어반¦ 설비자동¦ 화재탐지반¦ 조명제어반¦ CCTV 및¦ 종합집중관리¦ 설비 콘솔1¦ 제어반¦ 통신종합¦ 집중관리반¦ 종합집중관리¦ 설비 콘솔2¦ \A1;700¦ \A1;1,150¦ \A1;700¦ \A1;800¦ TRAY (W300xH100)¦ \pi165.07;{\C0;L-AFC-1}¦ \pi34.647;{\C0;AFC GATE용}¦ \A1;600¦ Equipment Schedule¦ 1¦ 번 호¦ 장 비 명¦ 규 격 (W x D x H)¦ 행선안내¦ 1200x750x1000¦ 설비자동제어반¦ 화재탐지반¦ 조명제어반¦ CCTV 및 통신종합집중관리반¦ PSD 제어반¦ SMS¦ PRINTER¦ 종합집중관리 설비 콘솔1¦ 종합집중관리 설비 콘솔2¦ 1000x600x1600¦ 1800x600x1800¦ 864x600x2304¦ 2652x600x1600¦ 800x800x2000¦ 650x800x1000¦ 700x800x750¦ 600x600x1600¦ 600x600x1600¦ 6¦ 5¦ 4¦ 3¦ 2¦ 10¦ 9¦ 8¦ 7¦ \pi49.321;{\C0;접지단자함}¦ \pi163;{\C0;UTP 50P}¦ \pi163;{\C0;UTP 25P}¦ (28)x6¦ (28)x6¦ (28)x3¦ 축척 - 2배확대¦ \pi151.86;{\C0;L-AFC-3}¦ (LSE 2)¦ (LSE 1)¦ \A1;500¦ 915정거장 안전관리실 기기배치도 및 바닥 TRAY 설치도¦ S = 1/50¦ 1/50¦ 지하철 915정거장¦ 국회의사당¦ 여의도¦ 샛강¦ TRAY 설치도¦ 915정거장 안전관리실 기기배치도 및 바닥¦ 9¦ 1¦ 0¦ 3¦ 0¦ 6¦ 6¦ 0¦ 0¦ 2¦ T¦ \A1;4,100¦
| 1단계_정거장 - 복사본 | 1단계_정거장 - 복사본 | 012. T1001026-008 918정거장 AFC SYSTEM DIAGRAM (철거).dwg | ATVM¦ ATVM¦ 02¦ 01¦ L-AFC-1-분전반¦ 통신기계실¦ MAIN POWER¦ 접지단자함¦ AGM6¦ [ 비상게이트 ]¦ AGM8¦ AGM8¦ 08¦ 09¦ 11¦ CONTROL¦ EM.GATE¦ BOX¦ 안전관리실¦ BOX¦ DPC¦ COM¦ INTER¦ COMMS¦ S/W HUB¦ 화재¦ 수신반¦ 통로안내표시기¦ AAM¦ 01¦ 주제어장치¦ D/I MUX¦ I/F¦ S/W HUB¦ AIS¦ SMS¦ 05¦ AGM10¦ AGM6¦ [ 비상게이트 ]¦ AGM8¦ AGM8¦ 01¦ 02¦ 03¦ AIM¦ Cross Cable¦ 12¦ AGM10¦ Cross Cable¦ AIM¦ 발매기실¦ 접지단자함¦ S/W HUB¦ ATVM¦ ATVM¦ 04¦ 03¦ AAM¦ 02¦ Cross Cable¦ Cross Cable¦ Cross Cable¦ Cross Cable¦ 접지단자함¦ MAIN¦ 변전실¦ GROUND¦ (공통)¦ AGM8¦ 10¦ Cross Cable¦ Cross Cable¦ AGM8¦ 04¦ Cross Cable¦ NO.07 (AGM10)¦ H U B¦ NO.12 (AGM10)¦ H U B¦ 06¦ AGM11¦ 07¦ AGM12¦ 13¦ AGM11¦ 14¦ AGM12¦ 분전반~AAM, AGM, SMS, ATVM, AIM¦ : IN USE¦ 접지반~AAM, AGM, SMS, ATVM¦ EM. GATE¦ MAIN GROUND¦ INTERCOM~ATVM, AAM¦ SMS(S/W HUB)~TOM, AGM, ATVM¦ D/I MUX(ROUTER)~SMS(S/W HUB)¦ NOTE¦ 화재수신반~DPC BOX¦ I/F¦ DPC¦ DPC SW~AGM(DPC)¦ : FR-CV 3C/4.0㎟¦ : F-GV 4.0㎟¦ : FR-CV 2C/4.0㎟¦ : F-GV 50㎟¦ : CPEV 0.65/5P, STP Cat.5E 4P¦ : STP Cat.5E 4Px1조¦ : STP Cat.5E 4Px1조¦ : CPEV 0.9x5P¦ : Interface Unit¦ : Direct Power Control¦ : FR-CVVS 4C/2.5㎟¦ INTERCOM~EM.GATE¦ : UTP Cat.5E 4P¦ AIS~AIM¦ : OF-SM-2Core¦ : UTP Cat.5E 4P¦ AIS~AIM¦ 환급기¦ 01¦ 환급기¦ 02¦ Cross Cable¦ 918정거장 AFC SYSTEM DIAGRAM (철거)¦ 918정거장 AFC SYSTEM DIAGRAM (철거)¦ S = NONE¦ NONE¦ 지하철 918정거장¦ 노량진¦ 노들¦ 중앙대입구¦ 8¦ 0¦ 0¦ T¦ 1¦ 0¦ 0¦ 1¦ 0¦ 2¦ 6¦
| 1단계_정거장 - 복사본 | 1단계_정거장 - 복사본 | 026. T7003034-001 919정거장 방송설비 지하1층 신설평면도 (1_2).dwg | PA AMP¦ \A1;4,250¦ \A1;3,100¦ \A1;23,200¦ \A1;13,600¦ \A1;4,250¦ \A1;7,350¦ \A1;7,350¦ \A1;4,250¦ \A1;7,100¦ \A1;6,500¦ \A1;5,000¦ \A1;5,000¦ \A1;5,000¦ \A1;5,000¦ \A1;5,000¦ \A1;5,000¦ \A1;5,000¦ \A1;5,000¦ \A1;5,000¦ \A1;5,000¦ \A1;5,000¦ \A1;5,000¦ \A1;5,000¦ \A1;5,000¦ \A1;5,000¦ \A1;7,500¦ \A1;3,750¦ \A1;86,250¦ S = 1 / 400¦ 903정거장 방송설비 지하1층 신설평면도(2/2)¦ 1/400¦ 904정거장 방송설비 지하1층 신설평면도 (1/2)¦ 0¦ 0¦ 0¦ -¦ 0¦ 0¦ 0¦ 0¦ (기설활용)¦ -¦ T¦ 7¦ 0¦ 0¦ 3¦ 0¦ 3¦ 4¦ 0¦ 1¦ 6¦ 각도 : 1.5˚¦ : (16) HIV 1.5㎟x2조¦ NOTE¦ : (16) HIV 1.5㎟x5조¦ : (16) HIV 1.5㎟x6조¦ : (22) HIV 1.5㎟x7조¦ : (22) HIV 1.5㎟x8조¦ : (22) HIV 1.5㎟x10조¦ : (16) HIV 1.5㎟x4조¦ : (16) HIV 1.5㎟x3조¦ (16) HIV 1.5㎟x4조 (승강장 SP)¦ B¦ A¦ (16) UTP Cat.5E 4Px1조 (화재탐지용)¦ (16) HIV 1.5㎟x4조 (승강장 SP)¦ KEY PLAN¦ X15¦ X14¦ X13¦ X12¦ X11¦ X10¦ X09¦ X08¦ X07¦ X06¦ X05¦ X04¦ X03¦ X02¦ X01¦ X00¦ X-1¦ Y00¦ Y01¦ Y02¦ Y03¦ Y04¦ Y05¦ Y06¦ MATCH LINE DWG No. "S1-TA-S19-DB-014-0"¦ HIV 1.5㎟x4조 (승강장 SP)¦ TRAY (900x150)¦ DOWN TO 통신기계실 ACCESS FLOOR¦ HIV 1.5㎟x4조 (승강장 SP)¦ TRAY (900x150)¦ DOWN TO 지하2층¦ A¦ B¦ A¦ 방송단자함¦ [10P]¦ (P1:200x200x100)¦ (P2:200x200x100)¦ (P4:200x200x100)¦ (P3:100x100x100)¦ DOWN TO 지하2층¦ HIV 1.5㎟x4조 (승강장 SP)¦ TRAY (900x150)¦ UTP Cat.5E 4Px1조 (화재탐지용)¦ 비상전원실¦ 복 도¦ 용역원대기실¦ 통신기계실¦ 비품창고¦ CO2실¦ 공조기계실-1¦ 물탱크실¦ 전기실¦ 내부계단1¦ 내부계단4¦ 내부엘리베이터1¦ 내부엘리베이터2¦ DN¦ DN¦ 이동통신기계실¦ 용역창고¦ UL 2464-AMESB 24AWG 16Cx2조 (PA)¦ UL 2464-AMESB 24AWG 4Cx1조 (PA)¦ CPEV 0.9/5Px1조 (PA)¦ (22) UL 2464-AMESB 24AWG 16Cx2조 (PA)¦ (22) UL 2464-AMESB 24AWG 4Cx1조 (PA)¦ (16) CPEV 0.9/5Px1조 (PA)¦ (16) UTP Cat.5E 4Px1조 (자동방송, 근접화재)¦ UTP Cat.5E 4Px1조 (자동방송, 근접화재)¦ C¦ C¦ (16) UTP Cat.5E 4Px1조 (화재탐지용)¦ (22) UL 2464-AMESB 24AWG 16Cx2조 (PA)¦ (22) UL 2464-AMESB 24AWG 4Cx1조 (PA)¦ (16) CPEV 0.9/5Px1조 (PA)¦ (16) UTP Cat.5E 4Px1조 (자동방송, 근접화재)¦ 벽부형 스피커 이동¦ 벽부형 3W : 5 EA¦ 천정형 3W : 13 EA¦ 지하철 919정거장¦ 노들¦ 중앙대입구¦ 동작¦ S = 1 / 400¦ 919정거장 방송설비 지하1층 신설평면도(1/2)¦ 1/400¦ 919정거장 방송설비 지하1층 신설평면도 (1/2)¦ (기설활용)¦ T¦ 7¦ 0¦ 0¦ 3¦ 0¦ 3¦ 4¦ 0¦ 0¦ 1¦ P¦
| 1단계_정거장 - 복사본 | 1단계_정거장 - 복사본 | 093. T7001034-036 차량기지 부속동 구내통신설비 & 방송설비 신설평면도 (모타카고).dwg | H¦ \A1;4,500¦ \A1;6,000¦ \A1;6,000¦ \A1;6,000¦ \A1;22,500¦ \A1;3,000¦ \A1;3,000¦ \A1;3,000¦ \A1;3,000¦ \A1;3,000¦ \A1;3,000¦ \A1;3,300¦ \A1;50,000¦ \A1;3,400¦ \A1;3,300¦ \A1;3,300¦ \A1;3,400¦ \A1;3,300¦ \A1;3,300¦ \A1;3,400¦ \A1;3,300¦ \A1;3,300¦ \A1;3,400¦ \A1;3,300¦ \A1;3,300¦ \A1;3,400¦ \A1;3,300¦ \A1;5,000¦ \A1;5,000¦ \A1;1,000¦ \A1;2,000¦ \A1;1,000¦ \A1;2,000¦ \A1;1,000¦ \A1;2,000¦ \A1;2,000¦ \A1;2,000¦ \A1;1,000¦ \A1;2,000¦ \A1;1,000¦ \A1;2,000¦ \A1;2,000¦ \A1;2,000¦ \A1;1,000¦ \A1;2,000¦ \A1;1,000¦ \A1;2,000¦ \A1;2,000¦ \A1;2,000¦ \A1;1,000¦ \A1;2,000¦ \A1;1,000¦ \A1;2,000¦ \A1;2,000¦ \A1;2,000¦ \A1;1,000¦ \A1;2,000¦ \A1;1,000¦ \A1;2,000¦ \A1;1,000¦ 수3-4¦ [UTP 50P] ¦ [10P]¦ F/S (JF) 0.65x12P(50%차폐)x2조 (자동일상검사장치실, 차체자동세척고)¦ F/S (JF) 0.65x50P(50%차폐)x1조¦ FR-CVVSB 3C/2.5㎟x1조 (SP)¦ [OUTLET] ¦ : (16) HIV 1.5㎟x2조¦ NOTE¦ : (16) HIV 1.5㎟x4조¦ : (16) HIV 1.5㎟x3조¦ x2¦ COD 100mmx1조 (28mmx4조)¦ FC 100mmx1조¦ FC 50mmx2조¦ FC 100mmx1조 (SPARE)¦ Y01¦ Y02¦ Y03¦ Y04¦ Y05¦ X01¦ X02¦ X03¦ X04¦ X05¦ X06¦ X07¦ X08¦ X09¦ X10¦ X11¦ X12¦ X13¦ X14¦ X15¦ 모타카실¦ DN.¦ DN.¦ DN.¦ PIT¦ 철제전동셔터¦ DN.¦ X16¦ 맨홀(600x600XH=600) - 2EA¦ 철제전동셔터¦ 철제전동셔터¦ DN.¦ PIT¦ 트랜치(200x200)¦ PIT¦ 트랜치(200x200)¦ DN.¦ 토목폐수관로에 연결¦ 건축¦ 토목¦ 토목폐수관로에 연결¦ %%248250 콘크리트흄관¦ 콘크리트 흄관(폐수)매설¦ 트렌치설치 (200X200)¦ 아연도 용융 그레이팅230X1000 @1000 평강 45X5¦ (모타카선-2)¦ (모타카선-2)¦ (모타카선-2)¦ (모타카선-1)¦ (장비유치선)¦ (건축공사)¦ 궤도기초 연장¦ 어프로치 슬라브 설치구간¦ (건축공사)¦ 모터카고¦ 유류고¦ 창 고¦ 철제전동셔터¦ 철제전동셔터¦ 모니터개폐기 by 전기¦ 495¦ 신호창고¦ 전차선/전기창고¦ 트렌치 (W=200)¦ TYPE-A¦ 트렌치 (W=200)¦ TYPE-A¦ DN.¦ [OUTLET]¦ 1.2¦ 차량기지 부속동 구내통신설비 신설평면도 ¦ 차량기지 부속동 구내통신설비 신설평면도 (모타카고)¦ S = 1/200¦ 1/200¦ 차량기지¦ 차량기지¦ (모타카고)¦ T¦ 7¦ 0¦ 0¦ 1¦ 0¦ 3¦ 4¦ 0¦ 3¦ 6¦
| 1단계_정거장 - 복사본 | 1단계_정거장 - 복사본 | 016. T1001026-012 903정거장 출입통제설비 CABLE WIRING DIAGRAM (철거).dwg | 통신기계실¦ ELE-4 (대합실)¦ ELE-3 (대합실)¦ ELE-2 (지상층)¦ ELE-1 (대합실)¦ ELE-5 (승강장)¦ ELE-6 (승강장)¦ ES-1 (외부계단출입구)¦ ES-2 (외부계단출입구)¦ ES-3 (외부계단출입구)¦ ES-4 (외부계단출입구)¦ ES-5 (지하1층)¦ ES-6 (지하1층)¦ ES-7 (지하3층)¦ T-1 (화장실.여)¦ P-1 (승강장)¦ P-2 (승강장)¦ P-4 (승강장)¦ P-5 (승강장)¦ AGM-1 (대합실)¦ C-1 ( (대합실)¦ COMM-1 (통신기계실)¦ 안전관리실¦ 편의점¦ 대합실¦ ELEC-2 (전기실)¦ ES-8 (지하3층)¦ P-3 (승강장)¦ P-6 (승강장)¦ 용역원대기실¦ 출입¦ 통제¦ 시스템¦ (ACU)¦ C/R¦ C/R¦ C/R¦ UTP Cat.5E 4Px10조¦ ES-9 (대합실 지하3층)¦ ES-10 (대합실 지하3층)¦ ES-11 (대합실 지하3층)¦ ES-12 (대합실 지하3층)¦ ELEC-1(변전실)¦ 운영원대기실¦ 발매기실¦ C/R¦ C/R¦ ATVM-1 (대합실)¦ 903정거장 출입통제설비 CABLE WIRING DIAGRAM (철거)¦ S = NONE¦ AGM-2 (대합실)¦ 903정거장 출입통제설비 CABLE WIRING DIAGRAM (철거)¦ NONE¦ 지하철 903정거장¦ 김포공항¦ 공항시장¦ 신방화¦ T¦ 1¦ 0¦ 0¦ 1¦ 0¦ 2¦ 6¦ 2¦ 0¦ 1¦
| 1단계_정거장 - 복사본 | 1단계_정거장 - 복사본 | 040~042. T4009934-001~003 차량기지구내 열차무선설비(1~3).dwg | 916정거장 열차무선설비 지하1층 평면도¦ -¦ T¦ 0¦ 0¦ 0¦ 0¦ 0¦ 0¦ 0¦ 0¦ 0¦ 0¦ H¦ H¦ H¦ H¦ H¦ H¦ H¦ M¦ 서울특별시 도시기반시설본부 도시철도국¦ Seoul Metropolitan Infrastructure Headquarters Rapid Transit Bureau¦ 감 ¦ 설 ¦ 도면번호¦ -¦ -¦ -¦ 축 척¦ 도 면 명 :¦ (주) 수 성 엔 지 니 어 링¦ 계¦ 리¦ 특 기 사 항¦ 책임감리원¦ 현장대리인¦ 책¦ 담¦ 임¦ 당¦ H¦ H¦ H¦ H¦ H¦ H¦ H¦ H¦ H¦ H¦ H¦ H¦ H¦ H¦ M¦ M¦ H¦ H¦ M¦ M¦ H¦ H¦ M¦ M¦ M¦ M¦ H¦ H¦ H¦ H¦ H¦ H¦ H¦ NONE¦ DU 구성도¦ S = NONE¦ 916정거장 열차무선설비 지하1층 평면도¦ S = 1 / 600¦ 차량기지구내 열차무선설비[1/3]¦ T¦ 4¦ 0¦ 0¦ 9¦ 9¦ 3¦ 4¦ 0¦ 0¦ 1¦ 1/2,000¦ 차량기지구내 열차무선설비[1/3]¦ S = 1/2,000¦ 차량기지구내 열차무선설비[2/3]¦ 1/2,000¦ 차량기지구내 열차무선설비[2/3]¦ S = 1/2,000¦ T¦ 4¦ 0¦ 0¦ 9¦ 9¦ 3¦ 4¦ 0¦ 0¦ 2¦ 차량기지구내 종합무선중계설비[1/3]¦ NONE¦ 차량기지구내 종합무선중계설비[1/3]¦ S = NONE¦ 차량기지구내 종합무선중계설비[2/3]¦ NONE¦ 차량기지구내 종합무선중계설비[2/3]¦ S = NONE¦ 차량기지¦ ¦ N¦ UP¦ UP¦ DU 구성도¦ NONE¦ DU 구성도¦ S = NONE¦ 3D¦ 0¦ 0¦ 4¦ 0¦ 0¦ 0¦ 0¦ 0¦ 9¦ 3¦ w¦ 차량기지¦ 차량기지¦ NONE¦ 수1¦ 차체자동세척고 CA)¦ 차체자동세척고 CA POWER)¦ OF-MM-4Corex4조 (외곽CA#14,15,차량입환#2,¦ FR-CV 3C/6.0㎟x4조 (외곽CA#14,15,차량입환#2,¦ 차체자동세척고 CA)¦ 차체자동세척고 CA POWER)¦ OF-MM-4Corex4조 (외곽CA#14,15,차량입환#2,¦ FR-CV 3C/6.0㎟x4조 (외곽CA#14,15,차량입환#2,¦ 수1¦ TRAY W300¦ OF-SM-46Corex1조 (본선) ¦ OF-SM-46Corex1조 (본선) ¦ OF-SM-46Corex1조 (본선) ¦ OF-SM-46Corex1조 (본선) ¦ OF-SM-46Corex1조 (본선) ¦ OF-SM-46Corex1조 (본선) ¦ OF-SM-46Corex1조 (본선) ¦ 수1¦ 수1¦ 수1¦ 수1¦ FC 100mmx2조¦ 직4-7¦ 직4-5¦ 차량기지구내 통신관로 및 케이블 포설도¦ (64m)¦ (16m)¦ (48m)¦ COD 100mmx4조 (28mmx4조x4)¦ COD 100mmx2조 (28mmx4조x2)¦ COD 100mmx1조 (28mmx4조)¦ COD 100mmx1조 (28mmx4조)¦ COD 100mmx1조 (28mmx4조)¦ COD 100mmx1조 (28mmx4조)¦ COD 100mmx2조 (28mmx4조x2)¦ COD 100mmx2조 (28mmx4조x2)¦ COD 100mmx2조 (28mmx4조x2)¦ COD 100mmx1조 (28mmx4조)¦ 수3-15¦ (43m)¦ (21m)¦ 차량기지구내 통신관로 및 케이블 포설도¦ (53m)¦ (161m)¦ (18m)¦ 수1-14-1¦ (52m)¦ F/S (JF) 0.65x12P (50%차폐)x1조¦ FC 50mm1조¦ FC 50mm1조¦ FC 100mmx1조 (SPARE)¦ FR-CVVSB 3C/2.5㎟x1조 (SP)¦ (64m)¦ COD 100mmx1조 (28mmx4조)¦ FR-CV 3C/6.0㎟x2조 (외곽CA#1,차량입환#1 CA POWER)¦ OF-MM-4Corex2조 (외곽CA#1,차량입환#1 CA)¦ 수1-5¦ (29m)¦ 주출입구¦ 1+100¦ 보선작업장&자재적치장¦ 폐 수¦ 세 척 고¦ 검사장치실¦ L=23.5M¦ 901정거장 울타리-2¦ 차륜전삭고¦ 변전소¦ 종합관리 및¦ 유량계실¦ 상 수 도¦ 검 사 고¦ 주 공 장¦ 경 계 용¦ L=202.2M¦ 울타리-3¦ L=3,197.8M¦ 경계용 울타리-1¦ L=916.2M¦ 시운전선 울타리¦ 폐수집수정¦ 오수펌프장¦ 주차16대¦ PARKING AREA¦ 유류고¦ 분철창고¦ 재활용집하장¦ 경비실(후문)¦ 시험동¦ 공동구¦ 600¦ 700¦ 500¦ 자동일상¦ 차체자동¦ 종합창고¦ 복지후생동¦ 주 공 장¦ 기취고¦ 인상선¦ 건널선 7¦ 건널선 6¦ 건널선 5¦ 건널선 4¦ 건널선 3¦ 건널선 2¦ 1대¦ 주차¦ 본선출고선¦ EP¦ BP¦ 0+000¦ 0+000¦ 1+000¦ BP¦ 1+700¦ 1+600¦ 1+500¦ 1+400¦ 1+200¦ 1+000¦ 0+900¦ 0+800¦ 0+700¦ 0+600¦ 0+300¦ 0+200¦ 0+100¦ 0+000¦ 0+200¦ 1+100¦ BP¦ 0+000¦ 100¦ 200¦ 000¦ BP¦ 100¦ 200¦ 400¦ 300¦ 500¦ 600¦ 700¦ 800¦ 900¦ BP¦ 0+000¦ EP¦ 복토¦ 2.80¦ IL ¦ 2.80¦ HUME PIPE¦ 0.5¦ 0.5¦ 0.5¦ 0.5¦ IL=4.85¦ Φ900관저고¦ IL=5.57¦ Φ900관저고¦ IL=6.10¦ Φ900관저고¦ Φ900관저고¦ CON'C¦ B.M 11-02-00-00¦ 10.349¦ 14.902¦ 비포장도로¦ 비포장도로¦ 비포장 도로¦ 교¦ 교¦ 교¦ VH¦ VH¦ VH¦ VH¦ A.S.P¦ A.S.P¦ CON'C¦ CON'C¦ CON'C¦ 13.80¦ 13.67¦ 13.76¦ 13.81¦ 13.69¦ 14.00¦ 13.77¦ 14.18¦ 14.07¦ 14.01¦ 23.93¦ 23.81¦ 14.06¦ 14.89¦ 14.84¦ 14.74¦ 14.92¦ 15.23¦ 15.13¦ 9.63¦ 9.43¦ 9.33¦ 18.59¦ 18.58¦ 18.58¦ 18.58¦ 18.57¦ 18.45¦ 18.46¦ 18.45¦ 8.63¦ 9.55¦ 9.52¦ 8.10¦ 4.65¦ 4.75¦ 8.88¦ 8.10¦ 8.01¦ 17.67¦ 7.51¦ 7.12¦ 16.14¦ 7.80¦ 5.26¦ 6.31¦ 8.17¦ 8.35¦ 8.72¦ 9.06¦ 6.69¦ 9.54¦ 9.43¦ 9.42¦ 9.22¦ 9.24¦ 9.21¦ 9.14¦ 5.39¦ 9.17¦ 5.65¦ 8.71¦ 8.96¦ 5.63¦ 9.66¦ 9.68¦ 10.12¦ 7.54¦ 7.08¦ 5.18¦ 9.63¦ 9.86¦ 9.89¦ 8.55¦ 9.31¦ 8.46¦ 8.59¦ 8.03¦ 7.97¦ 9.29¦ 8.96¦ 8.53¦ 8.08¦ 8.02¦ 8.69¦ 8.73¦ 8.26¦ 8.15¦ 8.69¦ 23.174¦ 13.94¦ 13.69¦ 13.49¦ 13.20¦ 6.61¦ 6.51¦ 6.51¦ 6.86¦ 7.06¦ 7.00¦ 6.95¦ 7.35¦ 6.97¦ 7.17¦ 7.16¦ 6.99¦ 6.91¦ 6.62¦ 6.04¦ 6.00¦ 6.04¦ 5.96¦ 5.87¦ 7.39¦ 7.55¦ 13.17¦ 5.50¦ 5.94¦ 5.76¦ 6.09¦ 7.62¦ 7.73¦ 6.23¦ 6.44¦ 7.95¦ 8.04¦ 5.34¦ 6.02 ¦ 5.95 ¦ 5.57¦ 7.05¦ 7.00¦ 6.64¦ 6.61¦ 5.79¦ 7.95¦ 6.97¦ 6.24¦ 6.00¦ 5.80¦ 6.14¦ 1.03¦ 5.63¦ 6.12¦ 5.18¦ 6.22¦ 9.46¦ 9.52¦ 9.24¦ 9.46¦ 9.57¦ 9.63¦ 9.24¦ 6.11¦ 8.12¦ 6.64¦ 5.90¦ 6.04¦ 9.57¦ 5.93¦ 9.55¦ 5.93¦ 7.91¦ 5.75¦ 6.40¦ 9.33¦ 5.85¦ 6.05¦ 6.44¦ 5.99¦ 9.08¦ 5.95¦ 9.47¦ 5.92¦ 8.93¦ 9.28¦ 5.57¦ 5.25¦ 5.41¦ 5.36¦ 7.04¦ 6.85¦ 6.02¦ 7.08¦ 7.03¦ 7.03¦ 8.32¦ 5.87¦ 7.06¦ 5.48¦ 5.56¦ 7.45¦ 6.24¦ 7.22¦ 7.72¦ 5.95¦ 7.55¦ 6.42¦ 7.02¦ 6.33¦ 6.62¦ 5.72¦ 6.61¦ 7.35¦ 7.24¦ 7.45¦ 6.81¦ 7.33¦ 7.50¦ 6.27¦ 7.10¦ 6.28¦ 6.60¦ 7.02¦ 7.49¦ 6.24¦ 7.46¦ 7.55¦ 6.10¦ 7.57¦ 6.07¦ 6.00¦ 6.92¦ 6.01¦ 4.26¦ 5.52¦ 5.12¦ 7.14¦ 4.61¦ 6.81¦ 7.65¦ 7.27¦ 7.33¦ 5.88¦ 7.52¦ 14.11¦ 5.78¦ 8.00¦ 4.97¦ 14.91¦ 8.50¦ 7.06¦ 5.11¦ 8.66¦ IL=5.11¦ 8.57¦ 7.16¦ 8.53¦ 7.13¦ 8.66¦ 5.38¦ 1.18¦ 8.10¦ 6.88¦ 7.96¦ 6.74¦ 5.69¦ 3.72¦ 6.23¦ 5.64¦ 8.18¦ 8.31¦ 8.07¦ 5.96¦ 5.71¦ 5.69¦ 5.17¦ 5.12¦ 5.12¦ 5.47¦ 9.21¦ T2-2 ¦ E¦ E¦ #4¦ 00.00¦ 오¦ 9.0¦ 9.2¦ 9.30¦ 4.68¦ 9.2¦ ㅎ¦ ㅊ¦ 9.40¦ 9.30¦ 9.2¦ H¦ B¦ 비포장도로¦ 14.911¦ 13.638¦ 14.650¦ 8.13¦ 7.99¦ 8.021¦ 8.15¦ 8.138¦ 7.97¦ 7.93¦ 7.73¦ 7.62¦ 6.702¦ 6.823¦ 8.351¦ 9.142¦ 9.223¦ 8.867¦ 0.88¦ 8.389¦ 8.474¦ 8.412¦ 8.410¦ 8.540¦ 8.553¦ 8.604¦ 8.640¦ 15.126¦ 14.934¦ 14.650¦ 14.875¦ 14.703¦ 15.626¦ 14.521¦ 4.69¦ 14.914¦ H¦ B¦ 4.68¦ 9.4¦ 9.30¦ 9.2¦ 9.2¦ 9.2¦ 9.30¦ 오¦ 9.0¦ ㅊ¦ ㅎ¦ 9.40¦ E¦ E¦ CP32¦ 9.010¦ I.P¦ R=110¦ 보관소¦ 처리장¦ 주차207대¦ PARKING AREA¦ 농구장¦ 루 프 선¦ 인상선-1 ¦ 전삭고선¦ 기취선 PIT¦ F10¦ 족구장¦ 조 경¦ 테니스장¦ MAIN ENT.¦ 경비실(정문)¦ 모타카고¦ 차량반입선¦ 시 운 전 선¦ 입고선 614.62¦ 출고선 684.85¦ 루 프 선¦ 김포읍¦ (40M)¦ 개화로¦ 동 부 간 선 수 로(Stream)¦ FC 100mmx1조 (SPARE)¦ FC 50mmx2조¦ COD 100mmx2조 (28mmx4조x2)¦ FR-CVVSB 3C/2.5㎟x2조 (SP)¦ F/S(J.F) 0.65x12P(50%차폐)x2조 (자동일상검사 장치실,차체자동세척고)¦ C¦ FC 100mmx1조 (SPARE)¦ FC 50mmx1조¦ COD 100mmx1조 (28mmx4조)¦ COD 100mmx1조 (28mmx4조)¦ FR-CV 3C/6.0㎟x1조 (차체자동세척고 CA POWER)¦ FR-CVVSB 3C/2.5㎟x1조 (SP)¦ F/S(J.F) 0.65x12P(50%차폐)x1조 (차체자동세척고)¦ OF-MM-4Corex1조 (차체자동세척고 CA)¦ 외곽CA#7¦ (114m)¦ (42m)¦ 수3-14¦ C¦ (84m)¦ (30m)¦ B¦ 수3-3¦ FR-CV 2C/4.0㎟x3조 (TV AMP POWER)¦ FR-CV 2C/4.0㎟x3조 (TV AMP POWER)¦ FR-CV 2C/4.0㎟x2조 (TV AMP POWER)¦ FR-CV 2C/4.0㎟x2조 (TV AMP POWER)¦ FR-CV 2C/4.0㎟x1조 (TV AMP POWER)¦ 외곽CA#9¦ 외곽CA#8¦ 외곽CA#12¦ 유치선#3¦ 외곽CA#13¦ 외곽CA#11¦ 외곽CA#1¦ 외곽CA#14¦ 유치선#1¦ 외곽CA#15¦ 차량입환#2¦ 차량입환#1¦ 인상선#1¦ 외곽CA#6¦ FR-CVVSB 10C/1.5㎟x1조 (외곽CA#10 제어)¦ COD 100mmx1조 (28mmx4조)¦ COD 100mmx1조 (28mmx4조)¦ FC 100mmx1조 (SPARE)¦ 10C-HFBTx1조 (경비실(정문) TV)¦ FC 50mmx1조¦ COD 100mmx4조 (28mmx4조x4)¦ COD 100mmx2조 (28mmx4조x2)¦ COD 100mmx3조 (28mmx4조x3)¦ FC 100mmx1조 (SPARE)¦ 10C-HFBTx1조 (경비실(정문) TV)¦ FC 50mmx1조¦ COD 100mmx4조 (28mmx4조x4)¦ COD 100mmx1조 (28mmx4조)¦ COD 100mmx3조 (28mmx4조x3)¦ FC 100mmx1조 (SPARE)¦ 10C-HFBTx1조 (종합창고 TV)¦ FC 100mmx1조¦ FC 50mmx1조¦ COD 100mmx5조 (28mmx4조x5)¦ COD 100mmx2조 (28mmx4조x2)¦ COD 100mmx1조 (28mmx4조)¦ FC 100mmx1조¦ FC 100mmx1조 (SPARE)¦ COD 100mmx2조 (28mmx4조x2)¦ 10C-HFBTx1조 (종합창고 TV)¦ FC 50mmx1조¦ COD 100mmx3조 (28mmx4조x3)¦ COD 100mmx2조 (28mmx4조x2)¦ COD 100mmx1조 (28mmx4조)¦ FC관 100mmx1조 (SPARE)¦ 10C-HFBTx1조 (외곽CA#10 CA)¦ COD 100mmx1조 (28mmx4조)¦ FC관 50mmx1조¦ COD 100mmx1조 (28mmx4조)¦ COD 100mmx1조 (28mmx4조)¦ COD 100mmx1조 (28mmx4조)¦ COD 100mmx1조 (28mmx4조)¦ COD 100mmx1조 (28mmx4조)¦ FC 100mmx1조 (SPARE)¦ FC 50mmx1조¦ COD 100mmx1조 (28mmx4조)¦ FC 100mmx1조 (SPARE)¦ FC 50mmx2조¦ COD 100mmx2조 (28mmx4조x2)¦ COD 100mmx2조 (28mmx4조x2)¦ COD 100mmx1조 (28mmx4조)¦ FC 100mmx1조 (SPARE)¦ 10C-HFBTx1조 (중정비쎈타 TV)¦ FC 100mmx1조¦ FC 50mmx1조¦ COD 100mmx2조 (28mmx4조x2)¦ COD 100mmx2조 (28mmx4조x2)¦ FC 100mmx1조 (SPARE)¦ FC 50mmx1조¦ COD 100mmx1조 (28mmx4조)¦ COD 100mmx1조 (28mmx4조)¦ FC관 100mmx1조 (SPARE)¦ FC관 50mmx1조¦ COD 100mmx1조 (28mmx4조)¦ COD 100mmx1조 (28mmx4조)¦ COD 100mmx1조 (28mmx4조)¦ FC 50mmx1조¦ FC 50mmx1조¦ FC 100mmx1조 (SPARE)¦ 10C-HFBTx1조 (경비실(후문) TV)¦ COD 100mmx1조 (28mmx4조)¦ COD 100mmx1조 (28mmx4조)¦ FC 100mmx1조 (SPARE)¦ 10C-HFBTx1조 (901정거장 TV)¦ FC 50mmx1조¦ FC 100mmx1조¦ COD 100mmx1조 (28mmx4조)¦ COD 100mmx1조 (28mmx4조)¦ COD 100mmx1조 (28mmx4조)¦ 10C-HFBTx1조 (901정거장 TV)¦ FC관 100mmx1조¦ FC관 100mmx1조 (SPARE)¦ FC관 50mmx1조¦ F/S(J.F) 0.65x25P(50%차폐)x1조 (변전소)¦ F/S(J.F) 0.65x50P(50%차폐)x1조 (모타카고)¦ COD 100mmx1조 (28mmx4조)¦ COD 100mmx4조 (28mmx4조x4)¦ COD 100mmx4조 (28mmx4조x4)¦ COD 100mmx1조 (28mmx4조)¦ COD 100mmx1조 (28mmx4조)¦ COD 100mmx1조 (28mmx4조)¦ FC 100mmx1조¦ FC 100mmx1조 (SPARE)¦ FC 50mmx1조¦ F/S(J.F) 0.65x25P(50%차폐)x1조 (변전소)¦ F/S(J.F) 0.65x50P(50%차폐)x1조 (모타카고)¦ COD 100mmx1조 (28mmx4조)¦ FR-CVVSB 3C/2.5㎟x4조 (SP)¦ FR-CVVSB 6C/1.5㎟x2조 (변전소 출입통제)¦ COD 100mmx4조 (28mmx4조x4)¦ FC 100mmx1조¦ FC 100mmx1조 (SPARE)¦ FC 50mmx1조¦ F/S(J.F) 0.65x25P(50%차폐)x1조 (변전소)¦ F/S(J.F) 0.65x50P(50%차폐)x1조 (모타카고)¦ COD 100mmx1조 (28mmx4조)¦ FR-CVVSB 3C/2.5㎟x4조 (SP)¦ FR-CVVSB 6C/1.5㎟x2조 (변전소 출입통제)¦ COD 100mmx3조 (28mmx4조x3)¦ COD 100mmx3조 (28mmx4조x3)¦ FC 100mmx1조¦ FC 100mmx1조 (SPARE)¦ FC 50mmx1조¦ F/S(J.F) 0.65x25P(50%차폐)x1조 (변전소)¦ F/S(J.F) 0.65x50P(50%차폐)x1조 (모타카고)¦ COD 100mmx1조 (28mmx4조)¦ FR-CVVSB 3C/2.5㎟x4조 (SP)¦ COD 100mmx4조 (28mmx4조x4)¦ COD 100mmx3조 (28mmx4조x3)¦ FC 100mmx1조¦ FC 100mmx1조 (SPARE)¦ FC 50mmx1조¦ F/S(J.F) 0.65x25P(50%차폐)x1조 (변전소)¦ F/S(J.F) 0.65x50P(50%차폐)x1조 (모타카고)¦ COD 100mmx1조 (28mmx4조)¦ COD 100mmx3조 (28mmx4조x3)¦ COD 100mmx3조 (28mmx4조x3)¦ COD 100mmx1조 (28mmx4조)¦ FR-CVVSB 6C/1.5㎟x2조 (변전소 출입통제)¦ FC관 100mmx1조¦ COD 100mmx1조 (28mmx4조)¦ FC관 100mmx1조 (SPARE)¦ FC관 50mmx1조¦ COD 100mmx2조 (28mmx4조x2)¦ COD 100mmx1조 (28mmx4조)¦ COD 100mmx1조 (28mmx4조)¦ COD 100mmx1조 (28mmx4조)¦ COD 100mmx1조 (28mmx4조)¦ COD 100mmx1조 (28mmx4조)¦ COD 100mmx1조 (28mmx4조)¦ COD 100mmx1조 (28mmx4조)¦ COD 100mmx1조 (28mmx4조)¦ COD 100mmx1조 (28mmx4조)¦ COD 100mmx1조 (28mmx4조)¦ COD 100mmx1조 (28mmx4조)¦ FR-CV 3C/6.0㎟x1조 (외곽CA#2 CA POWER)¦ OF-MM-4Corex1조 (외곽CA#2 CA)¦ 수1-4¦ COD 100mmx1조 (28mmx4조)¦ COD 100mmx1조 (28mmx4조)¦ FC 100mmx1조 (SPARE)¦ 10C-HFBTx2조 (종합창고,경비실(후문) TV)¦ COD 100mmx2조 (28mmx4조x2)¦ FC 100mmx1조¦ COD 100mmx2조 (28mmx4조x2)¦ COD 100mmx2조 (28mmx4조x2)¦ FC 50mmx3조¦ FC 100mmx1조 (SPARE)¦ COD 100mmx2조 (28mmx4조x2)¦ COD 100mmx2조 (28mmx4조x2)¦ FC 100mmx1조 (SPARE)¦ COD 100mmx1조 (28mmx4조)¦ COD 100mmx1조 (28mmx4조)¦ FC 50mmx1조¦ FC 100mmx1조¦ COD 100mmx4조 (28mmx4조x4)¦ COD 100mmx4조 (28mmx4조x4)¦ FC 100mmx1조 (SPARE)¦ FC 100mmx1조¦ COD 100mmx2조 (28mmx4조x2)¦ FC관 100mmx1조 (SPARE)¦ FC 50mmx2조¦ COD 100mmx2조 (28mmx4조x2)¦ FC 100mmx1조 (SPARE)¦ FC 50mmx1조¦ COD 100mmx1조 (28mmx4조)¦ 직4-2¦ 변전소,폐수처리장CA)¦ PE 28mmx5조¦ FR-CVVSB 2C/2.5㎟x1조 (주공장 CLOCK)¦ 10C-HFBTx1조 (주공장 TV)¦ MIC-SH 2C/0.75㎟x2조 (주공장 방송)¦ FR-CVVSB 20C/2.5㎟x1조 (주공장 방송)¦ F/S(J.F) 0.65x100P(50%차폐)x1조 (주공장)¦ FR-CV 3C/6.0㎟x4조 (주공장 CA POWER)¦ OF-MM-4Corex4조 (주공장 CA)¦ OF-SM-8Corex1조 (주공장 광S/W HUB)¦ 공동구내 CABLE TRAY (W:450)¦ L¦ (41m)¦ (82m)¦ (20m)¦ PE 28mmx6조¦ FR-CVVSB 6C/1.5㎟x2조 (변전소 출입통제)¦ MIC-SH 2C/0.75㎟x2조x2 (주공장,검사고 방송)¦ FR-CVVSB 2C/2.5㎟x2조 (주공장,검사고 CLOCK)¦ 10C-HFBTx5조 (주공장,검사고,부속동,901정거장 TV)¦ FR-CVVSB 20C/2.5㎟x2조 (주공장,검사고 방송)¦ OF-SM-4Corex1조 (열차무선)¦ F/S(J.F) 0.65x25P(50%차폐)x3조 (변전소,경비실(정문),경비실(후문))¦ F/S(J.F) 0.65x50P(50%차폐)x1조 (모타카고)¦ F/S(J.F) 0.65x25P(50%차폐)x1조 (본선)¦ F/S(J.F) 0.65x100P(50%차폐)x4조 (주공장,검사고,중정비쎈타,901국선)¦ FR-CVVSB 3C/2.5㎟x15조 (부속동 SP)¦ OF-SM-8Corex3조 (주공장,검사고,중정비쎈타 광S/W HUB)¦ OF-SM-46Corex2조 (본선)¦ 공동구내 CABLE TRAY (W:600)¦ R¦ FR-CVVSB 6C/1.5㎟x2조 (변전소 출입통제)¦ MIC-SH 2C/0.75㎟x2조x2 (주공장,검사고 방송)¦ FR-CVVSB 2C/2.5㎟x2조 (주공장,검사고 CLOCK)¦ 10C-HFBTx5조 (주공장,검사고,부속동,901정거장 TV)¦ FR-CVVSB 20C/2.5㎟x2조 (주공장,검사고 방송)¦ OF-SM-4Corex1조 (열차무선)¦ OF-MM-4Corex11조 (외곽CA#1,2,3,4,5,6,11,12,13,14,15 CA)¦ FR-CVVSB 6C/1.5㎟x2조 (변전소 출입통제)¦ FR-CVVSB 3C/2.5㎟x4조 (SP)¦ FR-CVVSB 2C/2.5㎟x1조 (검사고 CLOCK)¦ 10C-HFBTx1조 (검사고 TV)¦ MIC-SH 2C/0.75㎟x2조 (검사고 방송)¦ FR-CVVSB 20C/2.5㎟x1조 (검사고 방송)¦ FR-CV 3C/6.0㎟x4조 (주공장 CA POWER)¦ OF-MM-4Corex4조 (주공장 CA)¦ F/S(J.F) 0.65x25P(50%차폐)x1조 (변전소)¦ F/S(J.F) 0.65x50P(50%차폐)x1조 (모타카고)¦ F/S(J.F) 0.65x100P(50%차폐)x1조 (검사고)¦ 기취고,차륜전삭고,폐수처리장,경비실(정문) CA POWER)¦ FR-CV 3C/6.0㎟x14조 (외곽CA#1,2,3,4,5,6,14,15,유치선#3,차량반입선#1,¦ 10C-HFBTx1조 (경비실(정문) CA)¦ 기취고,차륜전삭고,폐수처리장 CA)¦ OF-MM-4Corex13조 (외곽CA#1,2,3,4,5,6,14,15,유치선#3,차량반입선#1,¦ OF-SM-4Corex1조 (열차무선)¦ PE 28mmx19조¦ OF-SM-8Corex1조 (검사고 광S/W HUB)¦ 공동구내 CABLE TRAY (W:450)¦ N¦ FR-CVVSB 2C/2.5㎟x1조 (주공장 CLOCK)¦ 10C-HFBTx2조 (주공장,부속동 TV)¦ MIC-SH 2C/0.75㎟x2조 (주공장 방송)¦ FR-CVVSB 20C/2.5㎟x1조 (주공장 방송)¦ F/S(J.F) 0.65x100P(50%차폐)x1조 (주공장)¦ FR-CV 3C/6.0㎟x4조 (주공장 CA POWER)¦ OF-MM-4Corex4조 (주공장 CA)¦ OF-SM-8Corex1조 (주공장 광S/W HUB)¦ FR-CVVSB 3C/2.5㎟x10조 (SP)¦ F/S(J.F) 0.65x25P(50%차폐)x1조 (경비실(후문))¦ F/S(J.F) 0.65x100P(50%차폐)x1조 (중정비쎈타)¦ 기취고,차륜전삭고,폐수처리장 CA POWER)¦ FR-CV 3C/6.0㎟x9조 (외곽CA#10,11,12,13,유치선#3,차량반입선#1,¦ 10C-HFBTx1조 (외곽CA#10 CA)¦ FR-CVVSB 10C/1.5㎟x1조 (외곽CA#10 제어)¦ 기취고,차륜전삭고,폐수처리장 CA)¦ PE 28mmx14조¦ OF-MM-4Corex8조 (외곽CA#11,12,13,유치선#3,차량반입선#1,¦ OF-SM-8Corex1조 (중정비쎈타 광S/W HUB)¦ 공동구내 CABLE TRAY (W:450)¦ 10C-HFBTx2조 (외곽CA#10,경비실(정문) CA)¦ FR-CVVSB 10C/1.5㎟x1조 (외곽CA#10 제어)¦ FR-CV 3C/6.0㎟x13조 (외곽CA#1,2,3,4,5,6,10,11,12,13,14,15,경비실(정문) CA POWER)¦ OF-MM-4Corex11조 (외곽CA#1,2,3,4,5,6,11,12,13,14,15 CA)¦ FR-CVVSB 6C/1.5㎟x2조 (변전소 출입통제)¦ FR-CVVSB 3C/2.5㎟x14조 (SP)¦ F/S(J.F) 0.65x25P(50%차폐)x2조 (변전소,경비실(후문))¦ F/S(J.F) 0.65x50P(50%차폐)x1조 (모타카고)¦ 차륜전삭고,변전소,폐수처리장,경비실(정문) CA POWER)¦ 유치선#1,2,3,인상선#1,차량반입선#1,차체자동세척고,기취고,¦ 차량반입선#1,차체자동세척고,기취고,차륜전삭고,¦ FR-CV 3C/6.0㎟x13조 (차량입환#1,2,¦ 10C-HFBTx1조 (경비실(정문) CA)¦ OF-MM-4Corex12조 (차량입환#1,2,유치선#1,2,3,인상선#1,¦ 10C-HFBTx1조 (외곽CA#10 CA)¦ F/S(J.F) 0.65x25P(50%차폐)x1조 (경비실(후문))¦ 기취고,차륜전삭고,폐수처리장 CA POWER)¦ 기취고,차륜전삭고,폐수처리장 CA)¦ OF-SM-8Corex1조 (중정비쎈타 광S/W HUB)¦ FR-CVVSB 3C/2.5㎟x10조 (SP)¦ F/S(J.F) 0.65x100P(50%차폐)x1조 (중정비쎈타)¦ FR-CV 3C/6.0㎟x9조 (외곽CA#10,11,12,13,유치선#3,차량반입선#1,¦ OF-MM-4Corex8조 (외곽CA#11,12,13,유치선#3,차량반입선#1,¦ J¦ F/S(J.F) 0.65x25P(50%차폐)x1조 (경비실(후문))¦ FR-CVVSB 10C/1.5㎟x1조 (외곽CA#10 제어)¦ OF-MM-4Corex2조 (외곽CA#11,차량반입선#1 CA)¦ FR-CV 3C/6.0㎟x3조 (외곽CA#10,11,차량반입선#1 CA POWER)¦ 10C-HFBTx1조 (경비실(후문) TV)¦ FR-CVVSB 3C/2.5㎟x2조 (SP)¦ H¦ 10C-HFBTx1조 (외곽CA#10 CA)¦ FR-CVVSB 10C/1.5㎟x1조 (외곽CA#10 제어)¦ F/S(J.F) 0.65x25P(50%차폐)x1조 (경비실(후문))¦ F¦ FR-CVVSB 6C/1.5㎟x2조 (변전소 출입통제)¦ (99m)¦ (23m)¦ (96m)¦ (83m)¦ (109m)¦ (33m)¦ (13m)¦ (27m)¦ (15m)¦ (39m)¦ (70m)¦ (56m)¦ (34m)¦ (87m)¦ (64m)¦ (25m)¦ (51m)¦ (79m)¦ (76m)¦ (28m)¦ (255m)¦ OF-MM-4Corex1조 (외곽CA#11 CA)¦ FR-CV 3C/6.0㎟x1조 (외곽CA#11 CA POWER)¦ F/S(J.F) 0.65x12P(50%차폐)x1조 (시험동)¦ H¦ G¦ I¦ FC 50mmx1조¦ FR-CVVSB 3C/2.5㎟x1조 (SP)¦ FC 50mmx2조¦ FR-CVVSB 3C/2.5㎟x2조 (SP)¦ 직4-9¦ J¦ FR-CVVSB 2C/2.5㎟x1조 (주공장 CLOCK)¦ MIC-SH 2C/0.75㎟x2조 (주공장 방송)¦ FR-CVVSB 20C/2.5㎟x1조 (주공장 방송)¦ CABLE TRAY (W:300)¦ F/S(J.F)0.65x100P(50%차폐)x1조 (주공장)¦ FR-CV 3C/6.0㎟x4조 (주공장 CA POWER)¦ OF-MM-4Corex4조 (주공장 CA)¦ OF-SM-8Corex1조 (주공장 광S/W HUB)¦ SPIRAL SLEEVE(난연) 28㎜x5조¦ UP TO 주공장¦ 10C-HFBTx1조 (주공장 TV)¦ L¦ M¦ OF-MM-4Corex1조 (유치선#2 CA)¦ FR-CV 3C/6.0㎟x1조 (유치선#2 CA POWER)¦ E¦ N¦ 10C-HFBTx1조 (외곽CA#9 CA)¦ FR-CV 3C/6.0㎟x1조 (외곽CA#9 CA POWER)¦ FR-CVVSB 10C/1.5㎟x1조 (외곽CA#9 제어)¦ 직4-13¦ O¦ P¦ Q¦ R¦ S¦ F/S(J.F) 0.65x100P(50%차폐)x1조 (901국선)¦ FR-CV 3C/6.0㎟x1조 (외곽CA#7 CA POWER)¦ 10C-HFBTx1조 (외곽CA#7 CA)¦ FR-CVVSB 10C/1.5㎟x1조 (외곽CA#7 제어)¦ OF-SM-46Corex2조 (본선)¦ F/S(J.F) 0.65x25P(50%차폐)x1조 (본선)¦ 10C-HFBTx1조 (외곽CA#7 CA)¦ FR-CV 3C/6.0㎟x1조 (외곽CA#7 CA POWER)¦ FR-CVVSB 10C/1.5㎟x1조 (외곽CA#7 제어)¦ UP TO 901정거장¦ F/S(J.F) 0.65x100P(50%차폐)x1조 (901국선)¦ F/S(J.F) 0.65x25P(50%차폐)x1조 (본선)¦ PE 28mmx2조¦ OF-SM-46Corex2조 (본선)¦ OF-MM-4Corex1조 (외곽CA#6 CA)¦ FR-CV 3C/6.0㎟x1조 (외곽CA#6 CA POWER)¦ FR-CVVSB 6C/1.5㎟x2조 (변전소 출입통제)¦ OF-MM-4Corex1조 (유치선#2 CA)¦ (139m)¦ (170m)¦ (180m)¦ (180m)¦ (165m)¦ (54m)¦ (72m)¦ (57m)¦ (147m)¦ (39m)¦ (100m)¦ (158m)¦ 수3-1¦ (120m)¦ FR-CVVSB 6C/1.5㎟x2조 (변전소 출입통제)¦ FR-CV 3C/6.0㎟x1조 (유치선#2 CA POWER)¦ FR-CVVSB 6C/1.5㎟x2조 (변전소 출입통제)¦ 유치선#2¦ 수1-16¦ SPIRAL SLEEVE(난연)28㎜x21조¦ 유치선#1,2,인상선#1,변전소,차체자동세척고 CA POWER)¦ 기취고,차륜전삭고,폐수처리장 CA POWER)¦ 기취고,차륜전삭고,폐수처리장 CA)¦ 기취고,차륜전삭고,폐수처리장 CA POWER)¦ 기취고,차륜전삭고,폐수처리장 CA)¦ 기취고,차륜전삭고,폐수처리장 CA POWER)¦ 기취고,차륜전삭고,폐수처리장 CA)¦ 차량입환#1,2,유치선#1,2,인상선#1,변전소,차체자동세척고 CA)¦ 차체자동세척고 CA)¦ 차체자동세척고 CA POWER)¦ (외곽CA#1,2,3,4,5,6,7,8,10,11,12,13,14,15,경비실(정문) CA POWER)¦ (외곽CA#1,2,3,4,5,6,7,10,11,12,13,14,15,경비실(정문) CA POWER)¦ MIC-SH 2C/0.75㎟x2조x2 (주공장,검사고 방송)¦ FR-CVVSB 2C/2.5㎟x2조 (주공장,검사고 CLOCK)¦ 10C-HFBTx3조 (주공장,검사고,부속동 TV)¦ FR-CVVSB 20C/2.5㎟x2조 (주공장,검사고 방송)¦ F/S(J.F) 0.65x100P(50%차폐)x3조 (주공장,검사고,중정비쎈타)¦ OF-SM-4Corex1조 (열차무선)¦ OF-SM-8Corex3조 (주공장,검사고,중정비쎈타 광S/W HUB)¦ F/S(J.F) 0.65x25P(50%차폐)x3조 (변전소,경비실(정문),경비실(후문))¦ F/S(J.F) 0.65x50P(50%차폐)x1조 (모타카고)¦ F/S(J.F) 0.65x25P(50%차폐)x1조 (본선)¦ F/S(J.F) 0.65x100P(50%차폐)x4조 (주공장,검사고,중정비쎈타,901국선)¦ FR-CVVSB 3C/2.5㎟x15조 (부속동 SP)¦ OF-SM-8Corex3조 (주공장,검사고,중정비쎈타 광S/W HUB)¦ OF-SM-46Corex2조 (본선)¦ SPIRAL SLEEVE(난연)28㎜x6조¦ CABLE TRAY (W:600)¦ UP TO 종합관리 및 복지후생동 종합사령실 기계실¦ S¦ FR-CVVSB 10C/1.5㎟x2조 (외곽CA#7,10 제어)¦ 10C-HFBTx3조 (외곽CA#7,10,경비실(정문) CA)¦ FR-CVVSB 3C/2.5㎟x1조 (SP)¦ F/S(J.F) 0.65x25P(50%차폐)x1조 (경비실(정문))¦ FR-CV 3C/6.0㎟x14조¦ P¦ PE 28mmx15조¦ 공동구내 CABLE TRAY (W:600)¦ M¦ O¦ FR-CVVSB 10C/1.5㎟x3조 (외곽CA#7,8,10 제어)¦ 10C-HFBTx4조 (외곽CA#7,8,10,경비실(정문) CA)¦ FR-CVVSB 3C/2.5㎟x1조 (SP)¦ F/S(J.F) 0.65x25P(50%차폐)x1조 (경비실(정문))¦ FR-CV 3C/6.0㎟x15조¦ OF-MM-4Corex11조 (외곽CA#1,2,3,4,5,6,11,12,13,14,15 CA)¦ Q¦ OF-SM-4Corex1조 (열차무선)¦ FR-CVVSB 2C/2.5㎟x1조 (검사고 CLOCK)¦ 10C-HFBTx1조 (검사고 TV)¦ MIC-SH 2C/0.75㎟x2조 (검사고 방송)¦ FR-CVVSB 20C/2.5㎟x1조 (검사고 방송)¦ F/S(J.F) 0.65x100P(50%차폐)x1조 (검사고)¦ FR-CV 3C/6.0㎟x4조 (주공장 CA POWER)¦ OF-MM-4Corex4조 (주공장 CA)¦ OF-SM-8Corex1조 (검사고 광S/W HUB)¦ CABLE TRAY (W:600)¦ UP TO 검사고¦ K¦ OF-SM-8Corex1조 (중정비쎈타 광S/W HUB)¦ FR-CVVSB 3C/2.5㎟x8조 (SP)¦ F/S(J.F) 0.65x100P(50%차폐)x1조 (중정비쎈타)¦ FR-CV 3C/6.0㎟x9조 (외곽CA#10,11,12,13,유치선#3,차량반입선#1,¦ OF-MM-4Corex8조 (외곽CA#11,12,13,유치선#3,차량반입선#1,¦ I¦ OF-SM-8Corex1조 (중정비쎈타 광S/W HUB)¦ FR-CVVSB 3C/2.5㎟x5조 (SP)¦ F/S(J.F) 0.65x100P(50%차폐)x1조 (중정비쎈타)¦ FR-CV 3C/6.0㎟x6조 (외곽CA#12,13,유치선#3,¦ OF-MM-4Corex6조 (외곽CA#12,13,유치선#3,¦ G¦ FR-CVVSB 3C/2.5㎟x3조 (SP)¦ F/S(J.F) 0.65x12P(50%차폐)x3조 (기취고,차륜전삭고,폐수처리장)¦ FR-CV 3C/6.0㎟x6조 (외곽CA#12,13,유치선#3,¦ OF-MM-4Corex6조 (외곽CA#12,13,유치선#3,¦ F/S(J.F) 0.65x25P(50%차폐)x1조 (변전소)¦ FR-CVVSB 3C/2.5㎟x4조 (SP)¦ F/S(J.F) 0.65x50P(50%차폐)x1조 (모타카고)¦ FR-CV 3C/6.0㎟x15조 (외곽CA#1,2,3,4,5,6,14,15,차량입환#1,2,¦ OF-MM-4Corex15조 (외곽CA#1,2,3,4,5,6,14,15,¦ E¦ FR-CVVSB 3C/2.5㎟x3조 (SP)¦ F/S(J.F) 0.65x50P(50%차폐)x1조 (모타카고)¦ D¦ FR-CVVSB 3C/2.5㎟x2조 (SP)¦ F/S(J.F) 0.65x12P(50%차폐)x2조 (자동일상검사 장치실,차체자동세척고)¦ OF-MM-4Corex4조 (외곽CA#14,15,차량입환#2,¦ FR-CV 3C/6.0㎟x4조 (외곽CA#14,15,차량입환#2,¦ B¦ FR-CVVSB 3C/2.5㎟x1조 (SP)¦ F/S(J.F) 0.65x12P(50%차폐)x1조 (자동일상검사 장치실)¦ OF-MM-4Corex3조 (외곽CA#14,15,차량입환#2 CA)¦ FR-CV 3C/6.0㎟x3조 (외곽CA#14,15,차량입환#2 CA POWER)¦ A¦ F/S(J.F) 0.65x12P(50%차폐)x1조 (폐수처리장)¦ FR-CVVSB 3C/2.5㎟x1조 (SP)¦ OF-MM-4Corex1조 (폐수처리장 CA)¦ FR-CV 3C/6.0㎟x1조 (폐수처리장 CA POWER)¦ FR-CV 3C/6.0㎟x3조 (외곽CA#12,13,유치선#3 CA POWER)¦ OF-MM-4Corex3조 (외곽CA#12,13,유치선#3 CA)¦ OF-MM-4Corex1조 (외곽CA#13 CA)¦ FR-CV 3C/6.0㎟x1조 (외곽CA#13 CA POWER)¦ FR-CV 3C/6.0㎟x1조 (유치선#1 CA POWER)¦ OF-MM-4Corex1조 (유치선#1 CA)¦ 유치선#1,변전소,차체자동세척고 CA POWER)¦ 유치선#1,변전소,차체자동세척고 CA)¦ FR-CVVSB 3C/2.5㎟x4조 (SP)¦ F/S(J.F) 0.65x25P(50%차폐)x1조 (변전소)¦ F/S(J.F) 0.65x50P(50%차폐)x1조 (모타카고)¦ OF-MM-4Corex6조 (외곽CA#14,15,차량입환#2,¦ FR-CV 3C/6.0㎟x6조 (외곽CA#14,15,차량입환#2,¦ D¦ FR-CV 3C/6.0㎟x2조 (외곽CA#14,15 CA POWER)¦ OF-MM-4Corex2조 (외곽CA#14,15 CA)¦ A¦ FR-CV 3C/6.0㎟x3조 (외곽CA#14,15,차량입환#2 CA POWER)¦ OF-MM-4Corex3조 (외곽CA#14,15,차량입환#2 CA)¦ FR-CV 3C/6.0㎟x3조 (외곽CA#14,15,차량입환#2 CA POWER)¦ OF-MM-4Corex3조 (외곽CA#14,15,차량입환#2 CA)¦ FR-CV 3C/6.0㎟x3조 (외곽CA#14,15,차량입환#2 CA POWER)¦ OF-MM-4Corex3조 (외곽CA#14,15,차량입환#2 CA)¦ 외곽CA#15¦ OF-MM-4Corex1조 (외곽CA#14 CA)¦ FR-CV 3C/6.0㎟x1조 (외곽CA#14 CA POWER)¦ FR-CV 3C/6.0㎟x4조 (외곽CA#1,2,3,차량입환#1 CA POWER)¦ OF-MM-4Corex4조 (외곽CA#1,2,3,차량입환#1 CA)¦ 외곽CA#2¦ 외곽CA#3¦ FR-CV 3C/6.0㎟x3조 (외곽CA#1,2차량입환#1 CA POWER)¦ OF-MM-4Corex3조 (외곽CA#1,2,차량입환#1 CA)¦ FR-CV 3C/6.0㎟x1조 (외곽CA#1 CA POWER)¦ OF-MM-4Corex1조 (외곽CA#1 CA)¦ FR-CV 3C/6.0㎟x1조 (외곽CA#1 CA POWER)¦ OF-MM-4Corex1조 (외곽CA#1 CA)¦ 수1-1¦ 수1-14¦ FR-CVVSB 3C/2.5㎟x1조 (SP)¦ F/S(J.F) 0.65x12P(50%차폐)x1조 (기취고)¦ OF-MM-4Corex1조 (기취고 CA)¦ FR-CV 3C/6.0㎟x1조 (기취고 CA POWER)¦ 유치선#3,차륜전삭고,폐수처리장 CA)¦ 유치선#3,차륜전삭고,폐수처리장 CA POWER)¦ F/S(J.F) 0.65x12P(50%차폐)x2조 (차륜전삭고,폐수처리장)¦ FR-CVVSB 3C/2.5㎟x2조 (SP)¦ OF-MM-4Corex5조 (외곽CA#12,13,¦ FR-CV 3C/6.0㎟x5조 (외곽CA#12,13,¦ F¦ F¦ 유치선#3,기취고,차륜전삭고,폐수처리장 CA)¦ 유치선#3,기취고,차륜전삭고,폐수처리장 CA POWER)¦ F/S(J.F) 0.65x12P(50%차폐)x1조 (종합창고)¦ OF-SM-8Corex1조 (중정비쎈타 광S/W HUB)¦ FR-CVVSB 3C/2.5㎟x4조 (SP)¦ F/S(J.F) 0.65x100P(50%차폐)x1조 (중정비쎈타)¦ OF-MM-4Corex6조 (외곽CA#12,13,¦ FR-CV 3C/6.0㎟x6조 (외곽CA#12,13,¦ OF-MM-4Corex1조 (인상선#1 CA)¦ FR-CV 3C/6.0㎟x1조 (인상선#1 CA POWER)¦ 차량입환#1,2,유치선#1,인상선#1,변전소,차체자동세척고 CA)¦ 유치선#1,인상선#1,변전소,차체자동세척고 CA POWER)¦ OF-MM-4Corex13조 (외곽CA#1,2,3,4,5,14,15,¦ FR-CV 3C/6.0㎟x13조 (외곽CA#1,2,3,4,5,14,15,차량입환#1,2,¦ 차량입환#1,2,유치선#1,인상선#1,변전소,차체자동세척고 CA)¦ 유치선#1,인상선#1,변전소,차체자동세척고 CA POWER)¦ OF-MM-4Corex12조 (외곽CA#1,2,3,4,14,15,¦ FR-CV 3C/6.0㎟x12조 (외곽CA#1,2,3,4,14,15,차량입환#1,2,¦ 차량입환#1,2,유치선#1,변전소,차체자동세척고 CA)¦ 차량입환#1,2,유치선#1,변전소,차체자동세척고 CA POWER)¦ OF-MM-4Corex11조 (외곽CA#1,2,3,4,14,15,¦ FR-CV 3C/6.0㎟x11조 (외곽CA#1,2,3,14,15,¦ 외곽CA#4¦ 차량입환#1,2,유치선#1,변전소,차체자동세척고 CA)¦ 차량입환#1,2,유치선#1,변전소,차체자동세척고 CA POWER)¦ FR-CVVSB 3C/2.5㎟x4조 (SP)¦ OF-MM-4Corex10조 (외곽CA#1,2,3,14,15,¦ FR-CV 3C/6.0㎟x10조 (외곽CA#1,2,3,14,15,¦ 수3-8¦ 수3-10¦ 수3-11¦ 인상선#1¦ 직4-3¦ 외곽CA#5¦ 직4-4¦ 차량입환#1,2,유치선#1,인상선#1,변전소,차체자동세척고 CA)¦ 유치선#1,인상선#1,변전소,차체자동세척고 CA POWER)¦ FR-CVVSB 3C/2.5㎟x4조 (SP)¦ OF-MM-4Corex14조 (외곽CA#1,2,3,4,5,6,14,15,¦ FR-CV 3C/6.0㎟x14조 (외곽CA#1,2,3,4,5,6,14,15,차량입환#1,2,¦ 직4-6¦ 외곽CA#6¦ K¦ 차량반입선#1¦ 수1-22¦ OF-MM-4Corex2조 (차량반입선#1,외곽CA#11 CA)¦ FR-CV 3C/6.0㎟x2조 (차량반입선#1,외곽CA#11 CA POWER)¦ FR-CVVSB 3C/2.5㎟x1조 (SP)¦ F/S(J.F) 0.65x12P(50%차폐)x1조 (시험동)¦ OF-MM-4Corex2조 (차량반입선#1,외곽CA#11 CA)¦ FR-CV 3C/6.0㎟x2조 (차량반입선#1,외곽CA#11 CA POWER)¦ FR-CVVSB 3C/2.5㎟x1조 (SP)¦ ECX 5C-2Vx1조 (MONITOR)¦ F/S(J.F) 0.65x25P(50%차폐)x1조 (경비실(후문))¦ 외곽CA#10¦ (62m)¦ 직4-1¦ 수1-21¦ 수1-17¦ 수3-13¦ 수1-23¦ 수1-10¦ 수3-5¦ 수3-12¦ 수1-20¦ 수1-19¦ 수3-7¦ 수1-7¦ 수3-4¦ 2D¦ R¦ 3D¦ 3D¦ 2D¦ 2D¦ 옴니¦ 옴니¦ 3D¦ 옴니¦ HFC-12D-FR¦ patch ¦ H¦ H¦ H¦ H¦ H¦ H¦ H¦ M¦ M¦ M¦ M¦ H¦ H¦ M¦ M¦ H¦ H¦ M¦ M¦ H¦ H¦ H¦ H¦ H¦ H¦ H¦ H¦ H¦ H¦ H¦ H¦ H¦ H¦ M¦ H¦ H¦ H¦ H¦ H¦ H¦ H¦ 3D¦ R¦ 2D¦ 10sqx3C+SM4C X1조¦ 10sqx3C+SM4C X1조¦ 10sqx3C+SM4C X1조¦ TO. 검수고 통신기계실¦ TO. 중장비쎈타 통신실¦ R¦ 2D¦ 2D¦ 중장비쎈타¦ OF-SM-4Corex1¦ HFCO 2.5㎟/3C¦ 차량기지구내 열차무선설비[3/3]¦ 1/2,000¦ 차량기지구내 열차무선설비[3/3]¦ S = 1/2,000¦ T¦ 4¦ 0¦ 0¦ 9¦ 9¦ 3¦ 4¦ 0¦ 0¦ 3¦ M¦ H¦
| 1단계_정거장 - 복사본 | 1단계_정거장 - 복사본 | 055. T9203038-013 RACK 접지상세도.dwg | RACK 접지상세도¦ NONE¦ RACK 접지상세도¦ S = NONE¦ Unregistered Version - http://www.aidecad.com¦ RACK 본체 / door 접지선 연결¦ RACK 후면부¦ 유리문¦ 597¦ 2193¦ RACK 본체¦ 접지선¦ 규 격¦ 크기(mm, WxDxH)¦ 597 x 521 x 2193¦ DU 19" 전용랙¦ 통신실 접지함¦ 시스템 별 접지¦ T¦ 9¦ 2¦ 0¦ 3¦ 0¦ 3¦ 8¦ 0¦ 1¦ 3¦ 공통¦
| 1단계_정거장 - 복사본 | 1단계_정거장 - 복사본 | 056. T7005034-013 913정거장 CCTV,TDI,시계설비 지하3층 철거평면도 (1_2).dwg | G¦ P¦ \A1;7,500¦ \A1;81,370¦ \A1;49,122¦ \A1;130,492¦ \A1;7,500¦ \A1;7,500¦ \A1;7,500¦ \A1;7,500¦ \A1;7,500¦ \A1;7,500¦ \A1;7,500¦ \A1;5,000¦ \A1;7,500¦ \A1;7,500¦ \A1;7,500¦ \A1;7,500¦ \A1;7,500¦ \A1;7,500¦ \A1;4,122¦ \A1;5,000¦ \A1;7,500¦ \A1;21,370¦ \A1;6,750¦ \A1;7,800¦ \A1;6,820¦ MATCH LINE DWG No. "S1-TA-S13-DB-029-0"¦ A¦ UP TO 지하2층¦ TRAY (900x150)¦ ECX 5C-2Vx5조 (CAMERA)(기존활용)¦ B¦ TRAY (300x100)¦ ECX 5C-2Vx4조 (CAMERA)(기존활용)¦ C¦ DOWN TO 승강장 바닥¦ TRAY (900x150)¦ KEY PLAN¦ E¦ (22) ECX 5C-2Vx2조 (CAMERA)(기존활용)¦ D¦ (28) ECX 5C-2Vx4조 (CAMERA)(기존활용)¦ X13¦ X14¦ X15¦ X16¦ X17¦ X18¦ X19¦ X20¦ X21¦ X22¦ X23¦ X24¦ X25¦ X26¦ X27¦ X28¦ X29¦ X30¦ Y00¦ Y02¦ Y05¦ Y07¦ Y01¦ Y03¦ Y06¦ Y04¦ 배수펌프실¦ 정화조¦ 승강장¦ 창고¦ 내부계단3¦ ELE-11¦ (16) UL 2919-AMESB 24AWG 4Px1조 (TDI)¦ (16) UTP Cat.5E 4Px2조 (TDI)¦ (16) ECX 5C-2Vx1조 (CAMERA)(기존활용)¦ (28) FR-CV 3C/4.0㎟x1조 (TDI POWER)¦ (16) ECX 5C-2Vx1조 (CAMERA)(기존활용)¦ (16) UL 2919-AMESB 24AWG 4Px1조 (TDI)¦ (16) UTP Cat.5E 4Px2조 (TDI)¦ (16) ECX 5C-2Vx1조 (CAMERA)(기존활용)¦ (28) FR-CV 3C/4.0㎟x1조 (TDI POWER)¦ (16) UL 2919-AMESB 24AWG 4Px1조 (TDI)¦ (16) UTP Cat.5E 4Px2조 (TDI)¦ (28) ECX 5C-2Vx4조 (CAMERA)(기존활용)¦ (28) FR-CV 3C/4.0㎟x1조 (TDI POWER)¦ (P36:200x200x100)¦ (16) ECX 5C-2Vx1조 (CAMERA)(기존활용)¦ (P37:300x300x200)¦ 본선 TRAY 이용¦ C¦ A¦ (P35:100x100x100)¦ B¦ P-1¦ P-3¦ D¦ E¦ (28) OF-MM-12Core(난연)x1조 (TDI)¦ (28) OF-MM-12Core(난연)x1조 (TDI)¦ (28) OF-MM-12Core(난연)x1조 (TDI)¦ NOTE¦ 1. 광케이블, 전원/접지케이블 (OF-SM-4Core, CV 3C/2.5㎟)¦ 3. 승강장 ANT설치위치: 열차 진행방향 정거장 시종점부에 설치¦ 2. 광케이블, 전원/접지케이블 (OF-SM-8Core, CV 3C/2.5㎟)¦ F-CV 3C/2.5㎟x1조 (공간화상)(철거)¦ OF-SM-4Cx1조 [공간화상)(철거)¦ 본선 TRAY 이용¦ F-CV 3C/2.5㎟x1조 (공간화상)(철거)¦ OF-SM-4Cx1조 [공간화상)(철거)¦ F-CV 3C/2.5㎟x2조 (공간화상)(철거)¦ OF-SM-4Cx2조 [공간화상)(철거)¦ F-CV 3C/2.5㎟x1조 (공간화상)(철거)¦ OF-SM-4Cx1조 [공간화상)(철거)¦ (16) UL 2919-AMESB 24AWG 4Px1조 (TDI)¦ (16) UTP Cat.5E 4Px2조 (TDI)¦ (28) FR-CV 3C/4.0㎟x1조 (TDI POWER)¦ (28) OF-MM-12Core(난연)x1조 (TDI)¦ (16) UL 2919-AMESB 24AWG 4Px1조 (TDI)¦ (16) UTP Cat.5E 4Px2조 (TDI)¦ (28) FR-CV 3C/4.0㎟x1조 (TDI POWER)¦ (28) OF-MM-12Core(난연)x1조 (TDI)¦ vmh¦ vmh¦ vmh¦ (철거)¦ 지하철 913정거장¦ 선유도¦ 당산¦ 국회의사당¦ 1/400¦ S = 1 / 400¦ 913정거장 CCTV,TDI,시계설비 지하3층 철거평면도(1/2)¦ 913정거장 CCTV,TDI,시계설비 지하3층¦ 철거평면도(1/2)¦ T¦ 7¦ 0¦ 0¦ 5¦ 0¦ 3¦ 4¦ 0¦ 1¦ 3¦ CCTV(기존동축활용)¦ P¦
| 1단계_정거장 - 복사본 | 1단계_정거장 - 복사본 | 025. T7001034-008 904정거장 전화설비 지하2층 철거평면도(2_2).dwg | KEY PLAN¦ \A1;11400¦ \A1;22800¦ \A1;11400¦ \A1;3400¦ \A1;16000¦ \A1;3400¦ \A1;22800¦ \A1;8000¦ \A1;8000¦ (기설활용)¦ (16) UTP Cat.5E 4Px1조 (승강장 INT)¦ (16) UTP Cat.5E 4Px1조 (승강장 INT)¦ MATCH LINE DWG No. "S1-TA-S04-DB-011-1.dwg"¦ (P29:300x300X200)¦ (P31:300x300X200)¦ (P30:300x300X200)¦ (P32:300x300X200)¦ 3. 통신기계실 및 안전관리실 MAIN 분전반은 전기에서 설치한다.¦ 1. 음향유도기 전원은 전기콘센트를 이용한다.¦ NOTE¦ 2. 증폭기전원은 전기콘센트를 이용한다.¦ UP¦ UP¦ UP¦ UP¦ 승 강 장¦ 승 강 장¦ X11¦ X12¦ X13¦ X14¦ X15¦ X16¦ X17¦ X18¦ X19¦ X20¦ X21¦ X22¦ 7,500¦ 7,500¦ 7,500¦ 7,500¦ 7,500¦ 7,500¦ 7,500¦ 7,500¦ 7,500¦ 7,500¦ 7,500¦ Y00¦ Y02¦ Y04¦ Y01¦ Y03¦ Y00¦ Y01¦ Y02¦ Y03¦ Y04¦ 지하철 904정거장¦ 공항시장¦ 신방화¦ 마곡나루¦ 1/400¦ 904정거장 전화설비 지하2층 철거평면도(2/2)¦ S=1/400¦ 904정거장 전화설비 지하2층 철거평면도(2/2)¦ T¦ 7¦ 0¦ 0¦ 1¦ 0¦ 3¦ 4¦ 0¦ 0¦ 8¦ P¦ INT¦
| 1단계_정거장 - 복사본 | 1단계_정거장 - 복사본 | 044. T4009934-002 907정거장 종합무선중계설비 지하1층 평면도 (2_2).dwg | -¦ T¦ 0¦ 0¦ 0¦ 0¦ 0¦ 0¦ 0¦ 0¦ 0¦ 0¦ \A1;5,000¦ \A1;5,000¦ \A1;13,900¦ \A1;13,900¦ \A1;27,800¦ \A1;5,000¦ \A1;5,000¦ \A1;5,000¦ \A1;5,000¦ \A1;5,000¦ \A1;5,000¦ \A1;5,000¦ \A1;5,000¦ \A1;5,000¦ \A1;5,000¦ \A1;5,000¦ \A1;5,000¦ \A1;5,000¦ \A1;5,000¦ \A1;5,000¦ \A1;5,000¦ \A1;5,000¦ \A1;5,000¦ \A1;5,000¦ \A1;5,000¦ \A1;5,000¦ \A1;5,000¦ \A1;2,500¦ \A1;2,500¦ \A1;140,000¦ \A1;5,000¦ \A1;5,000¦ \A1;5,000¦ T¦ 0¦ 0¦ 0¦ 0¦ 0¦ 0¦ 0¦ 0¦ 0¦ 0¦ 양천향교¦ 가양¦ 증미¦ HFC-12D-FR (신설)¦ HFC-12D-FR (신설)¦ HFC-12D-FR (신설)¦ 2D¦ 2D¦ 임대상가3¦ 임대상가1¦ 임대상가2¦ (28) HFC-12D-FR (대합실 복합통신)¦ P¦ (28) HFC-12D-FR (대합실 복합통신)¦ (28) HFC-12D-FR (대합실 복합통신)¦ (28) HFC-12D-FR (대합실 복합통신)¦ (28) HFC-12D-FR (대합실 복합통신)¦ (P13:100x100x100)¦ (P12:100x100x100)¦ (P11:100x100x100)¦ (P10:100x100x100)¦ (P9:100x100x100)¦ P¦ P¦ P¦ 2D¦ P¦ 외부출입구¦ 외부출입구¦ 내부계단¦ 외부출입구¦ 화 장 실¦ 용역원대기실¦ 용역¦ 내부계단¦ 창고¦ 내부계단¦ 내부계단¦ 외부출입구¦ UP¦ UP¦ UP¦ UP¦ UP¦ UP¦ UP¦ UP¦ UP¦ DN¦ DN¦ DN ¦ DN¦ DN¦ DN¦ 방범셔터¦ 대 합 실¦ 창고¦ 대 합 실¦ 편 의 점 ¦ 발매기실¦ Y02¦ Y01¦ Y00¦ X34¦ X20¦ X24¦ X23¦ X22¦ X21¦ X19¦ X18¦ X43¦ X47¦ X46¦ X45¦ X44¦ X42¦ X41¦ X40¦ X39¦ X38¦ X37¦ X36¦ X35¦ X30¦ X33¦ X32¦ X31¦ X29¦ X28¦ X27¦ X26¦ X25¦ KEY PLAN¦ MATCH LINE DWG No. "S1-TA-S07-DB-024-0"¦ 907정거장 열차무선설비 지하1층 평면도 (2/2)¦ 907정거장 열차무선설비 지하1층 평면도 (2/2)¦ S = 1 / 400¦ 1/400¦ 양천향교¦ 가양¦ 증미¦ T¦ 4¦ 0¦ 0¦ 9¦ 9¦ 3¦ 4¦ 0¦ 0¦ 2¦ P¦ 2D¦
| 1단계_정거장 - 복사본 | 1단계_정거장 - 복사본 | 018. T7001034-001 917정거장 전화설비 지하1층 신설평면도 (1_2).dwg | INT¦ AMP¦ 배선반¦ H¦ M¦ IP¦ \A1;7,500¦ \A1;7,500¦ \A1;7,500¦ \A1;7,500¦ \A1;7,500¦ \A1;7,500¦ \A1;7,500¦ \A1;7,500¦ \A1;7,500¦ \A1;7,500¦ \A1;5,500¦ \A1;45,000¦ \A1;7,500¦ \A1;7,500¦ \A1;7,500¦ \A1;7,500¦ \A1;7,500¦ \A1;7,500¦ \A1;80,500¦ \A1;7,070¦ \A1;9,160¦ \A1;9,160¦ \A1;3,300¦ \A1;28,690¦ DN¦ 1. 일반교환기에 수용된 전화기는 IP전화기로 교체한다.¦ NOTE¦ 2. 콜폰, E/L폰, 승강장 비상통화장치도 교체한다.¦ 3. 전화 및 인터폰 구간의 배선배관은 기존활용한다.¦ E/V¦ 3. 통신기계실 및 안전관리실 MAIN 분전반은 전기에서 설치한다.¦ (16) UTP Cat.5E 4Px2조 (용역원대기실)¦ (16) 인터폰선 0.6x2Px4조 (INT)¦ B¦ UTP Cat.5E 4Px2조 (편의점)¦ UTP Cat.5E 25Px2조 (안전관리실)¦ TRAY (600x150)¦ DOWN TO 통신기계실 ACCESS FLOOR¦ C¦ UTP Cat.5E 4Px2조 (용역원대기실)¦ UTP Cat.5E 25Px2조 (전기실)¦ UTP Cat.5E 4Px2조 (이동통신기계실)¦ OF-MM-4CORE(난연)x1조 (안전관리실)¦ UTP Cat.5E 25Px2조 (CONSOLE CONTROL, LSE)¦ A¦ (54)x2 SPARE (KT.LINE)¦ UTP Cat.5E 4Px2조 (공조기계실-1)¦ UTP Cat.5E 4Px2조 (공조기계실-2)¦ UTP Cat.5E 4Px3조 (승강장 공중전화)¦ UTP Cat.5E 4Px6조 (대합실 공중전화)¦ UTP Cat.5E 4Px4조 (임대상가1,2)¦ (54)x2 SPARE (KT.LINE)¦ UTP Cat.5E 25Px1조 (CONSOLE CONTROL)¦ 인터폰선 0.6x2Px4조 (INT)¦ UTP Cat.5E 4Px2조 (공조기계실-2)¦ UTP Cat.5E 25Px2조 (안전관리실)¦ OF-MM-4CORE(난연)x1조 (안전관리실)¦ UTP Cat.5E 4Px4조 (임대상가)¦ UTP Cat.5E 4Px3조 (대합실 공중전화)¦ L¦ TRAY (300x100)¦ UTP Cat.5E 4Px2조 (편의점)¦ UTP Cat.5E 4Px3조 (승강장 INT)¦ KEY PLAN¦ X00¦ X01¦ X02¦ X03¦ X04¦ X05¦ X06¦ X07¦ X08¦ X09¦ X10¦ X-01¦ X-02¦ X-03¦ X-04¦ X-05¦ Y04¦ Y02¦ Y00¦ Y01¦ Y03¦ X-06¦ 전 기 실¦ 복 도¦ 119구조대 사무실¦ 용역원대기실¦ CO2실¦ 비상전원실¦ 대 합 실¦ 발매기실 1¦ 편 의 점¦ 공조기계실 1¦ 화장실 3 (FREE)¦ DN¦ DN¦ DN¦ UP¦ UP¦ UP¦ UP¦ UP¦ UP¦ 통신기계실¦ 방범셔터¦ 방범셔터¦ 외부출입구 4¦ 내부계단 4¦ 외부출입구 5¦ 외부출입구 1¦ 내부계단 1¦ 외부출입구 6¦ 외부엘리베이터 2¦ 용역창고¦ DN¦ UP¦ UP¦ UP¦ UP¦ 본선환기실¦ 119구조대 창고¦ 119구조대 복도¦ 119구조대¦ 119구조대¦ 119구조대 침실 3¦ 샤워실 2¦ 샤워실 3¦ 119구조대 샤워실 1¦ 이동통신기계실¦ 119구조대 침실 2¦ 119구조대 침실 1¦ MATCH LINE DWG No. "S1-TA-S17-DB-010-0"¦ 1. 음향유도기 전원은 전기콘센트를 이용한다.¦ NOTE¦ 2. 증폭기전원은 전기콘센트를 이용한다.¦ 지상E/L¦ K¦ UTP Cat.5E 4Px3조 (승강장 공중전화)¦ H¦ TRAY (300x100)¦ UTP Cat.5E 25Px2조 (CONSOLE CONTROL, LSE)¦ 인터폰선 0.6x2Px4조 (INT)¦ UTP Cat.5E 4Px2조 (공조기계실-2)¦ UTP Cat.5E 25Px2조 (안전관리실)¦ OF-MM-4CORE(난연)x1조 (안전관리실)¦ UTP Cat.5E 4Px6조 (대합실 공중전화)¦ I¦ UTP Cat.5E 25Px2조 (CONSOLE CONTROL, LSE)¦ 인터폰선 0.6x2Px4조 (INT)¦ UTP Cat.5E 25Px2조 (전기실)¦ UTP Cat.5E 25Px2조 (안전관리실)¦ OF-MM-4CORE(난연)x1조 (안전관리실)¦ UTP Cat.5E 4Px6조 (대합실 공중전화)¦ E¦ UTP Cat.5E 4Px2조 (편의점)¦ UTP Cat.5E 4Px3조 (승강장 공중전화)¦ UTP Cat.5E 4Px2조 (이동통신기계실)¦ UTP Cat.5E 4Px2조 (공조기계실-1)¦ UTP Cat.5E 4Px2조 (공조기계실-2)¦ (28) UTP Cat.5E 25Px2조 (전기실)¦ F¦ TRAY (300x100)¦ UTP Cat.5E 4Px3조 (승강장 공중전화)¦ D¦ DOWN TO 지하 2층¦ TRAY (900x150)¦ UTP 25P¦ [TB No.1]¦ x2¦ 수공¦ (16) UTP Cat.5E 4Px2조 (용역원대기실)¦ (16) 인터폰선 0.6x2Px4조 (INT)¦ UTP Cat.5E 25Px2조 (CONSOLE CONTROL, LSE)¦ 인터폰선 0.6x2Px8조 (INT)¦ UTP Cat.5E 4Px3조 (승강장 INT)¦ UTP Cat.5E 4Px3조 (승강장 공중전화)¦ TRAY (900x150)¦ DOWN TO 지하 2층¦ (16) 인터폰선 0.6x2Px4조 (INT)¦ DOWN TO CP PANEL¦ (16) 인터폰선 0.6x2Px4조 (INT)¦ (16) UTP Cat.5E 4Px2조 (공조기계실-1)¦ (54)x2 SPARE (KT.LINE)¦ UTP Cat.5E 4Px2조 (공조기계실-2)¦ UTP Cat.5E 25Px2조 (안전관리실)¦ OF-MM-4CORE(난연)x1조 (안전관리실)¦ TRAY (300x100)¦ H¦ L¦ (P8:200x200x100)¦ (P4:200x200x100)¦ (16) 인터폰선 0.6x2Px4조 (INT)¦ x2¦ x2¦ x2¦ x2¦ (700x400x100)¦ (700x400x100)¦ TRAY (300x100)¦ UTP Cat.5E 4Px4조 (임대상가)¦ UTP Cat.5E 4Px2조 (노량진역 역무실)¦ UTP Cat.5E 4Px4조 (임대상가)¦ UTP Cat.5E 4Px2조 (편의점)¦ UTP Cat.5E 4Px2조 (이동통신기계실)¦ UTP Cat.5E 25Px2조 (CONSOLE CONTROL, LSE)¦ 인터폰선 0.6x2Px4조 (INT)¦ UTP Cat.5E 4Px2조 (공조기계실-2)¦ UTP Cat.5E 25Px2조 (안전관리실)¦ OF-MM-4CORE(난연)x1조 (안전관리실)¦ UTP Cat.5E 4Px6조 (대합실 공중전화)¦ G¦ TRAY (300x100)¦ UTP Cat.5E 4Px4조 (임대상가)¦ UTP Cat.5E 4Px2조 (편의점)¦ UTP Cat.5E 4Px2조 (이동통신기계실)¦ UTP Cat.5E 4Px3조 (승강장 공중전화)¦ (P3:200x200x100)¦ A¦ (P6:200x200x100)¦ D¦ C¦ x2¦ x2¦ x2¦ x2¦ (16) UTP Cat.5E 4Px2조 (공조기계실-1)¦ E¦ B¦ (16) UTP Cat.5E 4Px2조 (침실1)¦ Hi-PVC 54mmx4조¦ (16) UTP Cat.5E 4Px2조 (이동통신기계실)¦ G¦ F¦ I¦ UTP Cat.5E 4Px4조 (임대상가)¦ (P5:300x300x200)¦ (16) UTP Cat.5E 4Px2조 (침실2)¦ (36) SPARE (전기실)¦ UTP Cat.5E 4Px3조 (대합실 공중전화)¦ UTP 25P¦ [TB No.2]¦ 공중전화¦ (P9:200x200x100)¦ (54)x2 SPARE (KT.LINE)¦ J¦ KT. MANHOLE ¦ (충신 8-2 직5)¦ UTP Cat.5E 4Px3조 (승강장 INT)¦ UTP Cat.5E 4Px3조 (승강장 INT)¦ UTP Cat.5E 4Px3조 (승강장 INT)¦ UTP Cat.5E 4Px3조 (승강장 INT)¦ 천정형UTP25P-2¦ (16) 인터폰선 0.6x2Px각1조 (콜폰)¦ (28) UTP Cat.5E 25Px1조 (콜폰)¦ (기계분야 인터폰 모장치)¦ 인터폰선 0.6x2Px4조 (INT)¦ (16) UTP Cat.5E 4Px3조 (편의점)¦ (28) UTP Cat.5E 25Px1조 (콜폰)¦ UTP Cat.5E 25Px1조 (콜폰)¦ UTP Cat.5E 25Px1조 (콜폰)¦ UTP Cat.5E 25Px1조 (콜폰)¦ UTP Cat.5E 25Px1조 (콜폰)¦ UTP Cat.5E 25Px1조 (콜폰)¦ UTP Cat.5E 4Px1조 (편의점)¦ (600x600x300)¦ UTP Cat.5E 4Px2조 (119구조대)¦ UTP Cat.5E 4Px6조 (119구조대 침실x3)¦ (22) UTP Cat.5E 4Px4조 (119구조대,침실1)¦ UTP Cat.5E 4Px8조 (119구조대 침실x3)¦ 1.2¦ (22) UTP Cat.5E 4Px4조 (침실2,3)¦ (P7:100x100x100)¦ 3-1~4¦ 3-5~8¦ 4-21~24¦ 4-25~28¦ 4-31~34¦ 4-35~38¦ 4-11~14¦ 4-15~18¦ 4-1~4¦ 4-5~8¦ 3-41~44¦ 3-45~48¦ 3-21~24¦ 3-25~28¦ 3-31~34¦ 3-35~38¦ TB2¦ 32¦ 26¦ 27¦ 29¦ 28¦ 30¦ 31¦ M¦ (22) UTP Cat.5E 4Px3조 (대합실 공중전화)¦ M¦ UTP Cat.5E 25Px2조 (CONSOLE CONTROL, LSE)¦ 인터폰선 0.6x2Px4조 (INT)¦ UTP Cat.5E 4Px2조 (공조기계실-2)¦ UTP Cat.5E 25Px2조 (안전관리실)¦ OF-MM-4CORE(난연)x1조 (안전관리실)¦ UTP Cat.5E 4Px6조 (대합실 공중전화)¦ J¦ UTP Cat.5E 4Px2조 (편의점)¦ TRAY (300x100)¦ UTP Cat.5E 4Px4조 (임대상가)¦ UTP Cat.5E 25Px1조 (콜폰)¦ K¦ UTP Cat.5E 25Px2조 (안전관리실)(신설)¦ UTP Cat.5E 25Px2조 (안전관리실)(신설)¦ UTP Cat.5E 25Px2조 (안전관리실)(신설)¦ UTP Cat.5E 25Px2조 (안전관리실)(신설)¦ UTP Cat.5E 25Px2조 (안전관리실)(신설)¦ UTP Cat.5E 25Px2조 (안전관리실)(신설)¦ UTP Cat.5E 25Px2조 (안전관리실)(신설)¦ OF-SM-24Core(난연)x1조 (안전관리실)(신설)¦ OF-SM-24Core(난연)x1조 (안전관리실)(신설)¦ OF-SM-24Core(난연)x1조 (안전관리실)(신설)¦ OF-SM-24Core(난연)x1조 (안전관리실)(신설)¦ OF-SM-24Core(난연)x1조 (안전관리실)(신설)¦ 1. 일반교환기에 수용된 전화기는 안전관리실만 IP전화기로 교체한다.¦ NOTE¦ 2. 콜폰, E/L폰, 승강장 비상통화장치도 교체한다.¦ 3. 전화 및 인터폰 구간의 배선배관은 기존활용한다.¦ 지하철 917정거장¦ 샛강¦ 노량진¦ 노들¦ 1/400¦ 917정거장 전화설비 지하1층 신설평면도(1/2)¦ S = 1/400¦ 917정거장 전화설비 지하1층 신설평면도(1/2)¦ T¦ 7¦ 0¦ 0¦ 1¦ 0¦ 3¦ 4¦ 0¦ 0¦ 1¦ (기설활용)¦ P¦
| 1단계_정거장 - 복사본 | 1단계_정거장 - 복사본 | 051. T7009934-006 912정거장 출입통제설비 지하2층 철거 평면도 (2_2).dwg | C/R¦ ACU¦ CCTV¦ P¦ \A1;2,400¦ \A1;30,700¦ \A1;12,950¦ \A1;2,400¦ \A1;12,950¦ \A1;30,000¦ \A1;7,500¦ \A1;7,500¦ \A1;7,500¦ \A1;86,250¦ \A1;7,500¦ \A1;7,500¦ \A1;7,500¦ \A1;7,500¦ \A1;7,500¦ \A1;7,500¦ \A1;3,750¦ \A1;7,500¦ \A1;7,500¦ \A1;21,750¦ \A1;34,500¦ MATCH LINE DWG No. "S1-TA-S12-DB-020-0"¦ TRAY (600x150)¦ UTP Cat.5E 4Px10조 (출입통제)¦ DOWN TO 통신기계실 ACCESS FLOOR¦ KEY PLAN¦ X25¦ X26¦ X27¦ X28¦ X29¦ X30¦ X31¦ X32¦ X33¦ X34¦ X35¦ X36¦ Y00¦ Y02¦ Y03¦ Y06¦ Y04¦ DN¦ DN¦ UP¦ ELEV.¦ ELEV.¦ ELEV.¦ 공조기계실2¦ 물탱크실¦ 창 고¦ 통신신호기계실¦ 편의점¦ 발매기실¦ 대합실¦ 운전취급실¦ ELEV.¦ AF-2¦ 912 정거장¦ STA.13km796.097¦ 임대상가2¦ UTP Cat.5E 4Px6조 (출입통제)¦ UTP Cat.5E 4Px6조 (출입통제)¦ UTP Cat.5E 4Px8조 (출입통제)¦ UTP Cat.5E 4Px8조 (출입통제)¦ UTP Cat.5E 4Px10조 (출입통제)¦ UTP Cat.5E 4Px10조 (출입통제)¦ (16)UTP Cat.5E 4Px2조 (출입통제)¦ (16)UTP Cat.5E 4Px2조 (출입통제)¦ 912정거장 출입통제설비 지하2층 철거 평면도 (2/2)¦ 912정거장 출입통제설비 지하2층 철거 평면도 (2/2)¦ S = 1 / 400¦ 1/400¦ 지하철 912정거장¦ 신목동¦ 선유도¦ 당산¦ T¦ 7¦ 0¦ 0¦ 9¦ 9¦ 3¦ 4¦ 6¦ 0¦ 0¦ P¦
| 1단계_정거장 - 복사본 | 1단계_정거장 - 복사본 | 019. T7001034-002 914정거장 전화설비 지하1층 신설평면도 (2_2).dwg | \A1;27,000¦ \A1;7,500¦ \A1;7,500¦ \A1;7,500¦ \A1;7,500¦ \A1;7,500¦ \A1;7,500¦ \A1;8,130¦ \A1;7,500¦ \A1;7,500¦ \A1;7,500¦ \A1;7,500¦ \A1;7,500¦ \A1;7,500¦ \A1;10,000¦ \A1;20,980¦ \A1;5490¦ \A1;5490¦ 1. 일반교환기에 수용된 전화기는 IP전화기로 교체한다.¦ NOTE¦ 2. 콜폰, E/L폰, 승강장 비상통화장치도 교체한다.¦ 3. 전화 및 인터폰 구간의 배선배관은 기존활용한다.¦ MATCH LINE DWG No. "S1-TA-S14-DB-009-0"¦ 1. 음향유도기 전원은 전기콘센트를 이용한다.¦ NOTE¦ 2. 증폭기전원은 전기콘센트를 이용한다.¦ 3. 실 및 안전관리실 MAIN 분전반은 전기에서 설치한다.¦ KEY PLAN¦ 98,130¦ X09¦ X10¦ X11¦ X12¦ X13¦ X14¦ X15¦ X16¦ X17¦ X18¦ X19¦ X20¦ X21¦ X22¦ Y00¦ Y01¦ Y02¦ Y03¦ DN¦ 본선환기실¦ 공조기계실 2¦ 내부계단 2¦ 914 정거장¦ STA.16km294.519¦ x2¦ (P2:200x200x100)¦ (16) UTP Cat.5E 4Px2조 (공조기계실-2)¦ DOWN TO 지하 2층¦ (16) UTP Cat.5E 4Px2조 (공조기계실-2)¦ 3-11~14¦ 3-15~18¦ 1. 일반교환기에 수용된 전화기는 안전관리실만 IP전화기로 교체한다.¦ NOTE¦ 2. 콜폰, E/L폰, 승강장 비상통화장치도 교체한다.¦ 3. 전화 및 인터폰 구간의 배선배관은 기존활용한다.¦ 지하철 914정거장¦ 당산¦ 국회의사당¦ 여의도¦ 1/400¦ 914정거장 전화설비 지하1층 신설평면도(2/2)¦ S = 1/400¦ 914정거장 전화설비 지하1층 신설평면도(2/2)¦ T¦ 7¦ 0¦ 0¦ 1¦ 0¦ 3¦ 4¦ 0¦ 0¦ 2¦ (기설활용)¦ P¦
| 1단계_정거장 - 복사본 | 1단계_정거장 - 복사본 | 014. T1001026-010 907정거장 AFC CABLE WIRING DIAGRAM (철거).dwg | D/I MUX (ROUTER)¦ (통신기계실)¦ 분전반 (전기시설분)¦ (안전관리실)¦ AFC 접지단자함¦ (안전관리실)¦ DPC BOX¦ 인터콤 모장치¦ SMS (S/W HUB)¦ (안전관리실)¦ 통로 안내표시기 (AIS)¦ 주제어장치 (안전관리실)¦ EM GATE¦ CONTROL BOX¦ AGM 11형 (No.1)¦ AGM 12/6형 (No.2)¦ AGM 8형 (No.3)¦ AGM 8형 (No.5)¦ AGM 10형 (No.6) (HUB)¦ ATVM (No.1~2)¦ STP Cat.5E 4Px1조¦ F-GV 4.0㎟x2조¦ F-GV 4.0㎟x1조¦ F-GV 4.0㎟x1조¦ FR-CV 2C/4.0㎟x1조¦ EM. GATE (No.1) (개폐장치)¦ STP Cat.5E 4Px2조¦ FR-CVVS 4C/2.5㎟x1조 (DPC)¦ 접지단자함¦ F-GV 50㎟x1조 (통신시공분)¦ FR-CV 3C/4.0㎟x2조¦ FR-CV 3C/4.0㎟x1조¦ FR-CV 3C/4.0㎟x1조¦ FR-CV 3C/4.0㎟x1조¦ FR-CV 3C/4.0㎟x1조¦ STP Cat.5E 4Px1조¦ AAM (No.1)¦ STP Cat.5E 4Px1조¦ F-GV 4.0㎟x1조¦ FR-CV 3C/4.0㎟x1조¦ (안전관리실)¦ (안전관리실)¦ CROSS AISLE CABLE¦ CROSS AISLE CABLE¦ CROSS AISLE CABLE¦ CROSS AISLE CABLE¦ (승강장)¦ 통로안내표시기 (AIM)¦ S/W HUB¦ (발매기실)¦ 분전반 (전기시설분)¦ (발매기실)¦ AFC 접지단자함¦ (발매기실)¦ 통로안내표시기 (AIM)¦ AGM 11형 (No.7)¦ AGM 12/6형 (No.8)¦ AGM 8형 (No.9)¦ AGM 8형 (No.11)¦ AGM 10형 (No.12) (HUB)¦ ATVM (No.3~4)¦ EM. GATE (No.2) (개폐장치)¦ AAM (No.2)¦ 환급기 (No.2)¦ OF-MM-4Cx1조¦ F-GV 4.0㎟x1조¦ FR-CV 2C/4.0㎟x1조¦ FR-CVVS 4C/2.5㎟x1조 (DPC)¦ CPEV 0.65/5Px1조 (INT)¦ CPEV 0.65/5Px1조 (INT)¦ CPEV 0.65/5Px1조 (INT)¦ CPEV 0.65/5Px1조 (INT)¦ FR-CV 3C/4.0㎟x1조¦ F-GV 50㎟x1조 (통신시공분)¦ FR-CV 3C/4.0㎟x1조¦ FR-CV 3C/4.0㎟x1조¦ FR-CV 3C/4.0㎟x1조¦ FR-CV 3C/4.0㎟x1조¦ FR-CV 3C/4.0㎟x1조¦ FR-CV 3C/4.0㎟x1조¦ CROSS AISLE CABLE¦ CROSS AISLE CABLE¦ CROSS AISLE CABLE¦ CROSS AISLE CABLE¦ STP Cat.5E 4Px2조¦ STP Cat.5E 4Px1조¦ CPEV 0.9/5Px1조¦ F-GV 4.0㎟x1조¦ F-GV 4.0㎟x1조¦ F-GV 4.0㎟x1조¦ F-GV 4.0㎟x1조¦ FR-CV 3C/4.0㎟x1조¦ STP Cat.5E 4Px1조¦ UTP Cat.5E 4Px1조¦ UTP Cat.5E 4Px1조¦ AGM 8형 (No.4)¦ AGM 8형 (No.10)¦ CROSS AISLE CABLE¦ FR-CV 3C/4.0㎟x1조¦ CROSS AISLE CABLE¦ STP Cat.5E 4Px1조¦ STP Cat.5E 4Px1조¦ STP Cat.5E 4Px1조¦ STP Cat.5E 4Px1조¦ STP Cat.5E 4Px1조¦ STP Cat.5E 4Px1조¦ STP Cat.5E 4Px1조¦ UTP Cat.5E 4Px1조¦ OF-SM-2Cx1조¦ UTP Cat.5E 4Px1조¦ OF-SM-2Cx1조¦ FR-CV 3C/4.0㎟x1조¦ 화재수신반¦ STP Cat.5E 4Px1조¦ F-GV 4.0㎟x1조¦ FR-CV 3C/4.0㎟x1조¦ FR-CV 3C/4.0㎟x1조¦ CPEV 0.65/5Px1조 (INT)¦ CPEV 0.65/5Px1조 (INT)¦ 환급기 (No.1)¦ STP Cat.5E 4Px1조¦ F-GV 4.0㎟x1조¦ FR-CV 3C/4.0㎟x1조¦ STP Cat.5E 4Px1조¦ STP Cat.5E 4Px1조¦ STP Cat.5E 4Px1조¦ STP Cat.5E 4Px1조¦ STP Cat.5E 4Px1조¦ 907정거장 AFC CABLE WIRING DIAGRAM (철거)¦ 907정거장 AFC CABLE WIRING DIAGRAM (철거)¦ S = NONE¦ NONE¦ 지하철 907정거장¦ 양천향교¦ 가양¦ 증미¦ T¦ 1¦ 0¦ 0¦ 1¦ 0¦ 2¦ 6¦ 0¦ 0¦ 1¦
| 1단계_정거장 - 복사본 | 1단계_정거장 - 복사본 | 043. T7003034-007 913정거장 방송설비 지하3층 신설평면도 (2_2).dwg | \A1;88,378¦ \A1;88,378¦ \A1;3,378¦ \A1;7,500¦ \A1;7,500¦ \A1;7,500¦ \A1;7,500¦ \A1;7,500¦ \A1;7,500¦ \A1;7,500¦ \A1;7,500¦ \A1;7,500¦ \A1;7,500¦ \A1;5,000¦ \A1;5,000¦ \A1;21,370¦ \A1;6,750¦ \A1;7,800¦ \A1;6,820¦ S = 1 / 400¦ 903정거장 방송설비 지하1층 신설평면도(2/2)¦ 1/400¦ 904정거장 방송설비 지하1층 신설평면도 (1/2)¦ 0¦ 0¦ 0¦ -¦ 0¦ 0¦ 0¦ 0¦ (기설활용)¦ -¦ T¦ 7¦ 0¦ 0¦ 3¦ 0¦ 3¦ 4¦ 0¦ 1¦ 6¦ : (16) HIV 1.5㎟x2조¦ NOTE¦ : (16) HIV 1.5㎟x5조¦ : (16) HIV 1.5㎟x6조¦ : (22) HIV 1.5㎟x7조¦ : (22) HIV 1.5㎟x8조¦ : (22) HIV 1.5㎟x10조¦ : (16) HIV 1.5㎟x4조¦ : (16) HIV 1.5㎟x3조¦ 정화조¦ KEY PLAN¦ MATCH LINE DWG No. "S1-TA-S13-DB-022-0"¦ X31¦ X32¦ X33¦ X34¦ X35¦ X36¦ X37¦ X38¦ X39¦ X40¦ X41¦ X42¦ X43¦ Y00¦ Y02¦ Y05¦ Y07¦ Y01¦ Y03¦ Y06¦ Y04¦ UP¦ PSD기계실¦ 내부계단4¦ 913 정거장¦ STA.14km831.097¦ 벽부형 5W : 4 EA¦ 천정형 5W : 20 EA¦ 벽부형 3W : 1 EA¦ 지하철 913정거장¦ 선유도¦ 당산¦ 국회의사당¦ S = 1 / 400¦ 913정거장 방송설비 지하3층 신설평면도(2/2)¦ 1/400¦ 913정거장 방송설비 지하3층 신설평면도 (2/2)¦ (기설활용)¦ T¦ 7¦ 0¦ 0¦ 3¦ 0¦ 3¦ 4¦ 0¦ 0¦ 7¦
| 1단계_정거장 - 복사본 | 1단계_정거장 - 복사본 | 019. T7001034-003 909정거장 전화설비 지하2층 신설평면도 (1_2).dwg | \A1;30,000¦ \A1;64,959¦ \A1;94,959¦ \A1;7,500¦ \A1;7,500¦ \A1;7,500¦ \A1;5,000¦ \A1;5,000¦ \A1;5,000¦ \A1;5,000¦ \A1;5,000¦ \A1;5,000¦ \A1;5,000¦ \A1;5,000¦ \A1;5,000¦ \A1;5,000¦ \A1;5,000¦ \A1;2,460¦ \A1;7,500¦ \A1;7,500¦ \A1;7,900¦ \A1;7,900¦ \A1;28,000¦ \A1;6,100¦ \A1;6,100¦ 1. 일반교환기에 수용된 전화기는 IP전화기로 교체한다.¦ NOTE¦ 2. 콜폰, E/L폰, 승강장 비상통화장치도 교체한다.¦ 3. 전화 및 인터폰 구간의 배선배관은 기존활용한다.¦ MATCH LINE DWG No. "S1-TA-C09-DB-012-0"¦ C¦ F¦ (22) UTP Cat.5E 4Px3조 (승강장 공중전화)¦ A¦ (22) UTP Cat.5E 4Px3조 (승강장 공중전화)¦ B¦ (16) UTP Cat.5E 4Px2조 (승강장 INT)¦ (22) UTP Cat.5E 4Px3조 (승강장 공중전화)¦ C¦ (16) UTP Cat.5E 4Px1조 (승강장 INT)¦ (22) UTP Cat.5E 4Px3조 (승강장 공중전화)¦ D¦ (22) UTP Cat.5E 4Px3조 (승강장 공중전화)¦ E¦ (16) UTP Cat.5E 4Px2조 (승강장 INT)¦ (22) UTP Cat.5E 4Px3조 (승강장 공중전화)¦ F¦ (16) UTP Cat.5E 4Px1조 (승강장 INT)¦ 1. 음향유도기 전원은 전기콘센트를 이용한다.¦ NOTE¦ 2. 증폭기전원은 전기콘센트를 이용한다.¦ 3. 통신기계실 및 안전관리실 MAIN 분전반은 전기에서 설치한다.¦ (22) UTP Cat.5E 4Px3조 (승강장 INT)¦ (22) UTP Cat.5E 4Px3조 (승강장 INT)¦ KEY PLAN¦ Y04¦ Y03¦ Y02¦ Y01¦ Y00¦ X00¦ X01¦ X02¦ X03¦ X04¦ X06¦ X08¦ X10¦ X12¦ X14¦ X-01¦ UP¦ UP¦ PSD기계실1¦ 승강장¦ PSD기계실2¦ 승강장¦ 909 정거장¦ STA.10km845.167¦ (P10:300x300x200)¦ (P12:300x300x200)¦ (P18:300x300x200)¦ (P20:300x300x200)¦ (P22:500x500x300)¦ (P14:500x500x300)¦ (P15:500x500x300)¦ (P23:500x500x300)¦ UP TO 지하1층¦ TRAY (900x150)¦ UTP Cat.5E 4Px3조 (승강장 공중전화)¦ UP TO 지하1층¦ TRAY (900x150)¦ UTP Cat.5E 4Px3조 (승강장 공중전화)¦ (16) UTP Cat.5E 4Px1조 (승강장 INT)¦ (16) UTP Cat.5E 4Px1조 (승강장 INT)¦ (16) UTP Cat.5E 4Px1조 (승강장 INT)¦ (16) UTP Cat.5E 4Px1조 (승강장 INT)¦ A¦ D¦ B¦ E¦ (16) 인터폰선 0.6x2Px4조 (INT)¦ DOWN TO CP PANEL¦ (16) 인터폰선 0.6x2Px4조 (INT)¦ DOWN TO CP PANEL¦ A¦ D¦ B¦ E¦ (P19:300x300x200)¦ (P11:300x300x200)¦ UTP Cat.5E 4Px3조 (승강장 INT)¦ (P13:500x500x300)¦ B¦ UTP Cat.5E 4Px3조 (승강장 INT)¦ (P21:500x500x300)¦ E¦ 1. 일반교환기에 수용된 전화기는 안전관리실만 IP전화기로 교체한다.¦ NOTE¦ 2. 콜폰, E/L폰, 승강장 비상통화장치도 교체한다.¦ 3. 전화 및 인터폰 구간의 배선배관은 기존활용한다.¦ 지하철 909정거장¦ 가양¦ 등촌¦ 염창¦ 1/400¦ 909정거장 전화설비 지하2층 신설평면도(1/2)¦ S = 1/400¦ 909정거장 전화설비 지하2층 신설평면도(1/2)¦ T¦ 7¦ 0¦ 0¦ 1¦ 0¦ 3¦ 4¦ 0¦ 0¦ 3¦ (기설활용)¦ INT¦ P¦
| 1단계_정거장 - 복사본 | 1단계_정거장 - 복사본 | 004. T1001004-001 정거장 통신설비 계통도.dwg | ¦ ¦ ¦ ¦ ¦ ¦ 12:00¦ CCTV CONT.S¦ RADIO CONT,S¦ DATA¦ VIDEO¦ INTERFACE¦ Gigabit¦ Ethernet¦ VOICE¦ ¦ O.F¦ O.F¦ ....¦ MONITOR(차량내)¦ IP-MPLS 시리얼장치¦ TIME TABLE DATA¦ NVR¦ MONITOR¦ AFC¦ MIS¦ PC¦ PRINTER¦ FAX¦ PA AMPS¦ DTS¦ CONTROLLER¦ RTU¦ RTU¦ 배 선 반¦ LTE-R¦ MAINTENANCE¦ RADIO¦ 누설동축¦ 누설동축¦ TALK BACK¦ TALK BACK¦ TUNNEL SIDE¦ ¦ ¦ ¦ ¦ ¦ ¦ ¦ ¦ ¦ ¦ ¦ ¦ FM¦ PROCESSING DATA¦ PLATFORM¦ DMB¦ 종합무선¦ 중계설비¦ 소방¦ 경찰¦ 열차무선¦ 기 지 국 / DU¦ NTP¦ 열차 운행 정보¦ 차량이동국,¦ 휴대기¦ 전철기, 신호기, 궤도회로, ATC¦ 신호제어정보¦ 행선안내게시기¦ 카메라¦ 승강장 감시용¦ 그룹 조작반¦ 관련설비¦ 구내전화¦ 역내 자동 안내 방송¦ 신호기계실¦ 안전관리실¦ 신호 제어반 CRT¦ 전력 사령 전화¦ 전기 설비¦ 변전 사령 전화¦ 전기 설비¦ 카메라¦ 안내 게시기¦ 전 기 실¦ 변 전 실¦ 연선전화¦ FM, DMB 재방송, 경찰, 소방¦ 자장치¦ 주 장 치¦ 운 전 취 급 실¦ 운전 사령 전화¦ 역간 ¦ 직통전화¦ ¦ ¦ ¦ M¦ M¦ 안테나¦ SIGNAL¦ TO : MIS Router¦ 정거장 통신 설비 계통도¦ S = NONE¦ 카메라¦ 신호 사령 전화¦ 카메라¦ HUB¦ 사령전화¦ 방재사령전화¦ 영상¦ CONTROLLER¦ PDA¦ NVR¦ 사령원격방송, 승강장 방송¦ LTE-R¦ 9호선 전송망 IP-MPLS¦ MIS NETWORK¦ 열차무선¦ 기 지 국 / RRU¦ 전화¦ 통신 사령¦ 동케이블¦ CTC 설비¦ TO : CTC ¦ Router¦ TO : AFC Router¦ PSD¦ 설비¦ TO : PSD Router¦ 공통¦ 정거장 통신 설비 계통도¦ NONE¦ T¦ 1¦ 0¦ 0¦ 1¦ 0¦ 0¦ 4¦ 0¦ 0¦ 1¦
| 1단계_정거장 - 복사본 | 1단계_정거장 - 복사본 | 036. T7005034-008 901정거장 CCTV,TDI,시계설비 지상3층 철거평면도.dwg | \A1;10,000¦ \A1;8,000¦ \A1;8,000¦ \A1;6,980¦ \A1;5,200¦ \A1;26,000¦ \A1;8,000¦ \A1;8,000¦ \A1;8,000¦ \A1;8,000¦ \A1;8,000¦ \A1;8,000¦ \A1;8,000¦ \A1;8,000¦ \A1;8,000¦ \A1;90,200¦ \A1;7,800¦ \A1;3,200¦ \A1;5,000¦ \A1;7,800¦ \A1;3,200¦ \A1;5,000¦ \A1;200¦ \A1;200¦ \A1;7,600¦ \A1;2,400¦ \A1;6,200¦ \A1;1,400¦ \A1;3,800¦ \A1;4,200¦ \A1;6,000¦ \A1;12,200¦ Y00¦ Y01¦ Y02¦ Y03¦ Y04¦ X14¦ X15¦ X16¦ X17¦ X18¦ X19¦ X20¦ X21¦ X22¦ X23¦ 상부 TOP LIGHT¦ OPEN¦ 탕비실¦ 린넨창고¦ 발코니¦ 상부 처마선¦ DN¦ DN¦ 내부계단 1¦ 복 도(옥내)¦ 옥 상¦ 옥상 휴게실¦ 옥 상¦ 상부OPEN¦ 상부OPEN¦ 숙소-1¦ 숙소-2¦ 숙소-3¦ 숙소-4¦ 숙소-5¦ 숙소-6¦ 설비창고¦ 설비작업실¦ 다용도실¦ 시설창고¦ 시설작업실¦ 락카룸¦ 체력단력실¦ 내부계단 2¦ SLOPE¦ SLOPE¦ SLOPE¦ SLOPE¦ SLOPE¦ 복 도(옥외)¦ CL¦ CL¦ CL¦ CL¦ CL¦ CL¦ X23¦ X24¦ X25¦ THK10.4MM접합유리¦ 상부 처마선¦ SLOPE¦ SLOPE¦ (안전필름부착)¦ SLOPE¦ DOWN TO 지상2층¦ 지하철 901정거장¦ 개화¦ 김포공항¦ S=1/400¦ S = 1 / 400¦ 901정거장 CCTV,TDI,시계설비 지상3층 철거평면도¦ 901정거장 CCTV,TDI,시계설비 지상3층¦ 철거평면도¦ T¦ 7¦ 0¦ 0¦ 5¦ 0¦ 3¦ 4¦ 0¦ 0¦ 8¦ CCTV(기존동축활용)¦ P¦
| 1단계_정거장 - 복사본 | 1단계_정거장 - 복사본 | 024. T7001034-007 908정거장 전화설비 지하3층 철거평면도 (1_2).dwg | \A1;11,250¦ \A1;22,500¦ \A1;25,000¦ \A1;7,500¦ \A1;7,500¦ \A1;7,500¦ \A1;7,500¦ \A1;3,750¦ \A1;93,750¦ \A1;20,000¦ \A1;15,000¦ \A1;22,700¦ \A1;2,400¦ \A1;7,150¦ \A1;2,400¦ \A1;1,100¦ \A1;700¦ \A1;700¦ \A1;1,100¦ MATCH LINE DWG No. "S1-TA-S08-DB-012-0"¦ 1. 음향유도기 전원은 전기콘센트를 이용한다.¦ NOTE¦ 2. 증폭기전원은 전기콘센트를 이용한다.¦ 3. 통신기계실 및 안전관리실 MAIN 분전반은 전기에서 설치한다.¦ (16) 인터폰선 0.6x2Px4조 (INT)¦ (16) 인터폰선 0.6x2Px4조 (INT)¦ (22) UTP Cat.5E 4Px3조 (승강장 공중전화)¦ A¦ (22) UTP Cat.5E 4Px3조 (승강장 공중전화)¦ B¦ (16) UTP Cat.5E 4Px2조 (승강장 INT)¦ KEY PLAN¦ \A1;7,150¦ 0-0¦ 0-0¦ 0-0¦ 0-0¦ 0-0¦ 0-0¦ 0-0¦ 0-0¦ 0-0¦ 0-0¦ 0-0¦ 0-0¦ 0-0¦ 0-0¦ 0-0¦ 0-0¦ 0-0¦ 0-0¦ 0-0¦ 0-0¦ 0-0¦ 0-0¦ 0-0¦ 0-0¦ 0-0¦ 0-0¦ 0-0¦ 0-0¦ 0-0¦ 0-0¦ 0-0¦ 0-0¦ 0-0¦ 0-0¦ 0-0¦ 0-0¦ X00¦ X04¦ X09¦ X12¦ X13¦ X14¦ X15¦ X16¦ X01¦ X02¦ X03¦ X05¦ X06¦ X07¦ X08¦ X10¦ X11¦ Y00¦ Y04¦ Y08¦ Y03¦ Y07¦ UP¦ UP¦ 창 고2¦ 창 고1¦ 승강장¦ 승강장¦ 908 정거장¦ STA.9km840.167¦ UTP 25P¦ [TB No.5]¦ UTP 25P¦ [TB No.6]¦ (P10:500x500x300)¦ (P8:300x300x200)¦ DOWN TO CP PANEL¦ DOWN TO CP PANEL¦ (16) UTP Cat.5E 4Px1조 (승강장 INT)¦ (16) UTP Cat.5E 4Px1조 (승강장 INT)¦ (16) UTP Cat.5E 4Px1조 (승강장 INT)¦ (16) UTP Cat.5E 4Px1조 (승강장 INT)¦ (16) UTP Cat.5E 4Px1조 (승강장 INT)¦ A¦ A¦ B¦ B¦ (P11:300x300x200)¦ (P9:300x300x200)¦ 공중전화¦ 공중전화¦ (P12:300x300x200)¦ (16) UTP Cat.5E 4Px1조 (승강장 INT)¦ (16) UTP Cat.5E 4Px1조 (승강장 INT)¦ (16) UTP Cat.5E 4Px1조 (승강장 INT)¦ (P13:500x500x300)¦ 지하철 908정거장¦ 가양¦ 증미¦ 등촌¦ 1/400¦ 908정거장 전화설비 지하3층 철거평면도(1/2)¦ S = 1/400¦ 908정거장 전화설비 지하3층 철거평면도(1/2)¦ T¦ 7¦ 0¦ 0¦ 1¦ 0¦ 3¦ 4¦ 0¦ 0¦ 7¦ (기설활용)¦ INT¦ P¦
| 1단계_정거장 - 복사본 | 1단계_정거장 - 복사본 | 026. T7003034-001 908정거장 방송설비 지하1층 신설평면도.dwg | PA AMP¦ \A1;1,100¦ \A1;1,100¦ \A1;22,500¦ \A1;22,500¦ \A1;37,500¦ \A1;22,500¦ \A1;7,500¦ \A1;7,500¦ \A1;7,500¦ \A1;7,500¦ \A1;7,500¦ \A1;7,500¦ \A1;7,500¦ \A1;7,500¦ \A1;7,500¦ \A1;7,500¦ \A1;7,500¦ \A1;7,500¦ \A1;7,500¦ \A1;105,000¦ \A1;7,500¦ \A1;7,150¦ \A1;7,150¦ \A1;22,700¦ \A1;3,100¦ \A1;3,100¦ \A1;300¦ \A1;482¦ \A1;445¦ \A1;600¦ \A1;600¦ \A1;600¦ \A1;600¦ \A1;600¦ \A1;600¦ \A1;600¦ \A1;600¦ \A1;600¦ \A1;600¦ \A1;600¦ \A1;600¦ \A1;600¦ \A1;600¦ \A1;708¦ \A1;80¦ \A1;600¦ \A1;600¦ \A1;600¦ \A1;600¦ \A1;600¦ \A1;600¦ \A1;600¦ \A1;600¦ \A1;600¦ \A1;600¦ \A1;600¦ \A1;600¦ \A1;600¦ \A1;600¦ \A1;600¦ \A1;600¦ \A1;600¦ \A1;600¦ \A1;600¦ \A1;600¦ \A1;80¦ \A1;600¦ \A1;600¦ \A1;600¦ \A1;600¦ \A1;600¦ \A1;600¦ \A1;600¦ \A1;600¦ \A1;300¦ \A1;1050¦ \A1;1050¦ \A1;170¦ \A1;50¦ \A1;120¦ \A1;50¦ \A1;50¦ \A1;120¦ \A1;1050¦ \A1;300¦ \A1;1116¦ \A1;50¦ \A1;50¦ \A1;611¦ \A1;50¦ \A1;590¦ \A1;422¦ \A1;600¦ \A1;600¦ \A1;600¦ \A1;600¦ \A1;217¦ \A1;600¦ \A1;300¦ \A1;1050¦ \A1;1050¦ \A1;300¦ \A1;1050¦ \A1;697¦ \A1;300¦ \A1;1050¦ \A1;300¦ \A1;1050¦ \A1;1050¦ \A1;300¦ \A1;1050¦ \A1;1050¦ \A1;300¦ \A1;300¦ \A1;1050¦ \A1;1050¦ \A1;600¦ \A1;590¦ \A1;600¦ \A1;600¦ \A1;600¦ \A1;600¦ \A1;600¦ \A1;600¦ \A1;600¦ \A1;600¦ \A1;600¦ \A1;600¦ \A1;600¦ \A1;600¦ \A1;600¦ \A1;600¦ \A1;600¦ \A1;600¦ \A1;600¦ \A1;600¦ \A1;600¦ \A1;600¦ \A1;600¦ \A1;600¦ \A1;600¦ \A1;600¦ \A1;600¦ \A1;600¦ \A1;600¦ \A1;600¦ \A1;600¦ \A1;600¦ \A1;600¦ \A1;675¦ \A1;1195¦ \A1;1200¦ \A1;1195¦ \A1;590¦ \A1;600¦ \A1;600¦ \A1;600¦ \A1;600¦ \A1;600¦ \A1;600¦ \A1;600¦ \A1;600¦ \A1;600¦ \A1;600¦ \A1;600¦ \A1;600¦ \A1;600¦ \A1;600¦ \A1;600¦ \A1;600¦ \A1;600¦ \A1;600¦ \A1;600¦ \A1;600¦ \A1;600¦ \A1;1075¦ \A1;1200¦ \A1;1075¦ \A1;100¦ \A1;590¦ \A1;600¦ \A1;300¦ \A1;600¦ \A1;600¦ \A1;600¦ \A1;336¦ \A1;320¦ \A1;600¦ \A1;600¦ \A1;600¦ \A1;600¦ \A1;600¦ \A1;600¦ \A1;600¦ \A1;600¦ \A1;600¦ \A1;600¦ \A1;600¦ \A1;600¦ \A1;600¦ \A1;600¦ \A1;600¦ \A1;600¦ \A1;600¦ \A1;600¦ \A1;600¦ \A1;600¦ \A1;600¦ \A1;600¦ \A1;300¦ \A1;600¦ \A1;600¦ \A1;600¦ \A1;600¦ \A1;600¦ \A1;600¦ \A1;600¦ \A1;600¦ \A1;300¦ \A1;600¦ \A1;600¦ \A1;600¦ \A1;600¦ \A1;600¦ \A1;600¦ \A1;300¦ \A1;600¦ \A1;600¦ \A1;600¦ \A1;600¦ \A1;600¦ \A1;600¦ \A1;600¦ \A1;300¦ \A1;600¦ \A1;600¦ \A1;600¦ \A1;300¦ \A1;600¦ \A1;600¦ \A1;600¦ \A1;300¦ \A1;600¦ \A1;600¦ \A1;600¦ \A1;600¦ \A1;600¦ \A1;600¦ \A1;600¦ \A1;300¦ \A1;600¦ \A1;600¦ \A1;600¦ \A1;600¦ \A1;600¦ \A1;600¦ \A1;300¦ \A1;600¦ \A1;600¦ \A1;600¦ \A1;600¦ \A1;600¦ \A1;320¦ \A1;1075¦ \A1;600¦ \A1;1075¦ \A1;1200¦ \A1;1075¦ \A1;1075¦ \A1;1200¦ \A1;590¦ \A1;600¦ \A1;600¦ \A1;600¦ \A1;468¦ \A1;600¦ \A1;600¦ \A1;600¦ \A1;600¦ \A1;600¦ \A1;1075¦ \A1;1200¦ \A1;1075¦ \A1;600¦ \A1;300¦ \A1;300¦ \A1;600¦ \A1;600¦ \A1;300¦ \A1;300¦ \A1;600¦ \A1;300¦ \A1;300¦ \A1;600¦ \A1;300¦ \A1;300¦ \A1;600¦ \A1;420¦ \A1;600¦ \A1;420¦ \A1;346¦ \A1;346¦ \A1;227¦ \A1;3,500¦ \A1;3,500¦ \A1;11,788¦ \A1;15,288¦ \A1;60,334¦ S = 1 / 400¦ 903정거장 방송설비 지하1층 신설평면도(2/2)¦ 1/400¦ 904정거장 방송설비 지하1층 신설평면도 (1/2)¦ 0¦ 0¦ 0¦ -¦ 0¦ 0¦ 0¦ 0¦ -¦ T¦ 7¦ 0¦ 0¦ 3¦ 0¦ 3¦ 4¦ 0¦ 1¦ 6¦ (기설활용)¦ : (16) HIV 1.5㎟x2조¦ NOTE¦ : (16) HIV 1.5㎟x5조¦ : (16) HIV 1.5㎟x6조¦ : (22) HIV 1.5㎟x7조¦ : (22) HIV 1.5㎟x8조¦ : (22) HIV 1.5㎟x10조¦ : (16) HIV 1.5㎟x4조¦ : (16) HIV 1.5㎟x3조¦ DOWN TO 지하2층¦ A¦ TRAY (900x150)¦ B¦ (16) HIV 1.5㎟x4조 (승강장 SP)¦ DOWN TO 지하 2층¦ C¦ HIV 1.5㎟x4조 (승강장 SP)¦ TRAY (900x150)¦ Y00¦ Y04¦ Y08¦ Y03¦ Y05¦ X12¦ X13¦ X14¦ X15¦ X16¦ X17¦ X18¦ X19¦ X20¦ X21¦ X22¦ X23¦ X24¦ X25¦ X26¦ DN¦ DN¦ 공조기계실¦ 물탱크실¦ 전기실¦ CO2 실¦ 비상전원실¦ 통신기계실¦ 복 도¦ 이동통신기계실¦ 용역원대기실¦ 대합실¦ 통 로¦ 내부계단1¦ 외부출입구1¦ 외부출입구2¦ 외부출입구3¦ 외부출입구4¦ UP¦ UP¦ UP¦ UP¦ DN¦ 외부엘리베이터¦ 방범셔터설치¦ 908 정거장¦ STA.9km840.167¦ C¦ A¦ B¦ B¦ (P1:100x100x100)¦ (P2:100x100x100)¦ (P3:100x100x100)¦ 방송단자함¦ (10P)¦ DOWN TO 통신기계실¦ TRAY (900x150)¦ CPEV 0.9/5Px1조 (PA)¦ HIV 1.5㎟x5조 (지하2층 SP)¦ HIV 1.5㎟x8조 (승강장 SP)¦ UTP Cat.5E 4Px1조 (화재탐지용)¦ UL 2464-AMESB 24AWG 4Cx1조 (PA)¦ UL 2464-AMESB 24AWG 16Cx2조 (PA)¦ UTP Cat.5E 4Px1조 (자동방송, 근접화재)¦ CPEV 0.9/5Px1조 (PA)¦ HIV 1.5㎟x5조 (지하2층 SP)¦ HIV 1.5㎟x8조 (승강장 SP)¦ UTP Cat.5E 4Px1조 (화재탐지용)¦ UL 2464-AMESB 24AWG 4Cx1조 (PA)¦ UL 2464-AMESB 24AWG 16Cx2조 (PA)¦ UTP Cat.5E 4Px1조 (자동방송, 근접화재)¦ MATCH LINE¦ 벽부형 3W : 5 EA¦ 천정형 3W : 30 EA¦ 외부출입구2¦ UP¦ X26¦ MATCH LINE¦ 지하철 908정거장¦ 가양¦ 증미¦ 등촌¦ S = 1 / 400¦ 908정거장 방송설비 지하1층 신설평면도¦ 1/400¦ 908정거장 방송설비 지하1층 신설평면도¦ T¦ 7¦ 0¦ 0¦ 3¦ 0¦ 3¦ 4¦ 0¦ 0¦ 1¦ (기설활용)¦ P¦
| 1단계_정거장 - 복사본 | 1단계_정거장 - 복사본 | 048. T7005034-005 913정거장 CCTV,TDI,시계설비 지하2층 신설평면도 (3_3).dwg | CONSOLE¦ \A1;21,370¦ \A1;6,750¦ \A1;7,800¦ \A1;6,820¦ \A1;88,750¦ \A1;88,750¦ \A1;3,750¦ \A1;7,500¦ \A1;7,500¦ \A1;7,500¦ \A1;7,500¦ \A1;7,500¦ \A1;7,500¦ \A1;7,500¦ \A1;7,500¦ \A1;7,500¦ \A1;7,500¦ \A1;5,000¦ \A1;5,000¦ L¦ L1¦ TRAY (300x100)¦ UTP CAT.5E 25Px1조 (CONSOLE)¦ UTP CAT.5E 4Px4조 (CONSOLE)¦ FR-CV 3C/6.0㎟x1조 (LSE POWER)¦ UTP Cat.5E 4Px2조 (CL POWER)(신설)¦ F-CV 3C/2.5㎟x1조 (공간화상)(기존활용)¦ OF- SM-4Cx1조 (공간화상)(기존활용)¦ UTP Cat.5E4Px15조 (CAMERA)(신설)¦ OF-SM-8C(난연)x10조(신설) ¦ FR-CV 3C/4.0㎟x10조(신설) ¦ OF-SM-8C(난연)x2조(승강장모니터)(신설) ¦ FR-CV 3C/4.0㎟x2조(승강장모니터)(신설) ¦ C/R¦ MATCH LINE DWG No. "S1-TA-S13-DB-026-0"¦ E-1¦ G¦ C¦ B¦ A¦ KEY PLAN¦ H¦ X31¦ X32¦ X33¦ X34¦ X35¦ X36¦ X37¦ X38¦ X39¦ X40¦ X41¦ X42¦ X43¦ Y00¦ Y02¦ Y05¦ Y07¦ Y01¦ Y03¦ Y06¦ Y04¦ DN¦ OPEN¦ 공조기계실¦ 안전관리실¦ 발매기실¦ 대합실¦ 외부출입구3¦ 외부출입구4¦ 내부계단4¦ 913 정거장¦ STA.14km831.097¦ A¦ (P28:300x300x200)¦ ES-13(1)¦ B¦ AGM-5¦ (P31:200x200x100)¦ ATVM-2¦ (P29:200x200x100)¦ AGM-3¦ C¦ ES-9¦ (P32:200x200x100)¦ ES-10¦ (P33:200x200x100)¦ (P34:300x300x200)¦ G¦ (P30:200x200x100)¦ AGM-4¦ H¦ ES-13(2)¦ NOTE¦ 1. 광케이블, 전원/접지케이블 (OF-SM-4Core, CV 3C/2.5㎟)¦ 3. 승강장 ANT설치위치: 열차 진행방향 정거장 시종점부에 설치¦ 2. 광케이블, 전원/접지케이블 (OF-SM-8Core, CV 3C/2.5㎟)¦ vmh¦ vmh¦ vmh¦ vmh¦ vmh¦ vmh¦ vmh¦ vmh¦ TRAY (300x100)¦ UTP Cat.5E 25Px1조 (CONSOLE)¦ UTP Cat.5E 4Px4조 (CONSOLE)¦ DOWN TO 지하3층¦ DOWN TO 안전관리실 ACCESS FLOOR¦ UTP Cat.5E 4Px4조 (CONSOLE)¦ UTP Cat.5E 25Px1조 (CONSOLE)¦ TRAY (300x100)¦ UTP Cat.5E 25Px1조 (CONSOLE)¦ UTP Cat.5E 4Px4조 (CONSOLE)¦ TRAY (300x100)¦ UTP Cat.5E 25Px1조 (CONSOLE)¦ UTP Cat.5E 4Px4조 (CONSOLE)¦ TRAY (300x100)¦ UTP Cat.5E 25Px1조 (CONSOLE)¦ UTP Cat.5E 4Px4조 (CONSOLE)¦ TRAY (600x150)¦ TRAY (600x150)¦ (16) UTP Cat.5E4Px1조 (CAMERA)¦ (28) UTP Cat.5E4Px3조 (CAMERA)¦ (16) UTP Cat.5E4Px1조 (CAMERA)¦ (16) UTP Cat.5E4Px1조 (CAMERA)¦ (22) UTP Cat.5E4Px2조 (CAMERA)¦ FR-CV 3C/6.0㎟x1조 (LSE POWER)¦ FR-CV 3C/6.0㎟x1조 (LSE POWER)¦ FR-CV 3C/6.0㎟x1조 (LSE POWER)¦ FR-CV 3C/6.0㎟x1조 (LSE POWER)¦ FR-CV 3C/6.0㎟x1조 (LSE POWER)¦ I¦ I¦ I¦ (16) UTP Cat.5E 4Px2조 (대합실게시기)(신설)¦ (28) FR-CV 3C/4.0㎟x1조 (대합실게시기 POWER)(기존활용)¦ E-1¦ E¦ E¦ TRAY (300x100)¦ UTP Cat.5E4Px3조 (CAMERA)¦ UTP Cat.5E 25Px1조 (CONSOLE)¦ UTP Cat.5E 4Px4조 (CONSOLE)¦ FR-CV 3C/6.0㎟x1조 (LSE POWER)¦ FR-CV 3C/4.0㎟x2조 (대합실게시기 POWER)(기존활용)¦ OF-MM-8Core(난연)x1조 (대합실게시기)(신설)¦ FR-CV 3C/4.0㎟x1조 (대합실게시기 POWER)(기존활용)¦ OF-MM-8Core(난연)x1조 (대합실게시기)(신설)¦ FR-CV 3C/4.0㎟x1조 (대합실게시기 POWER)(기존활용)¦ OF-MM-8Core(난연)x1조 (대합실게시기)(신설)¦ FR-CV 3C/4.0㎟x1조 (대합실게시기 POWER)(기존활용)¦ OF-MM-8Core(난연)x1조 (대합실게시기)(신설)¦ FR-CV 3C/4.0㎟x2조 (대합실게시기 POWER)(기존활용)¦ OF-MM-8Core(난연)x1조 (대합실게시기)(신설)¦ FR-CV 3C/4.0㎟x2조 (대합실게시기 POWER)(기존활용)¦ OF-MM-8Core(난연)x1조 (대합실게시기)(신설)¦ OF-SM-8C(난연)x8조(CAMERA) ¦ FR-CV 3C/4.0㎟x8조(CAMERA) ¦ (16) OF-SM-8C(난연)x1조(CAMERA) ¦ (16) FR-CV 3C/4.0㎟x1조(CAMERA) ¦ (16) OF-SM-8C(난연)x1조(CAMERA) ¦ (16) FR-CV 3C/4.0㎟x1조(CAMERA) ¦ (16) OF-SM-8C(난연)x1조(CAMERA) ¦ (16) FR-CV 3C/4.0㎟x1조(CAMERA) ¦ (16) OF-SM-8C(난연)x1조(CAMERA) ¦ (16) FR-CV 3C/4.0㎟x1조(CAMERA) ¦ (16) OF-SM-8C(난연)x1조(CAMERA) ¦ (16) FR-CV 3C/4.0㎟x1조(CAMERA) ¦ OF-SM-8C(난연)x5조(CAMERA) ¦ FR-CV 3C/4.0㎟x5조(CAMERA) ¦ OF-SM-8C(난연)x4조(CAMERA) ¦ FR-CV 3C/4.0㎟x4조(CAMERA) ¦ OF-SM-8C(난연)x3조(CAMERA) ¦ FR-CV 3C/4.0㎟x3조(CAMERA) ¦ OF-MM-12Core(난연)x4조 (TDI)(기존활용)¦ UL 2919-AMESB 24AWG 4Px4조 (TDI)(기존활용)¦ FR-CV 3C/4.0㎟x4조 (TDI POWER)(기존활용)¦ UTP Cat.5E 4Px8조 (TDI)(기존활용)¦ OF-MM-8Core(난연)x4조 (대합실게시기)(신설)¦ OF-MM-8Core(난연)x2조 (대합실게시기)(신설)¦ OF-MM-8Core(난연)x4조 (대합실게시기)(신설)¦ 지하철 913정거장¦ 선유도¦ 당산¦ 국회의사당¦ 1/400¦ S = 1 / 400¦ 913정거장 CCTV,TDI,시계설비 지하2층 신설평면도(3/3)¦ 913정거장 CCTV,TDI,시계설비 지하2층¦ 신설평면도(3/3)¦ T¦ 7¦ 0¦ 0¦ 5¦ 0¦ 3¦ 4¦ 0¦ 0¦ 5¦ CCTV(기존동축활용)¦ P¦
| 1단계_정거장 - 복사본 | 1단계_정거장 - 복사본 | 073. T9203038-027 출입통제시스템 설치 상세도.dwg | \A1;1,500¦ \A1;1,500¦ \A1;1,500¦ -¦ T¦ 0¦ 0¦ 0¦ 0¦ 0¦ 0¦ 0¦ 0¦ 0¦ 0¦ 공통¦ 종 합 사 령 실 ¦ 경보표시기¦ 출입 제어용 COMPUTER¦ 통 신 기 계 실¦ ACU¦ 전기실¦ <적용기기>¦ 변전실¦ <적용기기>¦ 통신기계실¦ <적용기기>¦ 발매기실¦ <적용기기>¦ UTP Cat.5E 4P¦ HID¦ CEILING¦ 고정문¦ ACTIVE DOOR¦ 외부¦ 내부¦ 출입통제 계통도¦ 단면 상세도¦ 설치 상세도 (안전관리실)¦ CARD READER¦ SWITCH BOX¦ OUTLET BOX¦ CARD READER¦ MAGNETIC LOCK¦ OUTLET BOX¦ 전송망¦ ELECTRO-MAGNETIC LOCK¦ CARD READER¦ ELECTRO-MAGNETIC LOCK¦ CARD READER¦ ELECTRO-MAGNETIC LOCK¦ CARD READER¦ ELECTRO-MAGNETIC LOCK¦ CARD READER¦ UTP Cat.5E 4Px2조¦ UTP Cat.5E 4Px2조¦ UTP Cat.5E 4Px2조¦ UTP Cat.5E 4Px2조¦ UTP Cat.5E 4Px2조¦ 안전관리실¦ 모 니 터¦ HID¦ CEILING¦ 고정문¦ ACTIVE DOOR¦ 설치 상세도 (통신기계실, 변전실, 전기실)¦ CARD READER¦ MAGNETIC LOCK¦ OUTLET BOX¦ HID¦ CEILING¦ 설치 상세도 (발매기실)¦ CARD READER¦ MAGNETIC LOCK¦ OUTLET BOX¦ ELECTRO-MAGNETIC LOCK¦ <적용기기>¦ CARD READER¦ EXIT BUTTON¦ 안전관리실¦ EXIT BUTTON¦ PUSH ¦ 출입통제시스템 설치 상세도¦ 출입통제시스템 설치 상세도¦ S = NONE¦ NONE¦ T¦ 9¦ 2¦ 0¦ 3¦ 0¦ 3¦ 8¦ 0¦ 2¦ 7¦
| 1단계_정거장 - 복사본 | 1단계_정거장 - 복사본 | 075. T9103038-026 발매기 설치 상세도.dwg | \A1;73¦ \A1;320 ¦ \A1;225¦ \A1;432¦ \A1;65.5¦ \A1;251¦ \A1;15¦ \A1;80¦ \A1;62.5¦ \A1;73¦ \A1;73¦ \A1;65.5¦ \A1;15¦ \A1;62.5¦ \A1;25¦ \A1;35¦ \A1;20¦ \A1;20¦ \A1;35¦ \A1;25¦ \A1;80¦ \A1;350 ¦ \A1;175 ¦ \A1;320 ¦ \A1;350¦ \A1;175¦ \A1;100¦ \A1;225¦ \A1;62.5¦ \A1;175 ¦ \A1;15¦ \A1;175¦ \A1;100¦ \A1;150¦ \A1;75¦ \A1;62.5¦ \A1;175¦ \A1;350¦ \A1;150¦ \A1;175¦ \A1;1,600¦ \A1;1,600¦ \A1;1,000¦ \A1;800¦ \A1;800¦ \A1;800¦ \A1;1,600¦ \A1;600(유지보수)¦ \A1;800¦ \A1;800¦ \A1;800¦ \A1;75¦ \A1;15¦ \A1;800¦ -¦ T¦ 0¦ 0¦ 0¦ 0¦ 0¦ 0¦ 0¦ 0¦ 0¦ 0¦ 공통¦ ¦ ¦ ¦ ¦ ¦ ¦ ¦ ¦ ¦ ¦ ¦ ¦ ¦ ¦ ¦ ¦ ¦ ¦ ¦ ¦ ¦ ¦ ¦ ¦ ¦ ¦ ¦ ¦ ¦ ¦ ¦ ¦ ¦ ¦ ¦ ¦ ¦ ¦ ¦ ¦ ¦ ¦ ¦ ¦ ¦ ¦ ¦ ¦ ¦ ¦ ¦ ¦ ¦ ¦ ¦ ¦ ¦ ¦ ¦ ¦ ¦ ¦ ¦ ¦ ¦ ¦ ¦ 측 면 도¦ FLOOR LEVEL¦ 배 면 도¦ 대 합 실¦ FLOOR COVERING¦ 발 매 기 실¦ FLOOR DUCT¦ (F-7)¦ (350x150x80)¦ 4각BOX¦ FLOOR LEVEL¦ (350x150x80)¦ 4각BOX¦ (F-7)¦ FLOOR DUCT¦ 평 면 도¦ (350x150x80x2t)¦ 4각BOX¦ CABLE INSERT HOLE(나사 홈파기)¦ 접시형 나사 홈파기¦ 황동판(4T)¦ Φ5 HOLE(나사 홈파기)¦ 13t¦ Φ5 HOLE(나사 홈파기)¦ 용융아연도금철판(2T)¦ BOLT(M5)¦ 4각 BOX¦ FLOOR DUCT¦ NUT¦ 4각 BOX(용융 아연도금 철판)¦ CABLE INSERT CAP(나사홈파기)¦ 4각 BOX뚜껑(황동판4T)¦ 고무판(3T)¦ BOX COVER¦ BOLT NUT¦ CABLE INSERT CAP¦ ¦ BOLT¦ BOLT¦ DESCRIPTION¦ SIZE¦ UNIT¦ Q'TY¦ 고무판¦ 350x150x80x4T¦ _¦ 황동제 42㎜¦ 황동제 5㎜¦ 350x150x80x4T¦ 철제 5㎜¦ ¦ ¦ 1. 지하철 개집표기,보통권 발매기등의 하부 바닥에 시설되는 4각BOX는¦ NOTE¦ 볼트의 헐거움으로 인한 BOX COVER 자체분리, FLOOR DUCT와¦ 2. 73Wx35D이고,3개의 FLOOR DUCT를 조합하면 219Wx35D이나¦ 4각BOX의 결합등이 용이하도록 정밀하게 제작되어야 한다.¦ 도면상에 표시된 4각 BOX OPENING 219Wx35D 보다 약간의¦ 발매기실 내벽으로 유지보수를 할 수 있는 여유공간 확보¦ 3. 발매기실에 설치되는 ATVM장비중 최초 설치되는 ATVM은¦ Equipment Schedule¦ 발매기 설치 상세도¦ 발매기 설치 상세도¦ S = NONE¦ NONE¦ 공통¦ T¦ 9¦ 1¦ 0¦ 3¦ 0¦ 3¦ 8¦ 0¦ 2¦ 6¦ \A1;2,200¦ \A1;800¦ \A1;150¦ \A1;350¦
| 1단계_정거장 - 복사본 | 1단계_정거장 - 복사본 | 070. T7009934-007 913정거장 출입통제설비 지하1층 철거 평면도 (2_2).dwg | C/R¦ P¦ \A1;21,370¦ \A1;6,750¦ \A1;7,800¦ \A1;6,820¦ \A1;3,870¦ \A1;7,500¦ \A1;81,370¦ \A1;7,500¦ \A1;7,500¦ \A1;7,500¦ \A1;7,500¦ \A1;7,500¦ \A1;7,500¦ \A1;7,500¦ \A1;5,000¦ \A1;5,000¦ \A1;7,500¦ L¦ 1/400¦ 지하철 908공구¦ 선유도¦ 당산¦ 국회의사당¦ w¦ 3¦ 9¦ 1¦ 3¦ 1¦ 0¦ 0¦ 0¦ 2¦ 0¦ MATCH LINE DWG No. "S1-TA-S13-DB-023-0"¦ MATCH LINE¦ KEY PLAN¦ X13¦ X14¦ X15¦ X16¦ X17¦ X18¦ X19¦ X20¦ X21¦ X22¦ X23¦ X24¦ Y00¦ Y02¦ Y05¦ Y07¦ Y01¦ Y03¦ Y06¦ Y04¦ 2호선 대합실 외부출입구¦ UP¦ 이동통신기계실¦ 편 의 점¦ 대합실¦ 승무대기실(남)¦ 용역원대기실¦ 승무원 락커룸(여)¦ 승무원 락커룸(남)¦ 승무대기실(여)¦ 화장실¦ 외부출입구2¦ 내부엘리베이터1¦ 외부통로2¦ 외부출입구7¦ 외부엘리베이터4¦ 외부통로4¦ 지상E/L¦ MATCH LINE¦ 발매기실¦ 용역창고¦ 임대상가1¦ UTP Cat.5E 4Px2조 (출입통제)¦ (16) UTP Cat.5E 4Px2조 (출입통제)¦ (16) UTP Cat.5E 4Px2조 (출입통제)¦ (16) UTP Cat.5E 4Px2조 (출입통제)¦ 913정거장 출입통제설비 지하1층 철거 평면도 (2/2)¦ 913정거장 출입통제설비 지하1층 철거 평면도 (2/2)¦ S = 1 / 400¦ 1/400¦ 지하철 913정거장¦ 선유도¦ 당산¦ 국회의사당¦ T¦ 7¦ 0¦ 0¦ 9¦ 9¦ 3¦ 4¦ 7¦ 0¦ 0¦ P¦
| 1단계_정거장 - 복사본 | 1단계_정거장 - 복사본 | 042. T7003034-011 902정거장 방송설비 지하4층신설평면도(2-3).dwg | ~¦ ES.DN¦ ES.DN¦ ES.UP¦ ES.UP¦ ES.DN¦ ES.UP¦ ES.UP¦ ES.DN¦ 창고-2¦ 00¦ Y¦ 01¦ Y¦ 02¦ Y¦ 03¦ Y¦ X¦ 15¦ X¦ 14¦ X¦ 13¦ X¦ 12¦ X¦ 11¦ X¦ 10¦ X¦ 09¦ X¦ 08¦ X¦ 07¦ 17¦ X¦ 16¦ X¦ 7500¦ 7500¦ 7500¦ 7500¦ 7500¦ 7500¦ 7500¦ 7500¦ 7500¦ 7500¦ 3550¦ 8240¦ 9020¦ 8840¦ 26100¦ P¦ A¦ P¦ PB(300X300X200)¦ P¦ PB(400X400X300)¦ C¦ C¦ E¦ KP 단자함¦ KP 단자함¦ (22)CPEV 5P/.65(KP)¦ (22)VCT 2.0 /2C(KP.POW)¦ P¦ G¦ B¦ PB(400X400X300)¦ P¦ P¦ PB(300X300X200)¦ F¦ D¦ PB(400X400X300)¦ PB(300X300X200)¦ D¦ (22)CPEV 5P/.65(KP)¦ (22)VCT 2.0 /2C(KP.POW)¦ G¦ G¦ G¦ (16)HIV1.2X2¦ (16)HIV1.2X3¦ (16)HIV1.2X4¦ (16)HIV1.2X6¦ 광복합케이블2조(통신TRAY):해외지급분¦ 여장:30M¦ UTP CAT.5 4P(16C)¦ CV 3.5 /2C (16C)¦ UTP CAT.5 4P(16C)¦ CV 3.5 /2C (16C)¦ (16)IV1.2X2(CL)¦ (16)HIV1.2X3(SP)¦ (16)UTP CAT.5 4PX2(INT)¦ A¦ (16)IV1.2X2(CL)¦ (16)HIV1.2X3(SP)¦ B¦ (16)IV1.2X2(CL)¦ (16)HIV1.2X3(SP)¦ C¦ (16)IV1.2X2(CL)¦ (16)HIV1.2X3(SP)¦ D¦ (16)IV1.2X2(CL)¦ (16)HIV1.2X3(SP)¦ E¦ (16)IV1.2X2(CL)¦ (16)HIV1.2X3(SP)¦ (22)VCT 2.0 /2C(KP POW)¦ F¦ 지하철 902정거장¦ 김포공항¦ 공항시장¦ 1/400¦ 902정거장 방송설비 지하4층 신설평면도(2/3)¦ S = 1/400¦ 902정거장 방송설비 지하4층 신설평면도(2/3)¦ 개화¦ (기설활용)¦ T¦ 7¦ 0¦ 0¦ 3¦ 0¦ 3¦ 4¦ 0¦ 1¦ 1¦
| 1단계_정거장 - 복사본 | 1단계_정거장 - 복사본 | 050. T9103038-005 서지보호기 상세도.dwg | 서지보호기 상세도¦ NONE¦ 서지보호기 상세도¦ S = NONE¦ Unregistered Version - http://www.aidecad.com¦ 1. 대상 : 전원용 서지보호기\P2. 상세성능 및 사양은 SL-2216 규격서 참조\P - 모델 : SL-2216\P - 용량 : SPD-160kVA¦ {\LNOTE}¦ 1. 대상 : 전원용 서지보호기\P2. 상세성능 및 사양은 SL-2204 규격서 참조 \P - 모델 : SL-2204\P - 용량 : SPD-40kA¦ {\LNOTE}¦ {\LNOTE}¦ 1. 대상 : RF CCTV용 서지보호기\P2. 상세성능 및 사양은 SL400-N-MF 규격서 참조\P - 모델 : SL400-N-MF\P - 용량 : SPD-20kA\P3. RF 주파수대역 및 급전선 커넥터 타입에 따라 \P RF허용 대역 및 커넥터 타입 변동 있음¦ T¦ 9¦ 1¦ 0¦ 3¦ 0¦ 3¦ 8¦ 0¦ 0¦ 5¦ 공통¦
| 1단계_정거장 - 복사본 | 1단계_정거장 - 복사본 | 073. T9103038-024 출입통제시스템 설치 상세도.dwg | \A1;1,500¦ \A1;1,500¦ \A1;1,500¦ -¦ T¦ 0¦ 0¦ 0¦ 0¦ 0¦ 0¦ 0¦ 0¦ 0¦ 0¦ 공통¦ 종 합 사 령 실 ¦ 경보표시기¦ 출입 제어용 COMPUTER¦ 통 신 기 계 실¦ ACU¦ 전기실¦ <적용기기>¦ 변전실¦ <적용기기>¦ 통신기계실¦ <적용기기>¦ 발매기실¦ <적용기기>¦ UTP Cat.5E 4P¦ HID¦ CEILING¦ 고정문¦ ACTIVE DOOR¦ 외부¦ 내부¦ 출입통제 계통도¦ 단면 상세도¦ 설치 상세도 (안전관리실)¦ CARD READER¦ SWITCH BOX¦ OUTLET BOX¦ CARD READER¦ MAGNETIC LOCK¦ OUTLET BOX¦ 전송망¦ ELECTRO-MAGNETIC LOCK¦ CARD READER¦ ELECTRO-MAGNETIC LOCK¦ CARD READER¦ ELECTRO-MAGNETIC LOCK¦ CARD READER¦ ELECTRO-MAGNETIC LOCK¦ CARD READER¦ UTP Cat.5E 4Px2조¦ UTP Cat.5E 4Px2조¦ UTP Cat.5E 4Px2조¦ UTP Cat.5E 4Px2조¦ UTP Cat.5E 4Px2조¦ 안전관리실¦ 모 니 터¦ HID¦ CEILING¦ 고정문¦ ACTIVE DOOR¦ 설치 상세도 (통신기계실, 변전실, 전기실)¦ CARD READER¦ MAGNETIC LOCK¦ OUTLET BOX¦ HID¦ CEILING¦ 설치 상세도 (발매기실)¦ CARD READER¦ MAGNETIC LOCK¦ OUTLET BOX¦ ELECTRO-MAGNETIC LOCK¦ <적용기기>¦ CARD READER¦ EXIT BUTTON¦ 안전관리실¦ EXIT BUTTON¦ PUSH ¦ 출입통제시스템 설치 상세도¦ 출입통제시스템 설치 상세도¦ S = NONE¦ NONE¦ T¦ 9¦ 1¦ 0¦ 3¦ 0¦ 3¦ 8¦ 0¦ 2¦ 4¦
| 1단계_정거장 - 복사본 | 1단계_정거장 - 복사본 | 053. T9103026-001 907(가양)역사노드 랙 배치도 (2).dwg | 907(가양)역사노드 랙 배치도¦ NONE¦ 907(가양)역사노드 랙 배치도¦ S = NONE¦ OFD 랙¦ MDF 랙 (기설)¦ 기지국장치 랙¦ 역사노드백본 랙¦ 시리얼장치¦ MDF¦ MDF¦ MDF¦ MDF¦ MDF¦ OFD¦ OFD¦ OFD¦ OFD¦ OFD¦ PDP¦ 백본스위치¦ 백본스위치¦ \pi-15,l20,t20;* 예시도면이며 제조사별 구성도 다를 수 있음.¦ PDP¦ OPDP¦ \pi-15,l20,t20;* 랙 내 접지바에서 장치간 접지 연결.¦ RRU¦ 정류기¦ 907(가양)역사노드 랙 배치도¦ NONE¦ 907(가양)역사노드 랙 배치도¦ S = NONE¦ OFD 랙¦ MDF 랙¦ 기지국장치 랙¦ 스위치 랙¦ 역사노드백본 랙¦ 시리얼장치¦ PDP¦ MDF¦ MDF¦ MDF¦ MDF¦ MDF¦ OFD¦ OFD¦ OFD¦ OFD¦ OFD¦ 스위치¦ 스위치¦ 스위치¦ PDP¦ 백본스위치¦ 백본스위치¦ UPS¦ OJCx8¦ 역사노드백본 랙 ¦ 스위치 랙 ¦ 기지국장치 랙 ¦ OFD 랙 ¦ MDF 랙 ¦ GND¦ OJCx8¦ OJCx12¦ OJCx4¦ UTP Cat6 25Px2¦ UTP Cat6 25Px2¦ HFCO 2C/4㎟¦ HFCO 2C/4㎟¦ HFCO 2C/4㎟¦ F-GV 16㎟¦ F-GV 16㎟¦ F-GV 16㎟¦ F-GV 16㎟¦ F-GV 16㎟¦ F-GV 16㎟¦ \pi-15,l20,t20;* 예시도면이며 제조사별 구성도 다를 수 있음.¦ PDP¦ PDOD¦ \pi-15,l20,t20;* 랙 내 접지바에서 장치간 접지 연결.¦ RRU¦ 정류기¦ 역사노드백본 랙 ¦ OJCx8¦ 시리얼장치 ¦ 기지국장치 랙 ¦ OFD 랙 ¦ MDF 랙 ¦ GND¦ OJCx36¦ OJCx4¦ UTP Cat5e 4Px2¦ HFCO 2C/4㎟¦ HFCO 2C/4㎟¦ F-GV 16㎟¦ F-GV 16㎟¦ F-GV 16㎟¦ UPS¦ UTP Cat6 25Px2¦ 정류기¦ DU A¦ DU B¦ OPDP¦ RRU 1¦ RRU 2¦ RRU 3¦ F-GV 16㎟¦ 906¦ 908¦ 907¦ T¦ 9¦ 1¦ 0¦ 3¦ 0¦ 2¦ 6¦ 0¦ 0¦ 1¦ OJCx10¦ OJCx8¦ F-GV 16㎟¦ 정류기¦ DU_A¦ PDP¦ DU_S¦ RRU¦ OPDP¦ OPDP¦ RRU 정류기¦ RRU 축전지¦
| 1단계_정거장 - 복사본 | 1단계_정거장 - 복사본 | 019. T7001034-002 904정거장 전화설비 지하1층 신설평면도(2_2).dwg | P¦ KEY PLAN¦ \A1;11400¦ \A1;22800¦ \A1;11400¦ \A1;3400¦ \A1;16000¦ \A1;3400¦ \A1;22800¦ \A1;8000¦ \A1;8000¦ 1. 일반교환기에 수용된 전화기는 IP전화기로 교체한다.¦ NOTE¦ 2. 콜폰, E/L폰, 승강장 비상통화장치도 교체한다.¦ 3. 전화 및 인터폰 구간의 배선배관은 기존활용한다.¦ x2¦ x2¦ (16) UTP Cat.5E 4Px2조 (공조기계실-1)¦ (16) UTP Cat.5E 4Px2조 (공조기계실-1)¦ UTP 25P¦ [TB NO.6]¦ MATCH LINE DWG No. "S1-TA-S04-DB-009-1.dwg"¦ (P18:300x300x200)¦ (P19:300x300x200)¦ (P20:200x200x100)¦ (36) SPARE (전기실)¦ 3. 통신기계실 및 안전관리실 MAIN 분전반은 전기에서 설치한다.¦ 1. 음향유도기 전원은 전기콘센트를 이용한다.¦ NOTE¦ 2. 증폭기전원은 전기콘센트를 이용한다.¦ X11¦ X12¦ X13¦ X14¦ X15¦ X16¦ X17¦ X18¦ X19¦ X20¦ X21¦ X22¦ UP¦ 7,500¦ 7,500¦ 7,500¦ 7,500¦ 7,500¦ 7,500¦ 7,500¦ 7,500¦ 7,500¦ 7,500¦ 7,500¦ Y00¦ Y01¦ Y02¦ Y03¦ Y04¦ UP¦ UP¦ UP¦ 발매기실2¦ CO2 실¦ 이동 통신실¦ 물탱크실¦ 복 도¦ 전 기 실¦ 비상 전원실¦ 공조기계실-1¦ Y00¦ Y02¦ Y04¦ Y01¦ Y03¦ (28) UTP Cat.5E 25Px1조 (전기실)¦ 3-35~38¦ 3-31~34¦ 1. 일반교환기에 수용된 전화기는 안전관리실만 IP전화기로 교체한다.¦ NOTE¦ 2. 콜폰, E/L폰, 승강장 비상통화장치도 교체한다.¦ 3. 전화 및 인터폰 구간의 배선배관은 기존활용한다.¦ 지하철 904정거장¦ 공항시장¦ 신방화¦ 마곡나루¦ 1/400¦ 904정거장 전화설비 지하1층 신설평면도(2/2)¦ S=1/400¦ 904정거장 전화설비 지하1층 신설평면도(2/2)¦ T¦ 7¦ 0¦ 0¦ 1¦ 0¦ 3¦ 4¦ 0¦ 0¦ 2¦ (기설활용)¦
| 1단계_정거장 - 복사본 | 1단계_정거장 - 복사본 | 005. T1001026-001 919정거장 CIRCUIT WIRING SYSTEM DIAGRAM_신설.dwg | KT¦ IP¦ G¦ D¦ C/R¦ T¦ 0¦ 0¦ 0¦ 0¦ 0¦ 0¦ 0¦ 0¦ 0¦ 0¦ 통신기계실¦ 통신기계실¦ 안전관리실¦ 소방외부 무선통신 보조설비¦ 경찰통신설비¦ O/F(SM) FM RADIO¦ POWER DISTRIBUTION¦ O/F(SM)¦ O/F(SM)¦ UPS¦ CCTV¦ 광화상전송장치¦ MATRIX¦ RACK¦ TV 광전송장치¦ 부모시계¦ To: NEXT STATION¦ O/F(SM)¦ O/F(SM)¦ To: KT¦ M/D¦ KT¦ 전력사령¦ 방재사령¦ 통신사령¦ FAX¦ Data Line (전력)¦ Data Line¦ Data Line¦ Data Line¦ Data Line (AFC)¦ Data Line (통신)¦ Data Line (방재)¦ Data Line (운전)¦ SMS¦ AGM¦ AAM¦ ATVM¦ IP¦ P.A AMP¦ x2¦ x2¦ x2¦ 지하1층 (대합실) x 41¦ 지하2층 (승강장상선) x 21¦ G¦ G¦ G¦ G¦ G¦ 지하2층 (승강장상선) x 2¦ 지하2층 (승강장하선) x 2¦ CCTV¦ CONSOLE¦ 지하1층¦ (복합통신ANT)¦ 무선통신 보조설비¦ HFC-22D-FR¦ HFC-12D-FR¦ 본선터널 (승강장) RFCL-42D-광대역¦ 본선터널 (승강장) RFCL-42D-광대역¦ D¦ POWER LINE¦ INT¦ T¦ T¦ x5¦ x2¦ x11¦ x2¦ x2¦ T¦ T¦ x10¦ x2¦ x2¦ x8 ¦ 인터폰¦ 모장치¦ 배 선 반¦ 지하2층 (승강장하선) x 21¦ x2¦ 출입통제¦ C/R¦ C/R¦ C/R¦ C/R¦ 운전사령¦ Data Line¦ Data Line¦ 소방외부¦ x2¦ x2¦ 공조기계실-1¦ 공조기계실-2¦ 이동통신기계실¦ Callphone¦ 전기실¦ 기능실복도¦ 발매기실¦ 화장실 (남,여)¦ 장애자화장실¦ 임대상가¦ ELEV, 화장실¦ 용역원대기실¦ PSD실 (상선)¦ PSD실 (하선)¦ 편의점¦ 비상전원실¦ 지하1층 (대합실)¦ 승강장 INT¦ x4¦ x3¦ INT¦ x6¦ 비품창고¦ IP¦ 본선터널 (승강장) RFCL-42D-광대역¦ 본선터널 (승강장) RFCL-42D-광대역¦ D¦ 용역창고¦ 환급기¦ 통신기계실¦ 소방외부 무선통신 보조설비¦ 경찰통신설비¦ O/F(SM) FM RADIO¦ POWER DISTRIBUTION¦ O/F(SM)¦ O/F(SM)¦ UPS¦ CCTV¦ 광화상전송장치¦ MATRIX¦ RACK¦ TV 광전송장치¦ 부모시계¦ To: NEXT STATION¦ O/F(SM)¦ O/F(SM)¦ To: KT¦ M/D¦ FAX¦ P.A AMP¦ 배 선 반¦ 출입통제¦ 통신장치¦ IP MPLS¦ 역사백본¦ 시리얼 ¦ FXO/FXS¦ Ethernet¦ L3 Switch¦ 신설¦ O/F(SM) 인접역¦ O/F(SM) 열차무선 / DU¦ 신설¦ 열차무선 RRU¦ LTE-R¦ EQUIP¦ MULTI¦ COMM¦ FM/DMB¦ 광전송장치¦ C¦ 통신장치¦ IP MPLS¦ 역사백본¦ 시리얼 ¦ FXO/FXS¦ Ethernet¦ L3 Switch¦ 신설¦ O/F(SM) 인접역¦ EQUIP¦ MULTI¦ COMM¦ FM/DMB¦ 광전송장치¦ 신설¦ 열차무선 RRU¦ LTE-R¦ O/F(SM) 열차무선 / DU¦ O/F(SM) 인접역¦ OF-SM-8C(난연),FR-CV 3c/4.0㎟¦ UTP Cat. 5E4P¦ 승강장모니터(상선)¦ UTP Cat. 5E4P¦ OF-SM-8C(난연),FR-CV 3c/4.0㎟¦ 승강장모니터(하선)¦ OF-SM-8C(난연),FR-CV 3c/4.0㎟¦ OF-SM-8C(난연),FR-CV 3c/4.0㎟¦ 919정거장 CIRCUIT WIRING SYSTEM DIAGRAM / 신설¦ 919정거장 CIRCUIT WIRING SYSTEM DIAGRAM / 신설¦ S = NONE¦ NONE¦ 노들¦ 중앙대입구¦ 동작¦ T¦ 1¦ 0¦ 0¦ 1¦ 0¦ 2¦ 6¦ 0¦ 0¦ 1¦
| 1단계_정거장 - 복사본 | 1단계_정거장 - 복사본 | 032. T7005034-003 910정거장 CCTV,TDI,시계설비 지하2층 신설평면도 (1_2).dwg | G¦ P¦ \A1;520¦ \A1;7,711¦ \A1;7,709¦ \A1;520¦ \A1;3,730¦ \A1;3,729¦ \A1;8,231¦ \A1;8,229¦ \A1;3,730¦ \A1;11,960¦ \A1;11,959¦ \A1;23,919¦ TRAY (300x100)¦ UTP CAT.5E 25Px1조 (CONSOLE)¦ UTP CAT.5E 4Px4조 (CONSOLE)¦ FR-CV 3C/6.0㎟x1조 (LSE POWER)¦ UTP Cat.5E 4Px2조 (CL POWER)(신설)¦ F-CV 3C/2.5㎟x1조 (공간화상)(기존활용)¦ OF- SM-4Cx1조 (공간화상)(기존활용)¦ UTP Cat.5E4Px15조 (CAMERA)(신설)¦ OF-SM-8C(난연)x10조(신설) ¦ FR-CV 3C/4.0㎟x10조(신설) ¦ OF-SM-8C(난연)x2조(승강장모니터)(신설) ¦ FR-CV 3C/4.0㎟x2조(승강장모니터)(신설) ¦ KEY PLAN¦ MATCH LINE DWG No. "S1-TA-S10-DB-020-0"¦ A¦ B¦ P-1¦ P-2¦ P-4¦ (P16:200x200x100)¦ (P17:400x400x200)¦ (P18:400x400x200)¦ (P19:400x400x200)¦ (P20:400x400x200)¦ C¦ Y-00¦ Y-01¦ Y-05¦ Y-06¦ Y-03¦ X00¦ X01¦ X02¦ X03¦ X04¦ X05¦ X06¦ X07¦ X08¦ X09¦ X12¦ X10¦ X11¦ 3,750¦ 7,500¦ 7,500¦ 7,500¦ 7,500¦ 7,500¦ 7,500¦ 5,000¦ 5,000¦ 5,000¦ 5,000¦ 5,000¦ 5,573¦ 32,500¦ 20,573¦ UP¦ 올라감¦ UP¦ 올라감¦ PSD기계실 1¦ PSD기계실 2¦ 26,250¦ NOTE¦ 1. 광케이블, 전원/접지케이블 (OF-SM-4Core, CV 3C/2.5㎟)¦ 3. 승강장 ANT설치위치: 열차 진행방향 정거장 시종점부에 설치¦ 2. 광케이블, 전원/접지케이블 (OF-SM-8Core, CV 3C/2.5㎟)¦ vmh¦ vmh¦ vmh¦ B¦ A¦ C¦ (16) UTP Cat.5E4Px1조 (CAMERA)¦ (16) UTP Cat.5E4Px1조 (CAMERA)¦ (16) OF-SM-8C(난연)x1조(CAMERA) ¦ (16) FR-CV 3C/4.0㎟x1조(CAMERA) ¦ (16) OF-SM-8C(난연)x1조(CAMERA) ¦ (16) FR-CV 3C/4.0㎟x1조(CAMERA) ¦ (28) OF-SM-8C(난연)x2조(신설) ¦ (28) FR-CV 3C/4.0㎟x2조(신설) ¦ (28) OF-SM-8C(난연)x3조 (CAMERA) ¦ (28) FR-CV 3C/4.0㎟x3조 (CAMERA) ¦ (16) OF-SM-8C(난연)x1조(CAMERA) ¦ (16) FR-CV 3C/4.0㎟x1조(CAMERA) ¦ (28) OF-SM-8C(난연)x3조(CAMERA) ¦ (28) FR-CV 3C/4.0㎟x3조(CAMERA) ¦ (28) OF-SM-8C(난연)x3조(CAMERA) ¦ (28) FR-CV 3C/4.0㎟x3조(CAMERA) ¦ 모니터¦ 상행 승강장¦ (16) OF-SM-8Core(난연)x1조 (모니터)(신설)¦ (28) FR-CV 3C/4.0㎟x1조 (모니터POWER)(신설) ¦ (16) OF-SM-8Core(난연)x1조 (모니터)(신설)¦ (28) FR-CV 3C/4.0㎟x1조 (모니터POWER)(신설) ¦ (16) OF-SM-8Core(난연)x1조 (모니터)(신설)¦ (28) FR-CV 3C/4.0㎟x1조 (모니터POWER)(신설) ¦ (16) OF-SM-8Core(난연)x1조 (모니터)(신설)¦ (28) FR-CV 3C/4.0㎟x1조 (모니터POWER)(신설) ¦ (28) FR-CV 3C/4.0㎟x1조 (TDI POWER)(기존활용)¦ (16) UL 2919-AMESB 24AWG 4Px1조 (TDI)(기존활용)¦ (28) FR-CV 3C/4.0㎟x1조 (TDI POWER)(기존활용)¦ (16) UL 2919-AMESB 24AWG 4Px1조 (TDI)(기존활용)¦ (28) FR-CV 3C/4.0㎟x1조 (TDI POWER)(기존활용)¦ (16) UL 2919-AMESB 24AWG 4Px1조 (TDI)(기존활용)¦ (28) UL 2919-AMESB 24AWG 4Px2조 (TDI)(기존활용)¦ (36) FR-CV 3C/4.0㎟x2조 (TDI POWER)(기존활용)¦ UL 2919-AMESB 24AWG 4Px2조 (TDI)(기존활용)¦ FR-CV 3C/4.0㎟x2조 (TDI POWER)(기존활용)¦ TRAY (600x150)¦ UP TO 지하1층¦ (28) UL 2919-AMESB 24AWG 4Px2조 (TDI)(기존활용)¦ (36) FR-CV 3C/4.0㎟x2조 (TDI POWER)(기존활용)¦ UL 2919-AMESB 24AWG 4Px2조 (TDI)(기존활용)¦ FR-CV 3C/4.0㎟x2조 (TDI POWER)(기존활용)¦ TRAY (600x150)¦ UP TO 지하1층¦ (28) FR-CV 3C/4.0㎟x1조 (TDI POWER)(기존활용)¦ (16) UL 2919-AMESB 24AWG 4Px1조 (TDI)(기존활용)¦ UTP Cat.5E 4Px4조 (TDI)(기존활용)¦ OF-MM-12Core(난연)x2조 (TDI)(기존활용)¦ (22) UTP Cat.5E 4Px4조 (TDI)(기존활용)¦ (28)x2 OF-MM-12Core(난연)x1조x2 (TDI)(기존활용)¦ (16) UTP Cat.5E 4Px2조 (TDI)(기존활용)¦ (28) OF-MM-12Core(난연)x1조 (TDI)(기존활용)¦ (22) UTP Cat.5E 4Px4조 (TDI)(기존활용)¦ (28)x2 OF-MM-12Core(난연)x1조x2 (TDI)(기존활용)¦ UTP Cat.5E 4Px4조 (TDI)(기존활용)¦ OF-MM-12Core(난연)x2조 (TDI)(기존활용)¦ (16) UTP Cat.5E 4Px2조 (TDI)(기존활용)¦ (28) OF-MM-12Core(난연)x1조 (TDI)(기존활용)¦ (16) UTP Cat.5E 4Px2조 (TDI)(기존활용)¦ (28) OF-MM-12Core(난연)x1조 (TDI)(기존활용)¦ (16) UTP Cat.5E 4Px2조 (TDI)(기존활용)¦ (28) OF-MM-12Core(난연)x1조 (TDI)(기존활용)¦ (28) FR-CV 3C/4.0㎟x1조 (TDI POWER)(기존활용)¦ (16) UL 2919-AMESB 24AWG 4Px1조 (TDI)(기존활용)¦ (16) UTP Cat.5E 4Px2조 (TDI)(기존활용)¦ (28) OF-MM-12Core(난연)x1조 (TDI)(기존활용)¦ (28) FR-CV 3C/4.0㎟x1조 (TDI POWER)(기존활용)¦ (16) UL 2919-AMESB 24AWG 4Px1조 (TDI)(기존활용)¦ (16) UTP Cat.5E 4Px2조 (TDI)(기존활용)¦ (28) OF-MM-12Core(난연)x1조 (TDI)(기존활용)¦ 지하철 910정거장¦ 등촌¦ 염창¦ 신목동¦ 1/400¦ S = 1 / 400¦ 910정거장 CCTV,TDI,시계설비 지하2층 신설평면도(1/2)¦ 910정거장 CCTV,TDI,시계설비 지하2층¦ 신설평면도(1/2)¦ T¦ 7¦ 0¦ 0¦ 5¦ 0¦ 3¦ 4¦ 0¦ 0¦ 3¦ CCTV(기존동축활용)¦ P¦
| 1단계_정거장 - 복사본 | 1단계_정거장 - 복사본 | 010. T1001026-006 915정거장 종합무선중계,열차무선설비 DIAGRAM.dwg | 기설역사내 종합무선 공중선¦ A¦ B¦ -¦ T¦ 0¦ 0¦ 0¦ 0¦ 0¦ 0¦ 0¦ 0¦ 0¦ 0¦ 3D¦ RFCL-42D-광대역¦ RFCL-42D-광대역¦ 콘솔내 접속단자¦ 안전관리실¦ B1¦ RFCL-42D-광대역¦ RFCL-42D-광대역¦ 강¦ 선¦ 널¦ 터¦ &¦ 본¦ 장¦ B2¦ 승¦ UTP Cat.5E 4Px2조¦ 라디오 송수신제어 ANTENNA¦ 상행¦ 하행¦ 무선호출 및¦ 이동전화 ANT.¦ (예비)¦ 경찰 C3 ANT.¦ (예비)¦ 이동전화 중계기¦ 무선호출 및¦ 경찰 무선중계기¦ HFC-22D-FR¦ 외부접속 단자함¦ 소방무선통신¦ 통신기계실 (종합무선중계설비)¦ D¦ 광전변환기¦ 광전송장치¦ 광커플러¦ FM¦ 중계장치¦ HFC-12D-FR¦ HFC-12D-FR¦ MIXER¦ COMBINER¦ COMBINER¦ HFC-12D-FR¦ 합¦ RFCL-42D-광대역¦ RFCL-42D-광대역¦ HFC-12D-FR¦ 복합통신 ANTENNA¦ 실¦ 콘솔내 접속단자¦ 안전관리실¦ 대¦ B1¦ HFC-12D-FR¦ 복합통신 ANTENNA¦ HFC-12D-FR¦ 이동통신기계실¦ 열차무선장치¦ NOTE¦ 심 볼¦ 명 칭¦ 역사시공¦ 본선시공¦ 장비사 공급분¦ From: 914정거장¦ OF-SM-1Core¦ To: 916정거장¦ OF-SM-1Core¦ From: 913정거장¦ OF-SM-1Core¦ c¦ RFCL-42D-광대역¦ RFCL-42D-광대역¦ 강¦ 선¦ 널¦ 터¦ &¦ 본¦ 장¦ B2¦ 승¦ HFC-22D-FR¦ UTP Cat.5E 4Px2조¦ 라디오 송수신제어 ANTENNA¦ 상행¦ 하행¦ UTP Cat.5E 4Px2조¦ 무선호출 및¦ 이동전화 ANT.¦ (예비)¦ 경찰 C3 ANT.¦ (예비)¦ 이동전화 중계기¦ 무선호출 및¦ 경찰 무선중계기¦ HFC-22D-FR¦ From: 934정거장¦ 외부접속 단자함¦ 소방무선통신¦ 통신기계실 (종합무선중계설비)¦ 광전변환기¦ 광전송장치¦ 광커플러¦ FM¦ 중계장치2¦ HFC-12D-FR¦ HFC-12D-FR¦ MIXER¦ COMBINER¦ D¦ HFC-12D-FR¦ 복합통신 ANTENNA¦ 콘솔내 접속단자¦ 역무관리실¦ OF-SM-1Core¦ HFC-12D-FR¦ 제2,3이동통신사업자기계실¦ 열차무선장치 (기지국,TRS)¦ OF-SM-1Core¦ c¦ To: 정거장¦ 복합통신안테나 및 콤바이너 철거전 주파수 대역 ¦ NOTE¦ RFCL-42D-광대역¦ RFCL-42D-광대역¦ To: 936정거장¦ OF-SM-1Core¦ B1¦ 복합통신 ANTENNA¦ 복합통신 ANTENNA¦ 복합통신 ANTENNA¦ 선¦ 터¦ 본¦ 널¦ RFCL-42D-광대역¦ RFCL-42D-광대역¦ B2¦ 전¦ 실¦ 변¦ 기¦ 실¦ 환¦ 합¦ 실¦ 대¦ 기¦ 실¦ 환¦ From: 934정거장¦ 광전변환기¦ 광전송장치¦ 광커플러¦ DMB¦ 중계장치2¦ OF-SM-1Core¦ To: 936정거장¦ OF-SM-1Core¦ 타사업분¦ RRU¦ I¦ Q¦ 본선터널¦ 철거¦ 신설¦ FM¦ 중계장치1¦ 2D¦ DMB¦ 중계장치1¦ MIXER¦ COMBINER¦ IP MPLS¦ OF-SM-2Core¦ 복합통신ANTENNA 철거 후 설치¦ RFCL-42D-광대역¦ RFCL-42D-광대역¦ RFCL-42D-광대역¦ RFCL-42D-광대역¦ : FM, DMB, TRS, 소방¦ : FM, DMB, TRS, 소방, LTE-R¦ 복합통신안테나 및 콤바이너 철거후 주파수 대역 ¦ LTE-R¦ 교체¦ 4¦ D¦ 1¦ D¦ 2¦ D¦ 3¦ 무선호출 및¦ 이동전화 ANT.¦ (예비)¦ 경찰 C3 ANT.¦ (예비)¦ 이동전화 중계기¦ 무선호출 및¦ 경찰 무선중계기¦ HFC-22D-FR¦ From: 914정거장¦ 외부접속 단자함¦ 소방무선통신¦ 통신기계실 (종합무선중계설비)¦ 광전변환기¦ 광전송장치¦ 광커플러¦ FM¦ 중계장치2¦ HFC-12D-FR¦ HFC-12D-FR¦ MIXER¦ COMBINER¦ D¦ HFC-12D-FR¦ OF-SM-1Core¦ HFC-12D-FR¦ 제2,3이동통신사업자기계실¦ 열차무선장치 (기지국,TRS)¦ OF-SM-1Core¦ c¦ To: 정거장¦ To: 916정거장¦ OF-SM-1Core¦ From: 914정거장¦ 광전변환기¦ 광전송장치¦ 광커플러¦ DMB¦ 중계장치2¦ OF-SM-1Core¦ To: 916정거장¦ OF-SM-1Core¦ RRU¦ 철거¦ 신설¦ FM¦ 중계장치1¦ 2D¦ DMB¦ 중계장치1¦ MIXER¦ COMBINER¦ IP MPLS¦ OF-SM-2Core¦ LTE-R¦ 4¦ D¦ 1¦ D¦ 2¦ D¦ 3¦ 3D¦ A¦ B¦ 철거 후 직결¦ 2D¦ 공조기계실-1¦ 공조기계실-1¦ 2D¦ 2D¦ 대합실¦ 공조기계실-2¦ 대합실¦ 2D¦ 물탱크실¦ 2D¦ MCC실¦ 환기실¦ 2D¦ 전기실¦ 2D¦ 변전실¦ 915정거장 종합무선중계,열차무선설비 DIAGRAM¦ 915정거장 종합무선중계,열차무선설비 DIAGRAM¦ S = NONE¦ NONE¦ 국회의사당¦ 여의도¦ 샛강¦ T¦ 1¦ 0¦ 0¦ 1¦ 0¦ 2¦ 6¦ 0¦ 0¦ 6¦ 2D¦ -¦ T¦ 0¦ 0¦ 0¦ 0¦ 0¦ 0¦ 0¦ 0¦ 0¦ 0¦
| 1단계_정거장 - 복사본 | 1단계_정거장 - 복사본 | 063. T9103038-015 접지함 상세도.dwg | \A1;400¦ \A1;200¦ \A1;400¦ \A1;200¦ \A1;400¦ \A1;400¦ \A1;200¦ \A1;200¦ \A1;200¦ 100¦ 40¦ 100¦ 40¦ 45¦ -¦ T¦ 0¦ 0¦ 0¦ 0¦ 0¦ 0¦ 0¦ 0¦ 0¦ 0¦ 공통¦ 안전관리실,발매기실 접지함 상세도(400x200x150)¦ 통신(공용접지)¦ A¦ 예비(공용접지)¦ BAKELITE¦ (150x60x6t)¦ 동대¦ A'¦ Φ42x4¦ 150¦ Φ42x4¦ 통신기계실 접지함 상세도(400x200x150)¦ (철제 2.0t)¦ 함체¦ 스텐레스 1.5t¦ 카바¦ Φ42x2¦ 접 지 단 자 함¦ Φ42x2¦ (철제 2.0t)¦ 함체¦ 스텐레스 1.5t¦ 카바¦ (150x60x6t)¦ AFC접지(공용접지)¦ BAKELITE¦ 동대¦ 150¦ A-A' 단면 상세도¦ BOLT(M10)¦ WELDING 하여 고정할 것.¦ 소형 ㄷ형강(25x12x3t)¦ 부싱(10)¦ (철제 2.0t)¦ 함체¦ 볼트너트(M10)¦ 동대(150x60x6t)¦ BAKELITE¦ (380x180x12t)¦ ( ) CCT¦ 접 지 단 자 함¦ ( ) CCT¦ 문자색상 - 푸른색¦ 열쇠구멍¦ 버튼손잡이¦ 접지함 상세도¦ 접지함 상세도¦ S = NONE¦ NONE¦ 공통¦ T¦ 9¦ 1¦ 0¦ 3¦ 0¦ 3¦ 8¦ 0¦ 1¦ 5¦ \A1;200¦ \A1;400¦ \A1;400¦
| 1단계_정거장 - 복사본 | 1단계_정거장 - 복사본 | 026. T7001034-005 915정거장 전화설비 지하1층 철거평면도 (1_2).dwg | INT¦ AMP¦ 배선반¦ IP¦ \A1;5,000¦ \A1;5,000¦ \A1;8,600¦ \A1;8,600¦ \A1;24,800¦ \A1;7,500¦ \A1;7,500¦ \A1;4,900¦ \A1;4,900¦ \A1;70,559¦ \A1;5,000¦ \A1;27,900¦ \A1;6,000¦ \A1;5,000¦ \A1;4,900¦ \A1;6,000¦ \A1;6,000¦ \A1;5,500¦ \A1;5,000¦ \A1;3,700¦ \A1;6,000¦ \A1;5,000¦ \A1;5,000¦ \A1;5,000¦ \A1;5,000¦ \A1;5,000¦ \A1;5,000¦ \A1;5,360¦ UTP Cat.5E 25Px2조 (안전관리실)¦ UTP Cat.5E 25Px2조 (CONSOLE CONTROL, LSE)¦ TRAY (300x100)¦ UTP Cat.5E 4Px2조 (임대상가)¦ UTP Cat.5E 4Px2조 (편의점)¦ 인터폰선 0.6x2Px16조 (INT)¦ (16) UTP Cat.5E 4Px3조 (편의점)¦ DOWN TO 지하2층¦ TRAY (900x150)¦ UTP Cat.5E 25Px1조 (콜폰)¦ UTP Cat.5E 25Px2조 (안전관리실)¦ UTP Cat.5E 25Px2조 (CONSOLE CONTROL, LSE)¦ R¦ TRAY (300x100)¦ UTP Cat.5E 4Px6조 (승강장 공중전화)¦ UTP Cat.5E 4Px2조 (임대상가)¦ TRAY (300x100)¦ UTP Cat.5E 4Px3조 (대합실 공중전화)¦ 인터폰선 0.6x2Px4조 (INT)¦ UTP Cat.5E 4Px3조 (편의점)¦ P¦ (16) UTP Cat.5E 4Px2조 (임대상가)¦ (28) UTP Cat.5E 25Px1조 (콜폰)¦ S¦ 1. 음향유도기 전원은 전기콘센트를 이용한다.¦ NOTE¦ 2. 증폭기전원은 전기콘센트를 이용한다.¦ 3. 통신기계실 및 안전관리실 MAIN 분전반은 전기에서 설치한다.¦ UTP Cat.5E 4Px2조 (5호선통신기계실)¦ UTP Cat.5E 4Px2조 (5호선통신기계실)¦ UTP Cat.5E 4Px6조 (승강장 공중전화)¦ OF-MM-4Corex1조 (안전관리실)¦ OF-MM-4Corex1조 (안전관리실)¦ UTP Cat.5E 4Px4조 (승강장 INT)¦ UTP Cat.5E 4Px1조 (승강장 INT)¦ UTP Cat.5E 4Px1조 (승강장 INT)¦ UTP Cat.5E 4Px6조 (승강장 INT)¦ MATCH LINE DWG No. "S1-TA-S15-DB-010-0"¦ A¦ (28) UTP Cat.5E 25Px1조 (운영원대기실)¦ E¦ (28) UTP Cat.5E 25Px1조 (운영원대기실)¦ (16) UTP Cat.5E 4Px2조 (제2,3사업자) ¦ (16) 인터폰선 0.6x2Px4조 (INT)¦ B¦ TRAY (300x100)¦ UTP Cat.5E 25Px1조 (운영원대기실)¦ UTP Cat.5E 25Px3조 (안전관리실)¦ H¦ DOWN TO 통신기계실 ACCESS FLOOR¦ TRAY (900x150)¦ F¦ 인터폰선 0.6x2Px4조 (INT)¦ Q¦ G¦ TRAY (300x100)¦ UTP Cat.5E 25Px1조 (전기실)¦ UTP Cat.5E 4Px2조 (공조기계실-1)¦ D¦ UTP Cat.5E 25Px1조 (전기실)¦ 인터폰선 0.6x2Px8조 (INT)¦ C¦ (28) UTP Cat.5E 25Px1조 (전기실)¦ UTP Cat.5E 4Px2조 (공조기계실-2)¦ UTP Cat.5E 4Px2조 (편의점)¦ UTP Cat.5E 4Px2조 (임대상가)¦ UTP Cat.5E 4Px2조 (공조기계실-1)¦ UTP Cat.5E 25Px2조 (CONSOLE CONTROL, LSE)¦ UTP Cat.5E 4Px2조 (이동통신기계실)¦ UTP Cat.5E 25Px1조 (운영원대기실)¦ UTP Cat.5E 25Px2조 (안전관리실)¦ UTP Cat.5E 25Px1조 (전기실)¦ UTP Cat.5E 4Px2조 (공조기계실-2)¦ UTP Cat.5E 4Px2조 (편의점)¦ UTP Cat.5E 4Px2조 (임대상가)¦ UTP Cat.5E 4Px2조 (공조기계실-1)¦ UTP Cat.5E 25Px2조 (CONSOLE CONTROL, LSE)¦ UTP Cat.5E 4Px2조 (이동통신기계실)¦ UTP Cat.5E 25Px2조 (안전관리실)¦ UTP Cat.5E 25Px2조 (CONSOLE CONTROL, LSE)¦ I¦ TRAY (300x100)¦ UTP Cat.5E 4Px2조 (편의점)¦ UTP Cat.5E 4Px2조 (임대상가)¦ UTP Cat.5E 4Px6조 (승강장 공중전화)¦ 인터폰선 0.6x2Px8조 (INT)¦ J¦ L¦ N¦ O¦ TRAY (300x100)¦ UTP Cat.5E 4Px3조 (대합실 공중전화)¦ UTP Cat.5E 25Px1조 (콜폰)¦ M¦ MATCH LINE¦ (36) SPARE (변전실)¦ (36) SPARE (변전실)¦ UTP Cat.5E 4Px2조 (5호선통신기계실)¦ UTP Cat.5E 4Px3조 (대합실 공중전화)¦ UTP Cat.5E 4Px6조 (승강장 공중전화)¦ UTP Cat.5E 4Px2조 (5호선통신기계실)¦ UTP Cat.5E 4Px3조 (대합실 공중전화)¦ UTP Cat.5E 4Px6조 (승강장 공중전화)¦ (36) SPARE (전기실)¦ UTP Cat.5E 4Px3조 (대합실 공중전화)¦ UTP Cat.5E 4Px2조 (5호선통신기계실)¦ (16) UTP Cat.5E 4Px1조 (운영원대기실)¦ UTP Cat.5E 4Px1조 (운영원대기실)¦ OF-MM-4Corex1조 (안전관리실)¦ UTP Cat.5E 4Px1조 (운영원대기실)¦ OF-MM-4Corex1조 (안전관리실)¦ (16) 인터폰선 0.6x2Px4조 (INT)¦ OF-MM-4Corex1조 (안전관리실)¦ UTP Cat.5E 4Px1조 (승강장 INT)¦ UTP Cat.5E 4Px6조 (승강장 INT)¦ (기계분야 인터폰 모장치)¦ (22) UTP Cat.5E 4Px3조 (공중전화)¦ K¦ UTP Cat.5E 4Px6조 (승강장 INT)¦ UTP Cat.5E 4Px6조 (승강장 INT)¦ KEY PLAN¦ Y06¦ Y05¦ Y03¦ Y02¦ Y01¦ Y00¦ Y04¦ X-05¦ X-04¦ X-03¦ X-02¦ X-01¦ X00¦ X01¦ X02¦ X03¦ X04¦ X05¦ X06¦ X07¦ X08¦ X09¦ X10¦ X11¦ X12¦ X13¦ DN¦ DN¦ UP¦ 기존5호선 화장실¦ UP¦ 변전실¦ 운영원대기실¦ 이동통신기계실¦ 비상전원실¦ 비품창고¦ 편의점¦ 발매기실1¦ CO2 실¦ 통신기계실¦ 복 도¦ 전기실¦ 공조기계실-1¦ 외부엘리베이터2 (신설)¦ 외부출입구5 (기존)¦ 외부출입구6¦ 내부계단1,6¦ 방범셔터설치¦ UP¦ SLPOE¦ 외부엘리베이터1 (기존)¦ 지상E/L¦ 지상E/L¦ MATCH LINE¦ x2¦ x2¦ x2¦ x2¦ x2¦ x2 ¦ (P8:100x100x100)¦ (P7:100x100x100)¦ (P3:100x100x100)¦ (P4:400x400x200)¦ (P1:600x600x300)¦ (16) 인터폰선 0.6x2Px4조 (INT)¦ (16) 인터폰선 0.6x2Px4조 (INT)¦ (16) 인터폰선 0.6x2Px4조 (INT)¦ (16) UTP Cat.5E 4Px2조 (임대상가)¦ (28) UTP Cat.5E 25Px1조 (콜폰)¦ (28) UTP Cat.5E 25Px1조 (콜폰)¦ (16) 인터폰선 0.6x2Px각1조 (콜폰)¦ (16) 인터폰선 0.6x2Px4조 (INT)¦ (28) UTP Cat.5E 25Px1조 (전기실)¦ (16) UTP Cat.5E 4Px2조 (공조기계실-1)¦ (16) UTP Cat.5E 4Px2조¦ (16) 인터폰선 0.6x2Px4조 (INT)¦ DOWN TO CP PANEL¦ I¦ J¦ R¦ S¦ D¦ G¦ P¦ O¦ M¦ L¦ H¦ E¦ B¦ A¦ C¦ (P10:200x200x100)¦ (16) 인터폰선 0.6x2Px4조 (INT)¦ (16) 인터폰선 0.6x2Px4조 (INT)¦ (P9:200x200x100)¦ (P5:100x100x100)¦ UTP 25P¦ [TB No.1]¦ F¦ (P2:600x600x300)¦ (P6:300x300x200)¦ UP TO 지상환기구¦ UTP 25P¦ [TB No.2]¦ (28) UTP Cat.5E 25Px1조 (운영원대기실)¦ (36) SPARE¦ (16) UTP Cat.5E 4Px1조 (운영원대기실)¦ (36) SPARE (전기실)¦ (16) 인터폰선 0.6x2Px4조 (INT)¦ B¦ UTP 25P¦ [TB No.3]¦ K¦ 공중전화¦ N¦ (16) 인터폰선 0.6x2Px4조 (INT)¦ Q¦ UTP Cat.5E 4Px1조 (승강장 INT)¦ TRAY (300x100)¦ UTP Cat.5E 4Px1조 (승강장 INT)¦ DOWN TO 지하2층¦ TRAY (900x150)¦ (16) UTP Cat.5E 4Px1조 (운영원대기실)¦ 접지단자함¦ UTP Cat.5E 4Px1조 (편의점)¦ TRAY (300x100)¦ UTP Cat.5E 25Px3조 (안전관리실)¦ UTP Cat.5E 4Px2조 (공조기계실-2)¦ UTP Cat.5E 4Px2조 (편의점)¦ UTP Cat.5E 4Px2조 (임대상가)¦ UTP Cat.5E 4Px2조 (공조기계실-1)¦ UTP Cat.5E 25Px2조 (CONSOLE CONTROL, LSE)¦ UTP Cat.5E 4Px2조 (5호선통신기계실)¦ UTP Cat.5E 4Px3조 (대합실 공중전화)¦ UTP Cat.5E 4Px6조 (승강장 공중전화)¦ OF-MM-4Corex1조 (안전관리실)¦ UTP Cat.5E 4Px6조 (승강장 INT)¦ UTP Cat.5E 25Px1조 (전기실)¦ TRAY (300x100)¦ UTP Cat.5E 4Px2조 (공조기계실-2)¦ UTP Cat.5E 25Px2조 (안전관리실)¦ UTP Cat.5E 25Px2조 (CONSOLE CONTROL, LSE)¦ UTP Cat.5E 4Px6조 (승강장 공중전화)¦ UTP Cat.5E 4Px2조 (5호선통신기계실)¦ UTP Cat.5E 4Px4조 (승강장 INT)¦ OF-MM-4Corex1조 (안전관리실)¦ UTP Cat.5E 4Px1조 (편의점)¦ 인터폰선 0.6x2Px12조 (INT)¦ UTP Cat.5E 25Px2조 (콜폰)¦ 인터폰선 0.6x2Px12조 (INT)¦ UTP Cat.5E 25Px1조 (콜폰)¦ (16) 인터폰선 0.6x2Px4조 (INT)¦ DOWN TO CP PANEL¦ (16) 인터폰선 0.6x2Px4조 (INT)¦ DOWN TO CP PANEL¦ (16) 인터폰선 0.6x2Px4조 (INT)¦ DOWN TO CP PANEL¦ 3-41~44¦ 3-45~48¦ 3-21~24¦ 3-25~28¦ 3-1~4¦ 3-5~8¦ V1.2¦ D1¦ V1.2¦ T¦ T¦ 천정형UTP25P-1¦ 6¦ 5¦ 4¦ 3¦ 2¦ 1¦ 11¦ 10¦ 9¦ 8¦ 7¦ 13¦ 12¦ 임대상가¦ T¦ T¦ (철거)¦ (철거)¦ (철거)¦ (철거)¦ 지하철 915정거장¦ 국회의사당¦ 여의도¦ 샛강¦ 1/400¦ 915정거장 전화설비 지하1층 철거평면도(1/2)¦ S = 1/400¦ 915정거장 전화설비 지하1층 철거평면도(1/2)¦ T¦ 7¦ 0¦ 0¦ 1¦ 0¦ 3¦ 4¦ 0¦ 0¦ 5¦ (기설활용)¦ P¦
| 1단계_정거장 - 복사본 | 1단계_정거장 - 복사본 | 040. T7009934-001 906정거장 출입통제설비 지하1층 평면도(1_2).dwg | P¦ ACU¦ C/R¦ KEY PLAN¦ \A1;9750¦ \A1;9750¦ \A1;19500¦ \A1;6850¦ \A1;2900¦ \A1;6850¦ \A1;2900¦ \A1;7500¦ \A1;7500¦ \A1;7500¦ \A1;7500¦ \A1;7500¦ \A1;7500¦ \A1;7500¦ \A1;7500¦ \A1;7500¦ \A1;7500¦ \A1;7500¦ \A1;82500¦ DN¦ DN¦ DN¦ DN¦ DN¦ DN¦ UP¦ UP¦ UP¦ UP¦ UP¦ UP¦ UP¦ UP¦ UP¦ 화 장 실¦ 편 의 점¦ 공조기계실1¦ 통신기계실¦ 안전관리실¦ 발매기실¦ 대 합 실¦ TRAY (600x150)¦ DOWN TO 통신기계실 ACCESS FLOOR¦ MATCH LINE DWG No. "S1-TA-S06-DB-018-1.dwg"¦ (16) UTP Cat.5E 4Px2조 (출입통제)¦ 906정거장 출입통제설비 지하1층 평면도 (1/2)¦ S = 1 / 400¦ Y00¦ Y02¦ Y03¦ Y06¦ Y04¦ X08¦ X09¦ X10¦ X11¦ X02¦ X03¦ X04¦ X05¦ X06¦ X07¦ X01¦ X00¦ UTP Cat.5E 4Px4조 (출입통제)¦ UTP Cat.5E 4Px10조 (출입통제)¦ UTP Cat.5E 4Px10조 (출입통제)¦ (16) UTP Cat.5E 4Px2조 (출입통제)¦ 906정거장 출입통제설비 지하1층 평면도 (1/2)¦ 1/400¦ 지하철 906정거장¦ 마곡나루¦ 양천향교¦ 가양¦ T¦ 7¦ 0¦ 0¦ 9¦ 9¦ 3¦ 4¦ 0¦ 0¦ 1¦
| 1단계_정거장 - 복사본 | 1단계_정거장 - 복사본 | 101. T7001034-044 차량기지 부속동 구내통신설비 철거평면도 (변전소).dwg | P¦ \A1;6,000¦ \A1;6,000¦ \A1;6,000¦ \A1;6,000¦ \A1;6,000¦ \A1;6,000¦ \A1;6,000¦ \A1;6,000¦ \A1;48,000¦ \A1;1,500¦ \A1;1,500¦ \A1;9,000¦ \A1;9,000¦ \A1;18,000¦ \A1;7,000¦ \A1;4,000¦ \A1;7,000¦ \A1;2,000¦ \A1;2,000¦ \A1;100¦ \A1;5,300¦ \A1;1,600¦ \A1;2,000¦ \A1;1,500¦ \A1;1,500¦ \A1;1,500¦ \A1;1,500¦ \A1;1,500¦ \A1;1,500¦ \A1;1,500¦ \A1;1,500¦ \A1;1,500¦ \A1;1,500¦ \A1;1,500¦ \A1;1,500¦ \A1;1,500¦ \A1;7,500¦ \A1;6,000¦ \A1;3,000¦ \A1;3,000¦ \A1;3,000¦ \A1;3,000¦ \A1;3,000¦ \A1;3,000¦ \A1;3,000¦ H¦ C/R¦ CO2실¦ 변전실¦ 운영대기실¦ RAMP.DN¦ DN ¦ X00¦ X01¦ X02¦ X03¦ X04¦ X05¦ X06¦ X07¦ X08¦ Y02¦ Y01¦ Y00¦ F/S (JF) 0.65x25P (50%차폐)x1조¦ FR-CV 3C/6.0㎟x1조 (CA POWER)¦ OF-MM-4Core x1조 (CAMERA)¦ FR-CVVSB 3C/2.5㎟x1조 (SP)¦ 수3-5 ¦ [UTP 25P]¦ [10P]¦ [OUTLET] ¦ (28) OF-MM-4Core x1조 (CAMERA)¦ (28) FR-CV 3C/6.0㎟x1조 (CA POWER)¦ (P2:200x200x100)¦ (P3:200x200x100)¦ (P4:200x200x100)¦ (28) OF-MM-4Core x1조 (CAMERA)¦ (28) FR-CV 3C/6.0㎟x1조 (CA POWER)¦ x2¦ Ux2¦ (P1:200x200x100)¦ : (16) HIV 1.5㎟x2조¦ NOTE¦ : (16) HIV 1.5㎟x4조¦ : (16) HIV 1.5㎟x3조¦ (28) OF-MM-4Core x1조 (CAMERA)¦ (28) FR-CV 3C/6.0㎟x1조 (CA POWER)¦ FR-CVVS 6C/1.25㎟x2조 (변전소 출입통제)¦ COD 100mmx1조 (28mmx4조)¦ COD 100mmx1조 (28mmx4조)¦ FC 50mmx1조¦ FC 100mmx1조 (SPARE)¦ FR-CVVSB 3C/2.5㎟x1조 (SP)¦ F/S (JF) 0.65x25P (50%차폐)x1조¦ F/S (JF) 0.65x25P (50%차폐)x1조¦ FR-CV 3C/6.0㎟x1조 (CA POWER)¦ OF-MM-4Core x1조 (CAMERA)¦ FR-CVVSB 3C/2.5㎟x1조 (SP)¦ FR-CVVS 6C/1.25㎟x2조 (변전소 출입통제)¦ COD 100mmx1조 (28mmx4조)¦ COD 100mmx1조 (28mmx4조)¦ FC 50mmx1조¦ FC 100mmx1조 (SPARE)¦ (P2:500x500x300)¦ 5mm강철판¦ A-1¦ A-1¦ 분¦ 전¦ 반¦ 수3-5 ¦ 접지선 여장 5m¦ 1.2¦ (28) FR-CV 3C/6.0㎟x1조 (CA POWER)¦ (22) ECX 5C-2Vx1조 (CAMERA)¦ (28) OF-MM-4Core x1조 (CAMERA)¦ (16) HIV 1.5㎟x2조 (SP)¦ (500x600x200)¦ 차량기지 부속동 구내통신설비 철거평면도 (변전소)¦ S = 1/200¦ 1/200¦ 차량기지¦ 차량기지¦ 차량기지 부속동 구내통신설비 철거평면도 ¦ (변전소)¦ T¦ 7¦ 0¦ 0¦ 1¦ 0¦ 3¦ 4¦ 0¦ 4¦ 4¦
| 1단계_정거장 - 복사본 | 1단계_정거장 - 복사본 | 069. T7009934-006 913정거장 출입통제설비 지하1층 철거 평면도 (1_2).dwg | C/R¦ ACU¦ \A1;11,000¦ \A1;5,500¦ \A1;5,500¦ \A1;7,500¦ \A1;7,500¦ \A1;7,500¦ \A1;7,500¦ \A1;7,500¦ \A1;7,500¦ \A1;7,500¦ \A1;7,500¦ \A1;3,630¦ \A1;85,630¦ \A1;21,370¦ \A1;6,750¦ \A1;7,800¦ \A1;6,820¦ MATCH LINE DWG No. "S1-TA-S13-DB-024-0"¦ KEY PLAN¦ X01¦ X02¦ X03¦ X04¦ X05¦ X06¦ X07¦ X08¦ X09¦ X10¦ X11¦ X12¦ Y00¦ Y02¦ Y05¦ Y07¦ Y01¦ Y03¦ Y06¦ Y04¦ 2호선 교각¦ UP¦ 대합실¦ 신호통신기계실¦ 복 도¦ 사무실¦ 작업장(건축/토목)¦ 창 고¦ 작업장(설비)¦ 작업장(신호)¦ 작업장(통신)¦ 작업장(전기)¦ 창 고¦ 창 고¦ 창 고¦ 창 고¦ 분소 락카룸(남)¦ 분소 샤워실(남)¦ 분소 탈의실(남)¦ 분소 락카룸(여)¦ 분소 샤워실(여)¦ 분소 탈의실(여)¦ 대기실(남)¦ 대기실(여)¦ 외부출입구1¦ 외부엘리베이터1¦ 외부통로1¦ 목동선 환승에스컬레이터¦ 외부출입구6¦ 외부통로3¦ 외부출입구5¦ MATCH LINE¦ MATCH LINE¦ (P3:500x500x300)¦ 지상E/L¦ 임대상가1¦ 임대상가2¦ DOWN TO 신호통신기계실¦ TRAY (600x150)¦ UTP Cat.5E 4Px8조 (출입통제)¦ UTP Cat.5E 4Px2조 (출입통제)¦ (16) UTP Cat.5E 4Px2조 (출입통제)¦ UTP Cat.5E 4Px4조 (출입통제)¦ DOWN TO 지하2층¦ 913정거장 출입통제설비 지하1층 철거 평면도 (1/2)¦ 913정거장 출입통제설비 지하1층 철거 평면도 (1/2)¦ S = 1 / 400¦ 1/400¦ 지하철 913정거장¦ 선유도¦ 당산¦ 국회의사당¦ T¦ 7¦ 0¦ 0¦ 9¦ 9¦ 3¦ 4¦ 6¦ 0¦ 0¦ P¦
| 1단계_정거장 - 복사본 | 1단계_정거장 - 복사본 | 070. T9103026-001 903(공항시장)역사노드 랙 배치도.dwg | 903(공항시장)역사노드 랙 배치도¦ NONE¦ 903(공항시장)역사노드 랙 배치도¦ S = NONE¦ OFD 랙¦ MDF 랙¦ 기지국장치 랙¦ 스위치 랙¦ 역사노드백본 랙¦ 시리얼장치¦ PDP¦ MDF¦ MDF¦ MDF¦ MDF¦ MDF¦ OFD¦ OFD¦ OFD¦ OFD¦ OFD¦ 스위치¦ 스위치¦ 스위치¦ PDP¦ 백본스위치¦ 백본스위치¦ UPS¦ OJCx8¦ 역사노드백본 랙 ¦ 스위치 랙 ¦ 기지국장치 랙 ¦ OFD 랙 ¦ MDF 랙 ¦ GND¦ OJCx8¦ OJCx6¦ OJCx4¦ UTP Cat6 25Px2¦ UTP Cat6 25Px2¦ HFCO 2C/4㎟¦ HFCO 2C/4㎟¦ HFCO 2C/4㎟¦ F-GV 16㎟¦ F-GV 16㎟¦ F-GV 16㎟¦ F-GV 16㎟¦ F-GV 16㎟¦ F-GV 16㎟¦ \pi-15,l20,t20;* 예시도면이며 제조사별 구성도 다를 수 있음.¦ PDP¦ PDOD¦ \pi-15,l20,t20;* 랙 내 접지바에서 장치간 접지 연결.¦ HFCO 2C/4㎟¦ RRU¦ 정류기¦ 903(공항시장)역사노드 랙 배치도¦ NONE¦ 903(공항시장)역사노드 랙 배치도¦ S = NONE¦ OFD 랙¦ MDF 랙 (기설)¦ 기지국장치 랙¦ 역사노드백본 랙¦ 시리얼장치¦ MDF¦ MDF¦ MDF¦ MDF¦ MDF¦ OFD¦ OFD¦ OFD¦ OFD¦ OFD¦ PDP¦ 백본스위치¦ 백본스위치¦ \pi-15,l20,t20;* 예시도면이며 제조사별 구성도 다를 수 있음.¦ PDP¦ OPDP¦ \pi-15,l20,t20;* 랙 내 접지바에서 장치간 접지 연결.¦ RRU¦ 정류기¦ 역사노드백본 랙 ¦ OJCx8¦ 시리얼장치 ¦ 기지국장치 랙 ¦ OFD 랙 ¦ MDF 랙 ¦ GND¦ OJCx4¦ OJCx4¦ HFCO 2C/4㎟¦ HFCO 2C/4㎟¦ F-GV 16㎟¦ F-GV 16㎟¦ F-GV 16㎟¦ UPS¦ UTP Cat6 25Px2¦ OPDP¦ RRU 1¦ RRU 2¦ RRU 3¦ UTP Cat5e 4Px2¦ F-GV 16㎟¦ 902¦ 904¦ 903¦ T¦ 9¦ 1¦ 0¦ 3¦ 0¦ 2¦ 6¦ 0¦ 0¦ 1¦ OJCx10¦ OJCx8¦ F-GV 16㎟¦ 정류기¦ DU_A¦ PDP¦ DU_S¦ RRU¦ OPDP¦ OPDP¦ RRU 정류기¦ RRU 축전지¦
| 1단계_정거장 - 복사본 | 1단계_정거장 - 복사본 | 012. T9203026-006 종합관리 및 복지후생동 CIRCUIT WIRING SYSTEM DIAGRAM_철거(3_3).dwg | T¦ 0¦ 0¦ 0¦ 0¦ 0¦ 0¦ 0¦ 0¦ 0¦ 0¦ H/E¦ 모시계¦ O/F(SM)¦ O/F(SM)¦ DATA¦ KEY PHONE¦ M/D¦ E¦ Ports¦ T¦ (VOICE)¦ E & M¦ SUB ADM¦ TEL¦ SPCM¦ Data Line¦ Data Line¦ P.A AMP¦ L¦ O¦ E¦ T¦ L¦ O¦ 출입통제¦ 열차무선¦ Data Line¦ Data Line¦ 종합사령실 기계실 (3F)¦ 당직실 (1F)¦ EPS실 (3F)¦ To: KT¦ AMP¦ TV¦ (2D)¦ 마켓팅¦ 운영본부¦ 운영부본부장실¦ 운영본부 비서실¦ 운영본부장실¦ 대회의실¦ 회의실¦ 운영본부 사무실 1¦ 창고¦ CO2실¦ HALL / 복도¦ 예비실¦ 상황실¦ 탕비실¦ 화장실 (남,여)¦ 대표이사실¦ 임원실2¦ 회의실¦ 문서고¦ 접견실¦ SPC 사무실¦ 화장실 (남,여)¦ 비서실¦ 갱의실¦ 대회의실¦ T¦ HALL-6 (지상5층)¦ CCC-1 (지상5층)¦ 지상4층¦ 지상5층¦ HALL-5 (지상4층)¦ C¦ C¦ T¦ V¦ R¦ A¦ C¦ K¦ To: EPS실 (2F) ¦ 탕비실¦ 장애인화장실 (남,여)¦ C/R¦ Data Line (운전,전력,신호,통신,방재)¦ 수신장치¦ 재난방송¦ ANT¦ ANT¦ To: 검사고¦ To: 변전소¦ To: 주공장, 검사고, 부속동¦ ANT¦ To: 주공장, 검사고,¦ To: 주공장, 검사고¦ (2,450W)¦ From: 감시실 인터폰모장치 ¦ 종합사령실¦ 부사장실¦ 사장실¦ 탕비실¦ T¦ T¦ T¦ T¦ T¦ T¦ x2¦ x2¦ x2¦ x11¦ x2¦ x2¦ x2¦ x2¦ T¦ T¦ x5¦ x2¦ x4¦ T¦ x2¦ T¦ T¦ x4¦ HALL / 복도¦ x2¦ 공조실¦ 부속동, 901정거장¦ x6¦ 종합사령실¦ x2¦ x2¦ x2¦ x2¦ x2¦ EPS실 (3F)¦ AMP¦ TV¦ (2D)¦ AMP¦ TV¦ (3D)¦ EPS실 (4F)¦ AMP¦ TV¦ Horn (30W)¦ Horn (30W)¦ 인터폰¦ 모장치¦ [기계설비분]¦ FAX¦ 운전,전력,신호,통신,방재사령¦ x12¦ x14¦ 임원실1¦ T¦ KT¦ KT¦ KT¦ KT¦ KT¦ KT¦ KT¦ KT¦ KT¦ KT¦ KT¦ KT¦ KT¦ KT¦ KT¦ IP¦ IP¦ IP¦ IP¦ IP¦ IP¦ IP¦ IP¦ IP¦ IP¦ IP¦ IP¦ IP¦ IP¦ IP¦ IP¦ R¦ R¦ 운영본부 사무실 2¦ 운영본부 사무실 3¦ T¦ T¦ CCTV¦ 광화상전송장치¦ MATRIX¦ RACK¦ TV 광수신기¦ DATA¦ M/D¦ E¦ Ports¦ T¦ &¦ (VOICE)¦ SUB ADM¦ TEL¦ SPCM¦ 전력사령¦ 통신사령¦ Data Line (전력)¦ Data Line¦ Data Line¦ Data Line¦ Data Line (AFC)¦ Data Line (통신)¦ Data Line (방재)¦ Data Line (운전)¦ P.A AMP¦ L¦ O¦ 배 선 반¦ 출입통제¦ 운전사령¦ E¦ T¦ L¦ O¦ Data Line (신호)¦ FXO/FXS¦ Ethernet Port¦ MULTI¦ COMM¦ EQUIP¦ FM광전송장치¦ 열차무선¦ O/F(SM) FM RADIO, 지상파DMB¦ 소방외부 무선통신 보조설비¦ 소방 무선통신 보조설비¦ 철거¦ 철거¦ 철거¦ 철거¦ 종합관리 및 복지후생동 CIRCUIT WIRING SYSTEM DIAGRAM / 철거(3/3)¦ S = NONE¦ NONE¦ 차량기지¦ 종합관리 및 복지후생동 CIRCUIT WIRING SYSTEM DIAGRAM / 철거 (3/3)¦ T¦ 9¦ 2¦ 0¦ 3¦ 0¦ 2¦ 6¦ 0¦ 0¦ 6¦ KT¦ IP¦
| 1단계_정거장 - 복사본 | 1단계_정거장 - 복사본 | 013. T1001026-009 914정거장 AFC CABLE WIRING DIAGRAM.dwg | D/I MUX (ROUTER)¦ (통신기계실)¦ 분전반 (전기시설분)¦ (안전관리실)¦ AFC 접지단자함¦ (안전관리실)¦ DPC BOX¦ SMS (S/W HUB)¦ EM GATE¦ CONTROL BOX¦ AGM 6형 (No.1)¦ AGM 8형 (No.2)¦ AGM 8형 (No.3)¦ ATVM (No.1~2)¦ FTP Cat.5E 4Px1조(기설 케이블 이용)¦ HFCO 2C/4.0㎟x1조¦ FR-CVVS 4C/2.5㎟x1조 (DPC)¦ 접지단자함¦ AAM (No.1)¦ (안전관리실)¦ (안전관리실)¦ (승강장)¦ S/W HUB¦ (발매기실)¦ 분전반¦ (발매기실)¦ AFC 접지단자함¦ (발매기실)¦ AGM 6형 (No.12)¦ AGM 8형 (No.13)¦ AGM 10형 (No.14)¦ AGM 11형 (No.15)¦ AGM 12형 (No.16)¦ ATVM (No.3~4)¦ AAM (No.2)¦ 환급기 (No.2)¦ FTP Cat.5E 4Px1조¦ HFCO 2C/4.0㎟x1조¦ FR-CVVS 4C/2.5㎟x1조 (DPC)¦ HFCO 3C/4.0㎟x1조¦ HFCO 3C/4.0㎟x1조¦ HFCO 3C/4.0㎟x1조¦ HFCO 3C/4.0㎟x1조¦ FTP Cat.5E 4Px1조¦ FTP Cat.5E 4Px2조¦ FTP Cat.5E 4Px1조¦ UTP Cat.5E 4Px1조¦ F-GV 4.0㎟x1조¦ F-GV 4.0㎟x1조¦ F-GV 4.0㎟x1조¦ HFCO 3C/4.0㎟x1조¦ AGM 12형 (No.7) ¦ F-GV 4.0㎟x1조¦ F-GV 4.0㎟x1조¦ F-GV 4.0㎟x1조¦ HFCO 3C/4.0㎟x1조¦ HFCO 3C/4.0㎟x1조¦ HFCO 3C/4.0㎟x1조¦ HFCO 3C/4.0㎟x1조¦ HFCO 3C/4.0㎟x1조¦ F-GV 4.0㎟x1조¦ FTP Cat.5E 4Px1조¦ UTP Cat.5E 4Px1조(INT)¦ AGM 6형 (No.8)¦ AGM 8형 (No.9)¦ AGM 10형 (No.11)¦ HFCO 3C/4.0㎟x1조¦ AGM 8형 (No.4)¦ HFCO 3C/4.0㎟x1조¦ FTP Cat.5E 4Px2조¦ FTP Cat.5E 4Px1조¦ FTP Cat.5E 4Px1조¦ 환급기 (No.1)¦ 화재수신반¦ FTP Cat.5E 4Px1조¦ FTP Cat.5E 4Px1조¦ F-GV 4.0㎟x1조¦ F-GV 4.0㎟x1조¦ HFCO 3C/4.0㎟x1조¦ HFCO 3C/4.0㎟x1조¦ HFCO 3C/4.0㎟x1조¦ 통신UPS¦ (통신기계실)¦ 통합교환설비¦ (통신기계실)¦ FTP Cat.5E 4Px1조¦ FTP Cat.5E 4Px1조¦ FTP Cat.5E 4Px1조¦ FTP Cat.5E 4Px1조¦ FTP Cat.5E 4Px1조¦ FTP Cat.5E 4Px1조¦ FTP Cat.5E 4Px1조¦ FTP Cat.5E 4Px1조¦ FTP Cat.5E 4Px1조¦ FTP Cat.5E 4Px1조¦ FTP Cat.5E 4Px1조¦ FTP Cat.5E 4Px1조¦ UTP Cat.5E 4Px1조(INT)¦ UTP Cat.5E 4Px2조(INT)¦ UTP Cat.5E 4Px1조(INT)¦ UTP Cat.5E 4Px1조(INT)¦ UTP Cat.5E 4Px2조(INT)¦ UTP Cat.5E 4Px1조(INT)¦ UTP Cat.5E 4Px1조(INT)¦ HFCO 3C/4.0㎟x2조¦ AGM 10/11형 (No.6)¦ AGM 8형 (No.5)¦ FTP Cat.5E 4Px1조¦ AGM 8형 (No.10)¦ FTP Cat.5E 4Px1조¦ HFCO 3C/4.0㎟x1조¦ HFCO 3C/4.0㎟x1조¦ HFCO 3C/4.0㎟x1조¦ 914정거장 AFC CABLE WIRING DIAGRAM¦ 914정거장 AFC CABLE WIRING DIAGRAM¦ S = NONE¦ NONE¦ 지하철 914정거장¦ 당산¦ 국회의사당¦ 여의도¦ T¦ 1¦ 0¦ 0¦ 1¦ 0¦ 2¦ 6¦ 0¦ 0¦ 9¦
| 1단계_정거장 - 복사본 | 1단계_정거장 - 복사본 | 021. T7001034-004 904정거장 전화설비 지하2층 신설평면도(2_2).dwg | KEY PLAN¦ \A1;11400¦ \A1;22800¦ \A1;11400¦ \A1;3400¦ \A1;16000¦ \A1;3400¦ \A1;22800¦ \A1;8000¦ \A1;8000¦ 1. 일반교환기에 수용된 전화기는 IP전화기로 교체한다.¦ NOTE¦ 2. 콜폰, E/L폰, 승강장 비상통화장치도 교체한다.¦ 3. 전화 및 인터폰 구간의 배선배관은 기존활용한다.¦ (16) UTP Cat.5E 4Px1조 (승강장 INT)¦ (16) UTP Cat.5E 4Px1조 (승강장 INT)¦ MATCH LINE DWG No. "S1-TA-S04-DB-011-1.dwg"¦ (P29:300x300X200)¦ (P31:300x300X200)¦ (P30:300x300X200)¦ (P32:300x300X200)¦ 3. 통신기계실 및 안전관리실 MAIN 분전반은 전기에서 설치한다.¦ 1. 음향유도기 전원은 전기콘센트를 이용한다.¦ NOTE¦ 2. 증폭기전원은 전기콘센트를 이용한다.¦ UP¦ UP¦ UP¦ UP¦ 승 강 장¦ 승 강 장¦ X11¦ X12¦ X13¦ X14¦ X15¦ X16¦ X17¦ X18¦ X19¦ X20¦ X21¦ X22¦ 7,500¦ 7,500¦ 7,500¦ 7,500¦ 7,500¦ 7,500¦ 7,500¦ 7,500¦ 7,500¦ 7,500¦ 7,500¦ Y00¦ Y02¦ Y04¦ Y01¦ Y03¦ Y00¦ Y01¦ Y02¦ Y03¦ Y04¦ 1. 일반교환기에 수용된 전화기는 안전관리실만 IP전화기로 교체한다.¦ NOTE¦ 2. 콜폰, E/L폰, 승강장 비상통화장치도 교체한다.¦ 3. 전화 및 인터폰 구간의 배선배관은 기존활용한다.¦ 지하철 904정거장¦ 공항시장¦ 신방화¦ 마곡나루¦ 1/400¦ 904정거장 전화설비 지하2층 신설평면도(2/2)¦ S=1/400¦ 904정거장 전화설비 지하2층 신설평면도(2/2)¦ T¦ 7¦ 0¦ 0¦ 1¦ 0¦ 3¦ 4¦ 0¦ 0¦ 4¦ (기설활용)¦ P¦ INT¦
| 1단계_정거장 - 복사본 | 1단계_정거장 - 복사본 | 013. T1001026-009 909정거장 AFC CABLE WIRING DIAGRAM.dwg | D/I MUX (ROUTER)¦ (통신기계실)¦ 분전반 (전기시설분)¦ (안전관리실)¦ AFC 접지단자함¦ (안전관리실)¦ DPC BOX¦ SMS (S/W HUB)¦ EM GATE¦ CONTROL BOX¦ AGM 12형 (No.1)¦ AGM 11형 (No.2)¦ AGM 10형 (No.3)¦ AGM 8형 (No.5)¦ ATVM (No.1~2)¦ OF-SM-4Cx1조¦ F-GV 4.0㎟x2조¦ F-GV 4.0㎟x1조¦ HFCO 2C/4.0㎟x1조¦ FTP Cat.5E 4Px2조¦ FR-CVVS 4C/2.5㎟x1조 (DPC)¦ HFCO 3C/4.0㎟x2조¦ HFCO 3C/4.0㎟x1조¦ HFCO 3C/4.0㎟x1조¦ HFCO 3C/4.0㎟x1조¦ HFCO 3C/4.0㎟x1조¦ AAM (No.1)¦ FTP Cat.5E 4Px1조¦ F-GV 4.0㎟x1조¦ HFCO 3C/4.0㎟x1조¦ (안전관리실)¦ (안전관리실)¦ S/W HUB¦ (발매기실)¦ 분전반¦ (발매기실)¦ AFC 접지단자함¦ (발매기실)¦ AGM 6형 (No.9)¦ AGM 10형 (No.12)¦ AGM 10/11형 (No.15)¦ AGM 12형 (No.16)¦ ATVM (No.3~4)¦ AAM (No.2)¦ 환급기 (No.2)¦ OF-SM-4Cx1조(기존 케이블 이용)¦ F-GV 4.0㎟x1조¦ HFCO 2C/4.0㎟x1조¦ FR-CVVS 4C/2.5㎟x1조 (DPC)¦ HFCO 3C/4.0㎟x1조¦ HFCO 3C/4.0㎟x1조¦ HFCO 3C/4.0㎟x1조¦ HFCO 3C/4.0㎟x1조¦ HFCO 3C/4.0㎟x1조¦ UTP Cat.5E 4Px1조¦ F-GV 4.0㎟x1조¦ F-GV 4.0㎟x1조¦ F-GV 4.0㎟x1조¦ F-GV 4.0㎟x1조¦ FTP Cat.5E 4Px2조¦ FTP Cat.5E 4Px1조¦ FTP Cat.5E 4Px1조¦ UTP Cat.5E 4Px2조(INT)¦ UTP Cat.5E 4Px2조(INT)¦ AGM 8형 (No.4)¦ AGM 8형 (No.10)¦ HFCO 3C/4.0㎟x1조¦ FTP Cat.5E 4Px1조¦ FTP Cat.5E 4Px1조¦ HFCO 3C/4.0㎟x1조¦ 화재수신반¦ F-GV 4.0㎟x1조¦ FTP Cat.5E 4Px1조¦ HFCO 3C/4.0㎟x1조¦ HFCO 3C/4.0㎟x1조¦ HFCO 3C/4.0㎟x1조¦ 환급기 (No.1)¦ FTP Cat.5E 4Px1조¦ F-GV 4.0㎟x1조¦ 통신UPS¦ (통신기계실)¦ 통합교환설비¦ (통신기계실)¦ FTP Cat.5E 4Px1조¦ FTP Cat.5E 4Px1조¦ FTP Cat.5E 4Px1조¦ FTP Cat.5E 4Px1조¦ FTP Cat.5E 4Px1조¦ FTP Cat.5E 4Px1조¦ FTP Cat.5E 4Px1조¦ FTP Cat.5E 4Px1조¦ FTP Cat.5E 4Px1조¦ FTP Cat.5E 4Px1조¦ FTP Cat.5E 4Px1조¦ UTP Cat.5E 4Px1조(INT)¦ UTP Cat.5E 4Px1조(INT)¦ UTP Cat.5E 4Px1조(INT)¦ UTP Cat.5E 4Px1조(INT)¦ UTP Cat.5E 4Px1조(INT)¦ UTP Cat.5E 4Px1조(INT)¦ AGM 6형 (No.14)¦ AGM 8형 (No.6)¦ AGM 8형 (No.7)¦ AGM 8형 (No.8)¦ AGM 8형 (No.11)¦ AGM 10형 (No.13)¦ FTP Cat.5E 4Px1조¦ FTP Cat.5E 4Px1조¦ FTP Cat.5E 4Px1조¦ HFCO 3C/4.0㎟x1조¦ HFCO 3C/4.0㎟x1조¦ 909정거장 AFC CABLE WIRING DIAGRAM¦ 909정거장 AFC CABLE WIRING DIAGRAM¦ S = NONE¦ NONE¦ 지하철 909정거장¦ 가양¦ 등촌¦ 염창¦ T¦ 1¦ 0¦ 0¦ 1¦ 0¦ 2¦ 6¦ 0¦ 0¦ 9¦
| 1단계_정거장 - 복사본 | 1단계_정거장 - 복사본 | 013. T9203026-007 종합관리 및 복지후생동 구내통신설비 CABLE WIRING DIAGRAM (1_3).dwg | 기계실/물탱크실¦ HALL¦ 전기실¦ 매점¦ 식당 및 세척실¦ 주방¦ 침실¦ 영양사실¦ 공조실¦ 휴게실¦ 노조사무실¦ 예비군대대¦ 용역사무실¦ 양호실¦ EPS실 (1F)¦ 강당¦ 영사실¦ 준비실¦ 당직실 (광S/W HUB)¦ 안내실¦ 휴게공간¦ 홍보전시실¦ 지하1층¦ 지하2층¦ 지상1층¦ 종합사령실기계실 (3F)¦ MIS/AFC실 (3F)¦ 당직실 (1F)¦ OF-MM-8Corex1조¦ HIV 1.5㎟x2조¦ HIV 1.5㎟x2조¦ UTP Cat.5E 4Px2조 (출입통제)¦ UTP Cat.5E 25Px2조¦ UTP Cat.5E 25Px1조¦ UTP Cat.5E 25Px6조¦ UTP Cat.5E 4Px1조¦ UTP Cat.5E 4Px1조¦ UTP Cat.5E 4Px4조¦ UTP Cat.5E 4Px6조¦ UTP Cat.5E 4Px2조¦ UTP Cat.5E 4Px2조¦ UTP Cat.5E 4Px1조¦ UTP Cat.5E 4Px1조¦ UTP Cat.5E 4Px1조¦ AMP¦ TV¦ (6D)¦ T¦ T¦ T¦ T¦ T¦ T¦ T¦ T¦ T¦ T¦ R¦ R¦ C/R¦ UTP Cat.5E 4P¦ F¦ D¦ M¦ S¦ I¦ M¦ 시계¦ 모¦ H/E¦ 선¦ 무¦ 차¦ 열¦ 통제¦ 출입¦ C¦ C¦ T¦ V¦ R¦ A¦ C¦ K¦ HALL-2 (지상1층)¦ HALL-1 (지상1층)¦ ELEC-1 (지하1층)¦ MAC-1 (지하1층)¦ 7C-HFBTx1조 (TV AMP), FR-CV 2C/4.0㎟x1조 (TV AMP POWER) ¦ To: EPS실 (2F)¦ 감시실¦ 강사대기실¦ UTP Cat.5E 4Px2조¦ UTP Cat.5E 4Px2조¦ UTP Cat.5E 4Px2조¦ UTP Cat.5E 4Px2조¦ UTP Cat.5E 25Px2조¦ UTP Cat.5E 4Px2조¦ UTP Cat.5E 4Px2조¦ UTP Cat.5E 4Px2조¦ UTP Cat.5E 4Px2조¦ UTP Cat.5E 4Px1조¦ UTP Cat.5E 4Px2조¦ UTP Cat.5E 4Px1조¦ UTP Cat.5E 4Px1조¦ HIV 1.5㎟x2조¦ T¦ T¦ R¦ UTP Cat.5E 4Px2조¦ T¦ R¦ /¦ O¦ F¦ D¦ T¦ R¦ x4¦ x3¦ F/S(J.F) 0.65x100P(50%차폐)x4조 (주공장, 검사고, 중정비분소, 901국선))¦ F/S(J.F) 0.65x25P(50%차폐)x1조 (본선)¦ OF-SM-46Corex2조 (본선)¦ F/S(J.F) 0.65x25P(50%차폐)x3조 (변전소, 경비실(정문), 경비실(후문))¦ F/S(J.F) 0.65x50P(50%차폐)x1조 (모타카고)¦ OF-SM-8Corex3조 (주공장, 검사고, 중정비분소 광S/W HUB)¦ FR-CVVSB 4C/1.5㎟x1조, FR-CV 3C/4.0㎟x1조¦ FR-CVVSB 2C/2.5㎟x1조 (검사고)¦ FR-CVVSB 2C/2.5㎟x1조 (주공장)¦ FR-CVVSB 6C/1.5㎟x2조 (변전소)¦ ANT ¦ 7C-HFBTx2조¦ 10C-HFBTx2조 (경비실(정문), 종합창고), FR-CV 2C/4.0㎟x1조 (TV AMP POWER)¦ 10C-HFBTx3조 (주공장, 검사고, 901정거장), FR-CV 2C/4.0㎟x2조 (TV AMP POWER)¦ ANT ¦ OF-SM-4Corex1조 (검사고)¦ FR-HFC-22Dx7조, F-GV 16㎟x2조¦ ANT ¦ 수신¦ 방송¦ 재난¦ 장치¦ 5C-HFBTx1조, FR-CV 2C/4.0㎟x1조¦ ANT ¦ 화물용 ELEV¦ From: 종합사령실 인터폰모장치¦ 인터폰선 0.6x2Px1조 (인터폰)¦ 인터폰선 0.6x2Px1조 (인터폰)¦ 무대¦ UTP Cat.5E 4Px2조¦ UTP Cat.5E 4Px1조¦ UTP Cat.5E 4Px1조¦ UTP Cat.5E 4Px4조¦ UTP Cat.5E 4Px6조¦ UTP Cat.5E 4Px1조¦ UTP Cat.5E 4Px1조¦ UTP Cat.5E 4Px1조¦ UTP Cat.5E 4Px1조¦ UTP Cat.5E 4Px1조¦ UTP Cat.5E 4Px2조¦ UTP Cat.5E 4Px1조¦ UTP Cat.5E 4Px2조¦ UTP Cat.5E 4P¦ UTP Cat.5E 4P¦ UTP Cat.5E 4P¦ UTP Cat.5E 4P¦ HALL-7¦ 통신실출입구¦ MIS¦ 종합관리 및 복지후생동 구내통신설비 CABLE WIRING DIAGRAM (1/3)¦ CABLE WIRING DIAGRAM (1/3)¦ S = NONE¦ 차량기지¦ 차량기지¦ NONE¦ 종합관리 및 복지후생동 구내통신설비¦ T¦ 9¦ 2¦ 0¦ 3¦ 0¦ 2¦ 6¦ 0¦ 0¦ 7¦
| 1단계_정거장 - 복사본 | 1단계_정거장 - 복사본 | 080. T9203038-030 GPS 안테나 설치 상세도.dwg | \A1;2,100¦ \A1;270¦ \A1;270¦ \A1;270¦ \A1;2,500¦ \A1;2,900¦ \A1;3,500¦ \A1;4,650¦ \A1;200¦ \A1;550¦ \A1;400¦ \A1;150¦ \A1;1,000¦ \A1;200¦ \A1;500¦ \A1;350¦ \A1;700¦ \A1;300¦ \A1;70¦ \A1;50¦ \A1;100¦ \A1;60¦ 공통¦ 장애자용 ELEVATOR 평면도¦ ATTACHED OF CAMERA¦ DETAIL "A"¦ 장애자용 ELEVATOR 주단면도¦ DETAIL "B"¦ 장애자용 ELEVATOR 정면도¦ OUTLET BOX¦ 배관설치 위치¦ DN¦ DETAIL 참조¦ OUTLET BOX¦ INTERPHONE¦ OUTLET BOX¦ CAMERA HOUSING¦ DETAIL "B"¦ HOOD¦ SEMI-FIXED¦ CONNECTORS¦ CABLE¦ MOUNTING BRACKETS¦ Φ36¦ DETAIL "A"¦ M10 HAWK ANCHOR¦ 취부지지 철물¦ 3t¦ Φ36¦ STEEL 2.0t¦ 110¦ 200¦ 300¦ 50¦ 50¦ ∅¦ 102¦ R16¦ 6¦ 30¦ 300¦ 40¦ 300¦ 89.2¦ SUS 6T 1EA¦ SUS 6T 4EA¦ 200¦ 300¦ 50¦ 50¦ R30¦ 270¦ 30¦ 59.2¦ 30¦ 700¦ 787¦ 300¦ 250¦ 1000¦ 3000¦ "A" X 2EA¦ 310¦ 100¦ 22¦ 방수후렉시블101.6¦ 50¦ 100¦ 100¦ * MAIN PIPE : 101.6X3T(상단 마감처리)¦ * GPS 가대는 SUS 6T를 사용함.¦ 518.5¦ "A"¦ * 기초앙카 SUS 재질,방수콘넥터,방수후렉시블 사용¦ * GPS PIPE : 25.4X1.2T¦ GPS 안테나¦ Ø25.2~27.2 PIPE¦ GPS 안테나¦ 400¦ 50¦ 30¦ 86¦ 안테나 케이블¦ GPS 안테나 지지대¦ 750¦ 600¦ 500¦ 400¦ "B"¦ "B" X 2EA¦ 접지¦ GPS ANT PIPE¦ GPS 가대¦ GPS 안테나 설치 상세도¦ GPS 안테나 설치 상세도¦ NONE¦ T¦ 9¦ 2¦ 0¦ 3¦ 0¦ 3¦ 8¦ 0¦ 3¦ 0¦ \A1;2,500¦ \A1;2,900¦ \A1;270¦
| 1단계_정거장 - 복사본 | 1단계_정거장 - 복사본 | 017. T1001026-013 902정거장 AFC CABLE WIRING DIAGRAM (1_2) (철거).dwg | D/I MUX (ROUTER)¦ (통신기계실)¦ 분전반 (전기시설분)¦ (안전관리실)¦ AFC 접지단자함¦ (안전관리실)¦ DPC BOX¦ 인터콤 모장치¦ SMS (S/W HUB)¦ (안전관리실)¦ EM GATE¦ CONTROL BOX¦ AGM 12형 (No.1) (HUB)¦ AGM 10/11형 (No.2)¦ AGM 8형 (No.3)¦ AGM 6형 (No.9)¦ 환급기 (No.1)¦ F-GV 4.0㎟x1조¦ EM. GATE (No.4) (개폐장치)¦ STP Cat.5E 4Px1조¦ 접지단자함 (신호시공분)¦ FR-CV 3C/4.0㎟x1조¦ FR-CV 3C/4.0㎟x1조¦ FR-CV 3C/4.0㎟x1조¦ (안전관리실)¦ (안전관리실)¦ CROSS AISLE CABLE¦ CROSS AISLE CABLE¦ CROSS AISLE CABLE¦ (공통접지단자함)¦ CPEV 0.65/5Px1조 (INT)¦ AGM 8형 (No.4)¦ STP Cat.5E 4Px1조¦ FR-CV 3C/4.0㎟x1조¦ STP Cat.5E 4Px1조¦ STP Cat.5E 4Px1조¦ STP Cat.5E 4Px1조¦ STP Cat.5E 4Px1조¦ FR-CV 3C/4.0㎟x1조¦ CROSS AISLE CABLE¦ AGM 8형 (No.6)¦ AGM 8형 (No.5)¦ AGM 8형 (No.8)¦ STP Cat.5E 4Px1조¦ STP Cat.5E 4Px1조¦ STP Cat.5E 4Px1조¦ F-GV 4.0㎟x1조¦ FR-CV 2C/4.0㎟x1조¦ UTP Cat.5E 4Px1조¦ FR-CVVS 4C/2.5㎟x1조 (DPC)¦ CROSS AISLE CABLE¦ CROSS AISLE CABLE¦ CROSS AISLE CABLE¦ AGM 8형 (No.7)¦ CROSS AISLE CABLE¦ FR-CV 3C/4.0㎟x1조¦ STP Cat.5E 4Px1조¦ AAM (No.1)¦ STP Cat.5E 4Px1조¦ F-GV 4.0㎟x1조¦ CPEV 0.65/5Px1조 (INT)¦ FR-CV 3C/4.0㎟x1조¦ ATVM (No.1~2)¦ FR-CV 3C/4.0㎟x1조¦ CPEV 0.65/5Px1조 (INT)¦ STP Cat.5E 4Px2조¦ F-GV 4.0㎟x1조¦ 902정거장 AFC CABLE WIRING DIAGRAM (1/2) (철거)¦ 902정거장 AFC CABLE WIRING DIAGRAM (1/2) (철거)¦ S = NONE¦ NONE¦ 지하철 902정거장¦ 개화¦ 김포공항¦ 공항시장¦ T¦ 1¦ 0¦ 0¦ 1¦ 0¦ 2¦ 6¦ 3¦ 0¦ 1¦
| 1단계_정거장 - 복사본 | 1단계_정거장 - 복사본 | 065. T9203038-023 PAGING HANDSET (WALL TYPE) 상세도.dwg | NOTE¦ HANDSET¦ : SUS 304 (OUT CASE)¦ 1¦ CALL SWITCH¦ 1. MATERIAL : ALUMINUM (HANDSET STATION)¦ 2¦ NO¦ ITEM¦ 2. PAINT COLOR :¦ 3-PF3/4(22c)¦ 9.5¦ 360¦ 140¦ 45¦ 10¦ 1¦ 300¦ 330¦ CALL¦ 70¦ 2¦ 230¦ IL SHIN¦ 12¦ 160¦ 410¦ 370¦ PAGING HANDSET (WALL TYPE) 상세도¦ PAGING HANDSET (WALL TYPE) 상세도¦ S = NONE¦ NONE¦ 차량기지¦ 차량기지¦ T¦ 9¦ 2¦ 0¦ 3¦ 0¦ 3¦ 8¦ 0¦ 2¦ 3¦
| 1단계_정거장 - 복사본 | 1단계_정거장 - 복사본 | 005. T1001026-001 918정거장 CIRCUIT WIRING SYSTEM DIAGRAM_신설.dwg | KT¦ IP¦ G¦ D¦ C/R¦ T¦ 0¦ 0¦ 0¦ 0¦ 0¦ 0¦ 0¦ 0¦ 0¦ 0¦ 통신기계실¦ 통신기계실¦ 안전관리실¦ 소방외부 무선통신 보조설비¦ 경찰통신설비¦ O/F(SM) FM RADIO¦ POWER DISTRIBUTION¦ O/F(SM)¦ O/F(SM)¦ UPS¦ CCTV¦ 광화상전송장치¦ MATRIX¦ RACK¦ TV 광전송장치¦ 부모시계¦ To: NEXT STATION¦ O/F(SM)¦ O/F(SM)¦ To: KT¦ M/D¦ KT¦ 전력사령¦ 방재사령¦ 통신사령¦ FAX¦ Data Line (전력)¦ Data Line¦ Data Line¦ Data Line¦ Data Line (AFC)¦ Data Line (통신)¦ Data Line (방재)¦ Data Line (운전)¦ SMS¦ AGM¦ AAM¦ ATVM¦ IP¦ P.A AMP¦ x2¦ x2¦ x4¦ 지하1층 (대합실) x 53¦ 지하2층 (승강장상선) x 21¦ G¦ G¦ G¦ G¦ G¦ 지하2층 (승강장상선) x 2¦ 지하2층 (승강장하선) x 2¦ CCTV¦ CONSOLE¦ 지하1층¦ (복합통신ANT)¦ 무선통신 보조설비¦ HFC-22D-FR¦ HFC-12D-FR¦ 본선터널 (승강장) RFCL-42D-광대역¦ 본선터널 (승강장) RFCL-42D-광대역¦ D¦ POWER LINE¦ INT¦ T¦ T¦ x2¦ x2¦ x11¦ x2¦ x2¦ T¦ T¦ x14¦ x2¦ x4¦ x14 ¦ 인터폰¦ 모장치¦ 배 선 반¦ 공조기계실1¦ 공조기계실2¦ 이동통신기계실¦ Callphone¦ 전기실¦ 기능실복도¦ 발매기실¦ 화장실(남,여)¦ 장애자화장실¦ 임대상가¦ ELEV, 화장실¦ 용역원대기실¦ 지하1층 (대합실)¦ PSD실 (상선)¦ PSD실 (하선)¦ 편의점¦ 비상전원실¦ 승강장 INT¦ 변전실¦ 운영원대기실¦ x2¦ T¦ 지하2층 (승강장하선) x 21¦ x2¦ 출입통제¦ C/R¦ C/R¦ C/R¦ C/R¦ C/R¦ 운전사령¦ Data Line¦ Data Line¦ 소방외부¦ x2¦ x2¦ 용역창고¦ x2 ¦ INT¦ x6¦ IP¦ 본선터널 (승강장) RFCL-42D-광대역¦ 본선터널 (승강장) RFCL-42D-광대역¦ D¦ 환급기¦ x2 ¦ 통신기계실¦ 소방외부 무선통신 보조설비¦ 경찰통신설비¦ O/F(SM) FM RADIO¦ POWER DISTRIBUTION¦ O/F(SM)¦ O/F(SM)¦ UPS¦ CCTV¦ 광화상전송장치¦ MATRIX¦ RACK¦ TV 광전송장치¦ 부모시계¦ To: NEXT STATION¦ O/F(SM)¦ O/F(SM)¦ To: KT¦ M/D¦ FAX¦ P.A AMP¦ 배 선 반¦ 출입통제¦ 통신장치¦ IP MPLS¦ 역사백본¦ 시리얼 ¦ FXO/FXS¦ Ethernet¦ L3 Switch¦ 신설¦ O/F(SM) 인접역¦ O/F(SM) 열차무선 / DU¦ 신설¦ 열차무선 RRU¦ LTE-R¦ EQUIP¦ MULTI¦ COMM¦ FM/DMB¦ 광전송장치¦ C¦ O/F(SM) 열차무선 / DU¦ 신설¦ 열차무선 RRU¦ LTE-R¦ EQUIP¦ MULTI¦ COMM¦ FM/DMB¦ 광전송장치¦ 통신장치¦ IP MPLS¦ 역사백본¦ 시리얼 ¦ FXO/FXS¦ Ethernet¦ L3 Switch¦ 신설¦ O/F(SM) 인접역¦ O/F(SM) 인접역¦ OF-SM-8C(난연),FR-CV 3c/4.0㎟¦ UTP Cat. 5E4P¦ 승강장모니터(상선)¦ UTP Cat. 5E4P¦ OF-SM-8C(난연),FR-CV 3c/4.0㎟¦ 승강장모니터(하선)¦ OF-SM-8C(난연),FR-CV 3c/4.0㎟¦ OF-SM-8C(난연),FR-CV 3c/4.0㎟¦ 918정거장 CIRCUIT WIRING SYSTEM DIAGRAM / 신설¦ 918정거장 CIRCUIT WIRING SYSTEM DIAGRAM / 신설¦ S = NONE¦ NONE¦ 노량진¦ 노들¦ 중앙대입구¦ T¦ 1¦ 0¦ 0¦ 1¦ 0¦ 2¦ 6¦ 0¦ 0¦ 1¦
| 1단계_정거장 - 복사본 | 1단계_정거장 - 복사본 | 014. T1001026-010 903정거장 AFC CABLE WIRING DIAGRAM (철거).dwg | D/I MUX (ROUTER)¦ (통신기계실)¦ 분전반 (전기시설분)¦ (안전관리실)¦ AFC 접지단자함 (전기설비)¦ (안전관리실)¦ DPC BOX¦ 인터콤 모장치¦ SMS (S/W HUB)¦ (안전관리실)¦ 개집표 안내표시기 (AIS)¦ 주제어장치 (안전관리실)¦ EM GATE¦ CONTROL BOX¦ 통로안내표시기 (AIM)¦ AGM 6형 (No.1)¦ AGM 8형 (No.2)¦ AGM 8형 (No.3)¦ AGM 8형 (No.4)¦ AGM 10형 (No.5) (HUB)¦ AGM 11형 (No.6)¦ AGM 12형 (No.7)¦ ATVM (No.1~2)¦ 환급기 (No.1)¦ STP Cat.5E 4Px1조¦ CPEV 0.9/5Px1조¦ STP Cat.5E 4Px1조¦ STP Cat.5E 4Px1조¦ STP Cat.5E 4Px1조¦ STP Cat.5E 4Px1조¦ STP Cat.5E 4Px1조¦ F-GV 4.0㎟x2조¦ F-GV 4.0㎟x1조¦ F-GV 4.0㎟x1조¦ FR-CV 2C/4.0㎟x1조¦ EM. GATE (No.1) (개폐장치)¦ STP Cat.5E 4Px2조¦ FR-CVVS 4C/2.5㎟x1조 (DPC)¦ 접지단자함 (공통)¦ F-GV 50㎟x1조 (통신시공분)¦ FR-CV 3C/4.0㎟x2조¦ FR-CV 3C/4.0㎟x1조¦ FR-CV 3C/4.0㎟x1조¦ FR-CV 3C/4.0㎟x1조¦ FR-CV 3C/4.0㎟x1조¦ FR-CV 3C/4.0㎟x1조¦ FR-CV 3C/4.0㎟x2조¦ STP Cat.5E 4Px1조¦ CPEV 0.65/5Px1조 (INT)¦ CPEV 0.65/5Px1조 (INT)¦ AAM (No.1)¦ STP Cat.5E 4Px1조¦ F-GV 4.0㎟x1조¦ UTP Cat.5E 4Px1조¦ STP Cat.5E 4Px1조¦ (변전실)¦ 903정거장 AFC CABLE WIRING DIAGRAM (철거)¦ S = NONE¦ (안전관리실)¦ (안전관리실)¦ FR-CV 3C/4.0㎟x1조¦ UTP Cat.5E 4Px2조¦ OF-SM-2Cx1조¦ FR-CV 2C/4.0㎟x1조¦ EM. GATE (No.2) (개폐장치)¦ UTP Cat.5E 4Px1조¦ F-GV 4.0㎟x1조¦ CROSS AISLE CABLE¦ CROSS AISLE CABLE¦ CROSS AISLE CABLE¦ CROSS AISLE CABLE¦ CROSS AISLE CABLE¦ 화재수신반¦ STP Cat.5E 4Px1조¦ F-GV 4.0㎟x1조¦ CPEV 0.65/5Px1조 (INT)¦ FR-CV 3C/4.0㎟x1조¦ STP Cat.5E 4Px1조¦ STP Cat.5E 4Px1조¦ 903정거장 AFC CABLE WIRING DIAGRAM (철거)¦ NONE¦ 지하철 903정거장¦ 김포공항¦ 공항시장¦ 신방화¦ T¦ 1¦ 0¦ 0¦ 1¦ 0¦ 2¦ 6¦ 0¦ 0¦ 1¦
| 1단계_정거장 - 복사본 | 1단계_정거장 - 복사본 | 040. T5001034-001 908정거장 AFC설비 지하1층 평면도__완료(완전).dwg | \A1;22,500¦ \A1;22,500¦ \A1;37,500¦ \A1;22,500¦ \A1;7,500¦ \A1;7,500¦ \A1;7,500¦ \A1;7,500¦ \A1;7,500¦ \A1;7,500¦ \A1;7,500¦ \A1;7,500¦ \A1;7,500¦ \A1;7,500¦ \A1;7,500¦ \A1;7,500¦ \A1;7,500¦ \A1;105,000¦ \A1;7,500¦ \A1;7,150¦ \A1;7,150¦ \A1;22,700¦ \A1;3,100¦ \A1;3,100¦ \A1;1,100¦ \A1;1,100¦ \A1;3,500¦ \A1;3,500¦ \A1;11,788¦ \A1;15,288¦ \A1;60,334¦ Y00¦ Y04¦ Y08¦ Y03¦ Y05¦ X12¦ X13¦ X14¦ X15¦ X16¦ X17¦ X18¦ X19¦ X20¦ X21¦ X22¦ X23¦ X24¦ X25¦ X26¦ DN¦ DN¦ 공조기계실¦ 물탱크실¦ 전기실¦ CO2 실¦ 비상전원실¦ 통신기계실¦ 복 도¦ 이동통신기계실¦ 용역원대기실¦ 대합실¦ 통 로¦ 내부계단1¦ 외부출입구1¦ 외부출입구3¦ 외부출입구4¦ UP¦ UP¦ UP¦ UP¦ DN¦ 외부엘리베이터¦ 방범셔터설치¦ 908 정거장¦ STA.9km840.167¦ 전송장비¦ DOWN TO 지하2층 TRAY (통신)¦ TRAY (통신)¦ MATCH LINE¦ 외부출입구2¦ UP¦ X26¦ MATCH LINE¦ FTP Cat.5E 4Px1조 (통신기계실~S/W HUB)¦ FTP Cat.5E 4Px1조 (통신기계실~S/W HUB)¦ HFCO 3C/4.0㎟x2조 (SMS,S/W HUB POWER)¦ UTP Cat.5E 4Px1조 (EM GATE INT)¦ UTP Cat.5E 4Px4조 (발매기,정산기,환급기 INT)¦ 908정거장 AFC설비 지하1층 평면도¦ 908정거장 AFC설비 지하1층 평면도¦ S = 1 / 400¦ 1/400¦ 지하철 908정거장¦ 가양¦ 증미¦ 등촌¦ T¦ 5¦ 0¦ 0¦ 1¦ 0¦ 3¦ 4¦ 0¦ 0¦ 1¦
| 1단계_정거장 - 복사본 | 1단계_정거장 - 복사본 | 007. T1001026-003 913정거장 COMMUNICATION CABLE WIRING DIAGRAM.dwg | -¦ T¦ 7¦ 0¦ 0¦ 3¦ 0¦ 3¦ 4¦ 0¦ 1¦ 6¦ 신호통신기계실¦ 사무실¦ 대기실 (남,여)¦ 작업장 (전기)¦ 작업장 (통신/AFC)¦ 작업장 (건축/토목)¦ 승무대기실 (남)¦ 임대상가¦ 이동통신기계실¦ 용역원대기실¦ 편의점¦ 작업장 (신호)¦ 작업장 (설비)¦ 승무대기실 (여)¦ 공조기계실-1¦ 지구대사무실¦ 지구대장실¦ 안전관리실¦ 대합실 공중전화 (지하1층)¦ 공조기계실-2¦ 전기실¦ 내무반¦ UTP Cat.5E 25Px2조¦ UTP Cat.5E 25Px1조¦ UTP Cat.5E 4Px2조¦ UTP Cat.5E 4Px2조¦ UTP Cat.5E 4Px2조¦ UTP Cat.5E 4Px2조¦ UTP Cat.5E 25Px1조¦ UTP Cat.5E 25Px1조¦ UTP Cat.5E 25Px1조¦ UTP Cat.5E 4Px3조¦ UTP Cat.5E 4Px1조¦ UTP Cat.5E 4Px1조¦ 안전관리실¦ 대합실 E/L x 6¦ 지상 E/L x 2¦ 2호선 환승 E/L x2¦ 승강장 E/L x 1¦ 지하1층 Callphone x 11¦ 지하1층 장애인용화장실 x 2¦ 지하2층 Callphone x 11¦ 지하2층 장애인용화장실 x 2¦ 승강장 (INT) x3¦ UTP Cat.5E 4Px3조¦ 인터폰선 0.6x2Px6조¦ 인터폰선 0.6x2Px2조¦ 인터폰선 0.6x2Px2조¦ 인터폰선 0.6x2Px1조¦ UTP Cat.5E 25Px1조¦ 인터폰선 0.6x2Px2조¦ UTP Cat.5E 25Px1조¦ 인터폰선 0.6x2Px2조¦ 신호통신기계실¦ 5C-HFBTx1조¦ 사무실¦ 승무대기실 (남)¦ 승무대기실 (여)¦ 임대상가¦ 지구대사무실¦ 지구대장실¦ 안전관리실¦ 대합실 분배기함¦ 용역원대기실¦ 편의점¦ 내무반¦ 5C-HFBTx1조¦ 5C-HFBTx1조¦ 7C-HFBTx1조¦ 4D¦ UTP Cat.5E 4Px2조¦ 승강장 인터폰 및 장애인 편의설비 CABLE WIRING DIAGRAM¦ UTP Cat.5E 25Px1조¦ UTP Cat.5E 4Px4조¦ UTP Cat.5E 4Px1조¦ UTP Cat.5E 4Px1조¦ UTP Cat.5E 4Px1조¦ UTP Cat.5E 4Px1조¦ UTP Cat.5E 4Px1조¦ UTP Cat.5E 4Px1조¦ 승강장 공중전화¦ UTP Cat.5E 4Px3조¦ M¦ From: KT.MANHOLE¦ KT.LINE 100P¦ UTP Cat.5E 4Px1조¦ UTP Cat.5E 4Px1조¦ UTP Cat.5E 4Px2조¦ UTP Cat.5E 4Px2조¦ UTP Cat.5E 4Px1조¦ UTP Cat.5E 4Px1조¦ UTP Cat.5E 4Px1조¦ UTP Cat.5E 4Px1조¦ UTP Cat.5E 4Px1조¦ UTP Cat.5E 4Px1조¦ OF-MM-4Core(난연)x1조¦ HUB¦ MIS¦ 신호통신기계실¦ V¦ T¦ A¦ M¦ P¦ (4D)¦ COMMUNICATION CABLE BLOCK DIAGRAM¦ [25P]¦ 임대상가 ¦ 안전관리실¦ [25P]¦ 1¦ 하¦ [TB No.1]¦ [TB No.4]¦ 인터폰¦ 모장치¦ 지¦ 층¦ 배선반 / MIS HUB¦ 공중전화¦ [TB No.2]¦ [25P]¦ 전기실¦ [TB No.3]¦ [25P]¦ 승강장공중전화¦ [TB No.5]¦ [25P]¦ KT. MANHOLE¦ M¦ IDF¦ [HUB 32Port]¦ [50P]¦ [IDF No.1]¦ 사무실 ¦ IDF¦ [MIS HUB 8Port]¦ [IDF No.2]¦ 승무대기실 (남)¦ IDF¦ [MIS HUB 8Port]¦ [IDF No.4]¦ [25P]¦ IDF¦ [HUB 8Port]¦ [IDF No.3]¦ 지구대사무실¦ 2¦ 하¦ 지¦ 층¦ 층¦ 3¦ 하¦ 지¦ 선¦ 배¦ 반¦ OF-MM-4Core(난연)x1조¦ [25P]¦ [25P]¦ COMMUNICATION CABLE WIRING DIAGRAM¦ TV 공시청설비 CABLE WIRING DIAGRAM¦ UTP Cat.5E 4Px2조¦ To: 2호선 당산역 역무실¦ 편의점¦ 인터폰선 0.6x2Px6조¦ UTP Cat.5E 4Px1조¦ OF-MM-12Core(난연)x1조¦ 인터폰선 0.6x2Px6조¦ UTP Cat.5E 4Px2조¦ 913정거장 COMMUNICATION CABLE WIRING DIAGRAM¦ 913정거장 COMMUNICATION CABLE WIRING¦ S = NONE¦ NONE¦ 지하철 913정거장¦ 선유도¦ 당산¦ 국회의사당¦ T¦ 1¦ 0¦ 0¦ 1¦ 0¦ 2¦ 6¦ 0¦ 0¦ 3¦ DIAGRAM¦ T¦
| 1단계_정거장 - 복사본 | 1단계_정거장 - 복사본 | 047. T9103038-006 RACK 바닥고정 설치상세도.dwg | RACK 바닥고정 설치상세도¦ NONE¦ RACK 바닥고정 설치상세도¦ S = NONE¦ 동대 접지반¦ F-GV 16㎟¦ 5T¦ 육각 볼트 너트¦ 절연베크라이판¦ 50mm¦ OFD 철가¦ 스트롱앵커 3/8"¦ 고정용 너트¦ 절연 및 진동방지고무판¦ 평와셔¦ 300¦ 현하볼트(3/8"x600)¦ 70¦ 70¦ 바닥¦ ACCESS FLOOR¦ RACK¦ 셋트앵커 3/8"x70¦ 절연 및 진동방지고무판¦ 평와셔¦ 300¦ 70¦ 바닥¦ 피트커버¦ RACK¦ 70¦ CABLE TRENCH¦ 70¦ 셋트앵커 3/8"x70¦ 절연 및 진동방지고무판¦ 평와셔¦ 바닥¦ RACK¦ 70¦ 300¦ 바닥¦ RACK¦ ACCESS FLOOR¦ 랙 고정용 레벨러¦ 동대 설치 상세¦ S=NONE¦ RACK 고정상세도 (1)¦ S=1:6¦ RACK 고정상세도 (4)¦ S=1:6¦ RACK 고정상세도 (3)¦ S=1:6¦ RACK 고정상세도 (2)¦ S=1:6¦ 동대 접지반¦ F-GV 16㎟¦ 5T¦ 육각 볼트 너트¦ 절연베크라이판¦ 50mm¦ OFD 철가¦ 스트롱앵커 3/8"¦ 고정용 너트¦ 절연 및 진동방지고무판¦ 평와셔¦ 300¦ 현하볼트(3/8"x600)¦ 70¦ 70¦ 바닥¦ ACCESS FLOOR¦ RACK¦ 셋트앵커 3/8"x70¦ 절연 및 진동방지고무판¦ 평와셔¦ 300¦ 70¦ 바닥¦ 피트커버¦ RACK¦ 70¦ CABLE TRENCH¦ 70¦ 셋트앵커 3/8"x70¦ 절연 및 진동방지고무판¦ 평와셔¦ 바닥¦ RACK¦ 70¦ 동대 설치 상세¦ S=NONE¦ RACK 고정상세도 (1)¦ S=1:6¦ RACK 고정상세도 (3)¦ S=1:6¦ RACK 고정상세도 (2)¦ S=1:6¦ 절연재¦ 장치"가"¦ 장치¦ 결속BOLT&NUT¦ 절연부싱¦ 장치와 장치가 간에는절연을 위해 절연재를 \P삽입하고 결속 볼트에는 절연부싱을 삽입하여 \P결속한다.¦ T¦ 9¦ 1¦ 0¦ 3¦ 0¦ 3¦ 8¦ 0¦ 0¦ 6¦ 절연재¦ 장치"가"¦ 장치¦ 결속BOLT&NUT¦ 절연부싱¦ 장치와 장치가 간에는절연을 위해 절연재를 \P삽입하고 결속 볼트에는 절연부싱을 삽입하여 \P결속한다.¦ 공통¦
| 1단계_정거장 - 복사본 | 1단계_정거장 - 복사본 | 028. T7003034-003 905정거장 방송설비 지하2층 신설평면도(1_2).dwg | KEY PLAN¦ \A1;4400¦ \A1;4400¦ \A1;7500¦ \A1;7500¦ \A1;7500¦ \A1;7500¦ \A1;7500¦ \A1;7500¦ \A1;7500¦ \A1;7500¦ \A1;7500¦ \A1;7500¦ \A1;7880¦ \A1;8000¦ \A1;8000¦ \A1;7880¦ \A1;31760¦ \A1;4400¦ \A1;83800¦ S = 1 / 400¦ 903정거장 방송설비 지하1층 신설평면도(2/2)¦ 1/400¦ 904정거장 방송설비 지하1층 신설평면도 (1/2)¦ 0¦ 0¦ 0¦ -¦ 0¦ 0¦ 0¦ 0¦ -¦ T¦ 7¦ 0¦ 0¦ 3¦ 0¦ 3¦ 4¦ 0¦ 1¦ 6¦ (기설활용)¦ MATCH LINE DWG No. "S1-TA-S05-DB-016-1.dwg"¦ : (16) HIV 1.5㎟x6조¦ : (22) HIV 1.5㎟x10조¦ : (22) HIV 1.5㎟x8조¦ : (22) HIV 1.5㎟x7조¦ : (16) HIV 1.5㎟x5조¦ : (16) HIV 1.5㎟x4조¦ : (16) HIV 1.5㎟x3조¦ : (16) HIV 1.5㎟x2조¦ NOTE¦ UP¦ UP¦ UP¦ UP¦ 창 고¦ 창 고¦ 창 고¦ 승 강 장¦ X08¦ X09¦ X10¦ X11¦ X12¦ X00¦ X01¦ X02¦ X03¦ X04¦ X05¦ X06¦ X07¦ Y00¦ Y01¦ Y02¦ Y03¦ Y04¦ 창 고¦ 천정형 5W : 44 EA¦ 지하철 905정거장¦ 신방화¦ 마곡나루¦ 양천향교¦ S = 1 / 400¦ 905정거장 방송설비 지하2층 신설평면도(1/2)¦ 905정거장 방송설비 지하2층 신설평면도 (1/2)¦ 1/400¦ T¦ 7¦ 0¦ 0¦ 3¦ 0¦ 3¦ 4¦ 0¦ 0¦ 3¦ (기설활용)¦
| 1단계_정거장 - 복사본 | 1단계_정거장 - 복사본 | 007. T1001026-003 911정거장 COMMUNICATION CABLE WIRING DIAGRAM.dwg | -¦ T¦ 7¦ 0¦ 0¦ 3¦ 0¦ 3¦ 4¦ 0¦ 1¦ 6¦ 통신기계실¦ UTP Cat.5E 4Px2조¦ UTP Cat.5E 4Px2조¦ UTP Cat.5E 4Px2조¦ UTP Cat.5E 25Px1조¦ UTP Cat.5E 4Px2조¦ UTP Cat.5E 25Px1조¦ 안전관리실¦ 대합실 E/L x 5¦ 인터폰선 0.6x2Px5조¦ 지상 E/L x 2¦ 승강장 E/L x 2¦ Callphone x 11¦ 장애인용화장실 x 2¦ 승강장상선 (INT) x 3¦ 인터폰선 0.6x2Px2조¦ 인터폰선 0.6x2Px2조¦ UTP Cat.5E 4Px3조¦ 통신기계실¦ 임대상가 (지하1층)¦ 5C-HFBTx1조¦ 용역원대기실¦ 공조기계실1¦ 공조기계실2¦ 이동통신기계실¦ 전기실¦ 용역원대기실¦ 안전관리실¦ 대합실공중전화 (지하1층)¦ 승강장공중전화 (상선)¦ 승강장공중전화 (하선)¦ 승강장하선 (INT) x 3¦ UTP Cat.5E 4Px3조¦ 편의점¦ 임대상가 (지하2층)¦ UTP Cat.5E 4Px2조¦ UTP Cat.5E 4Px6조¦ 5C-HFBTx1조¦ 안전관리실¦ 편의점¦ 선¦ 배¦ 반¦ 임대상가 (지하2층)¦ 5C-HFBTx1조¦ x3¦ UTP Cat.5E 4Px3조¦ 대합실 분배기함¦ 7C-HFBTx1조 (CATV용)¦ 4D¦ V¦ T¦ A¦ M¦ P¦ (4D)¦ 승강장 인터폰 및 장애인 편의설비 CABLE WIRING DIAGRAM¦ UTP Cat.5E 4Px3조¦ UTP Cat.5E 4Px3조¦ KT.LINE 100P¦ M¦ From: KT.MANHOLE¦ COMMUNICATION CABLE BLOCK DIAGRAM¦ [25P]¦ [25P]¦ 안전관리실¦ 층¦ 1¦ 하¦ 지¦ [25P]¦ KT. MANHOLE¦ 승강장공중전화 상선¦ 승강장공중전화 하선¦ M¦ 2¦ 하¦ [TB No.7] ¦ [TB No.8] ¦ [TB No.3]¦ [50P]¦ [TB No.2]¦ 인터폰¦ 모장치¦ 층¦ 3¦ 하¦ 지¦ 지¦ 층¦ 배선반 / MIS HUB¦ 임대상가¦ [TB No.6]¦ [25P]¦ 임대상가¦ [TB No.5]¦ [25P]¦ 전기실¦ [TB No.1]¦ [25P]¦ [25P]¦ 대합실공중전화 ¦ [TB No.4]¦ 임대상가 (지하1층)¦ UTP Cat.5E 25Px2조¦ UTP Cat.5E 25Px1조¦ HUB¦ MIS¦ 통신기계실¦ x4¦ COMMUNICATION CABLE WIRING DIAGRAM¦ TV 공시청설비 CABLE WIRING DIAGRAM¦ 편의점¦ 인터폰선 0.6x2Px4조¦ UTP Cat.5E 4Px1조¦ UTP Cat.5E 25Px1조¦ 인터폰선 0.6x2Px2조¦ 인터폰선 0.6x2Px4조¦ 911정거장 COMMUNICATION CABLE WIRING DIAGRAM¦ DIAGRAM¦ S = NONE¦ NONE¦ 지하철 911정거장¦ 염창¦ 신목동¦ 선유도¦ T¦ 1¦ 0¦ 0¦ 1¦ 0¦ 2¦ 6¦ 0¦ 0¦ 3¦ 911정거장 COMMUNICATION CABLE WIRING¦ T¦
| 1단계_정거장 - 복사본 | 1단계_정거장 - 복사본 | 006. T1001026-002 913정거장 CIRCUIT WIRING SYSTEM DIAGRAM_철거.dwg | KT¦ IP¦ G¦ D¦ C/R¦ T¦ 0¦ 0¦ 0¦ 0¦ 0¦ 0¦ 0¦ 0¦ 0¦ 0¦ CCTV¦ 광화상전송장치¦ MATRIX¦ RACK¦ TV 광수신기¦ DATA¦ M/D¦ E¦ Ports¦ T¦ &¦ (VOICE)¦ SUB ADM¦ TEL¦ SPCM¦ 전력사령¦ 통신사령¦ Data Line (전력)¦ Data Line¦ Data Line¦ Data Line¦ Data Line (AFC)¦ Data Line (통신)¦ Data Line (방재)¦ Data Line (운전)¦ P.A AMP¦ L¦ O¦ 배 선 반¦ 출입통제¦ 운전사령¦ E¦ T¦ L¦ O¦ Data Line (신호)¦ FXO/FXS¦ Ethernet Port¦ MULTI¦ COMM¦ EQUIP¦ FM광전송장치¦ 열차무선¦ O/F(SM) FM RADIO, 지상파DMB¦ 소방외부 무선통신 보조설비¦ 소방 무선통신 보조설비¦ 철거¦ 철거¦ 신호통신기계실¦ 신호통신기계실¦ 안전관리실¦ 소방외부 무선통신 보조설비¦ 경찰통신설비¦ O/F(SM) FM RADIO¦ POWER DISTRIBUTION¦ O/F(SM)¦ O/F(SM)¦ FM 광전송장치¦ UPS¦ EQUIP¦ MULTI¦ COMM¦ CCTV¦ 광화상전송장치¦ MATRIX¦ RACK¦ TV 광전송장치¦ 부모시계¦ 2호선 당산역 역무실¦ O/F(SM)¦ O/F(SM)¦ To: KT¦ DATA¦ M/D¦ E¦ Ports¦ T¦ SUB ADM¦ TEL¦ SPCM¦ KT¦ 전력사령¦ 신호사령¦ 방재사령¦ 통신사령¦ FAX¦ Data Line¦ Data Line¦ Data Line¦ Data Line (AFC)¦ Data Line (통신)¦ Data Line (방재)¦ Data Line (운전)¦ SMS¦ AGM¦ AAM¦ ATVM¦ IP¦ P.A AMP¦ G¦ CCTV¦ CONSOLE¦ 무선통신 보조설비¦ HFC-22D-FR¦ HFC-12D-FR¦ POWER LINE¦ T¦ L¦ O¦ x3¦ x4¦ x15 ¦ 인터폰¦ 모장치¦ 배 선 반¦ 출입통제¦ C/R¦ C/R¦ 운전사령¦ Data Line (신호)¦ Data Line¦ 열차무선¦ C¦ O/F(SM) 열차무선¦ Data Line¦ 소방외부¦ E¦ T¦ L¦ O¦ 대기실 (남,여)¦ 작업장 (전기)¦ 작업장 (통신/AFC)¦ 작업장 (신호)¦ 작업장 (건축/토목)¦ 창고 x 5¦ 승무대기실 (남)¦ 승무대기실 (여)¦ 승무원락카룸 (남,여)¦ 임대상가¦ 이동통신기계실¦ 용역원대기실¦ 편의점¦ 발매기실¦ 화장실 (남,여)¦ 장애자용화장실¦ 대합실¦ 공조기계실-1¦ 공조기계실-2¦ 전기실¦ 비상전원실¦ 지구대사무실¦ 지구대장실¦ 창고¦ 내무반¦ 발매기실¦ 화장실(남,여)¦ 장애자용화장실¦ 대합실¦ ELEV, 화장실, 승강장¦ Callphone¦ PSD실 (하선)¦ INT¦ x15¦ x22¦ x2¦ T¦ T¦ T¦ T¦ T¦ T¦ T¦ x2¦ x5¦ x2¦ x3¦ x2¦ x2¦ x2¦ x2¦ x2¦ x3¦ 승강장 INT¦ 작업장 (설비)¦ x8¦ 탈의실¦ 기능실 복도¦ 사무실¦ 지하1층¦ 지하2층¦ Data Line (전력)¦ INT¦ x3¦ x25¦ x2¦ x2¦ x2¦ T¦ T¦ C/R¦ C/R¦ x2¦ x2¦ x2¦ x8¦ x5¦ 지하1층 (대합실) x 43¦ 지하2층 (대합실) x 75¦ 지하3층 (승강장상선) x 18¦ G¦ G¦ G¦ G¦ 지하3층 (승강장상선) x 2¦ 지하3층 (승강장하선) x 2¦ PAN/TILT x 1¦ 지하1층 (대합실) x 19 , G.L ELEV x 2¦ 지하1층 (기능실) x 1¦ 지하2층 (대합실) x 18¦ 지하2층¦ (복합통신ANT)¦ 본선터널 (승강장) RFCL-42D-광대역¦ 본선터널 (승강장) RFCL-42D-광대역¦ D¦ 지하3층 (승강장하선) x 18¦ x2¦ 지하1층¦ (복합통신ANT)¦ x3¦ 지하3층 (승강장상선) x 4¦ 지하3층 (승강장하선) x 4¦ 지하2층 (승강장 상,하선) x 4¦ 지하2층 (기능실) x 1¦ x3¦ 분소탈의실 (남,여)¦ 분소락카룸 (남,여)¦ x2¦ x2¦ &¦ (VOICE)¦ FXO/FXS¦ Ethernet Port¦ 본선터널 (승강장) RFCL-42D-광대역¦ 본선터널 (승강장) RFCL-42D-광대역¦ D¦ IP¦ 공간화상 [승강장 상선] x 1¦ 공간화상 [승강장 하선] x 1¦ x2¦ 환급기¦ x2¦ x2¦ x4(환승)¦ x22(환승) ¦ CCTV¦ 광화상전송장치¦ MATRIX¦ RACK¦ TV 광수신기¦ DATA¦ M/D¦ E¦ Ports¦ T¦ &¦ (VOICE)¦ SUB ADM¦ TEL¦ SPCM¦ 전력사령¦ 통신사령¦ Data Line (전력)¦ Data Line¦ Data Line¦ Data Line¦ Data Line (AFC)¦ Data Line (통신)¦ Data Line (방재)¦ Data Line (운전)¦ P.A AMP¦ L¦ O¦ 배 선 반¦ 출입통제¦ 운전사령¦ E¦ T¦ L¦ O¦ Data Line (신호)¦ FXO/FXS¦ Ethernet Port¦ MULTI¦ COMM¦ EQUIP¦ FM광전송장치¦ 열차무선¦ O/F(SM) FM RADIO, 지상파DMB¦ 소방외부 무선통신 보조설비¦ 소방 무선통신 보조설비¦ 철거¦ 철거¦ 철거¦ 철거¦ 913정거장 CIRCUIT WIRING SYSTEM DIAGRAM / 철거¦ 913정거장 CIRCUIT WIRING SYSTEM DIAGRAM / 철거¦ S = NONE¦ NONE¦ 선유도¦ 당산¦ 국회의사당¦ T¦ 1¦ 0¦ 0¦ 1¦ 0¦ 2¦ 6¦ 0¦ 0¦ 2¦
| 1단계_정거장 - 복사본 | 1단계_정거장 - 복사본 | 014. T1001026-010 917정거장 AFC CABLE WIRING DIAGRAM (철거).dwg | D/I MUX (ROUTER)¦ (통신기계실)¦ 분전반 (전기시설분)¦ (안전관리실)¦ AFC 접지단자함¦ (안전관리실)¦ DPC BOX¦ 인터콤 모장치¦ SMS (S/W HUB)¦ (안전관리실)¦ 통로 안내표시기 (AIS)¦ 주제어장치 (안전관리실)¦ EM GATE¦ CONTROL BOX¦ AGM 11형 (No.1)¦ AGM 12형 (No.2)¦ AGM 6형 (No.3)¦ AGM 8형 (No.4)¦ AGM 8형 (No.6)¦ AGM 8형 (No.7)¦ AGM 10형 (No.8) (HUB)¦ ATVM (No.1~2)¦ OF-MM-4Cx1조¦ STP Cat.5E 4Px1조¦ F-GV 4.0㎟x2조¦ F-GV 4.0㎟x1조¦ F-GV 4.0㎟x1조¦ FR-CV 2C/4.0㎟x1조¦ EM. GATE (No.2) (개폐장치)¦ STP Cat.5E 4Px2조¦ FR-CVVS 4C/2.5㎟x1조 (DPC)¦ 접지단자함¦ F-GV 50㎟x1조 (통신시공분)¦ FR-CV 3C/4.0㎟x2조¦ FR-CV 3C/4.0㎟x1조¦ FR-CV 3C/4.0㎟x1조¦ FR-CV 3C/4.0㎟x1조¦ FR-CV 3C/4.0㎟x1조¦ FR-CV 3C/4.0㎟x1조¦ STP Cat.5E 4Px1조¦ AAM (No.1)¦ STP Cat.5E 4Px1조¦ F-GV 4.0㎟x1조¦ FR-CV 3C/4.0㎟x1조¦ (안전관리실)¦ (안전관리실)¦ CROSS AISLE CABLE¦ CROSS AISLE CABLE¦ CROSS AISLE CABLE¦ CROSS AISLE CABLE¦ CROSS AISLE CABLE¦ (승강장)¦ 통로안내표시기 (AIM)¦ S/W HUB¦ (발매기실)¦ 분전반 (전기시설분)¦ (발매기실)¦ AFC 접지단자함¦ (발매기실)¦ AGM 6형 (No.9)¦ AGM 8형 (No.10)¦ AGM 8형 (No.11)¦ AGM 11형 (No.15)¦ AGM 12형 (No.16)¦ ATVM (No.3~4)¦ EM. GATE (No.4) (개폐장치)¦ AAM (No.2)¦ AGM 8형 (No.12)¦ AGM 8형 (No.13)¦ AGM 10형 (No.14) (HUB)¦ 환급기 (No.2)¦ OF-MM-4Cx1조¦ F-GV 4.0㎟x1조¦ FR-CV 2C/4.0㎟x1조¦ FR-CVVS 4C/2.5㎟x1조 (DPC)¦ CPEV 0.65/5Px1조 (INT)¦ CPEV 0.65/5Px1조 (INT)¦ CPEV 0.65/5Px1조 (INT)¦ CPEV 0.65/5Px1조 (INT)¦ FR-CV 3C/4.0㎟x2조¦ F-GV 50㎟x1조 (통신시공분)¦ FR-CV 3C/4.0㎟x1조¦ FR-CV 3C/4.0㎟x1조¦ FR-CV 3C/4.0㎟x1조¦ FR-CV 3C/4.0㎟x1조¦ FR-CV 3C/4.0㎟x1조¦ CROSS AISLE CABLE¦ CROSS AISLE CABLE¦ CROSS AISLE CABLE¦ CROSS AISLE CABLE¦ CROSS AISLE CABLE¦ CROSS AISLE CABLE¦ STP Cat.5E 4Px1조¦ STP Cat.5E 4Px2조¦ CPEV 0.9/5Px1조¦ F-GV 4.0㎟x1조¦ F-GV 4.0㎟x1조¦ F-GV 4.0㎟x1조¦ F-GV 4.0㎟x1조¦ 통로안내표시기 (AIM)¦ FR-CV 3C/4.0㎟x1조¦ AGM 8형 (No.5)¦ STP Cat.5E 4Px1조¦ FR-CV 3C/4.0㎟x1조¦ FR-CV 3C/4.0㎟x1조¦ CROSS AISLE CABLE¦ STP Cat.5E 4Px1조¦ UTP Cat.5E 4Px1조¦ UTP Cat.5E 4Px1조¦ STP Cat.5E 4Px1조¦ STP Cat.5E 4Px1조¦ STP Cat.5E 4Px1조¦ STP Cat.5E 4Px1조¦ STP Cat.5E 4Px1조¦ STP Cat.5E 4Px1조¦ STP Cat.5E 4Px1조¦ STP Cat.5E 4Px1조¦ STP Cat.5E 4Px1조¦ STP Cat.5E 4Px1조¦ STP Cat.5E 4Px1조¦ UTP Cat.5E 4Px2조¦ OF-SM-2Cx2조¦ UTP Cat.5E 4Px2조¦ OF-SM-2Cx2조¦ FR-CV 3C/4.0㎟x1조¦ EM. GATE (No.1) (개폐장치)¦ FR-CV 2C/4.0㎟x1조¦ FR-CV 2C/4.0㎟x1조¦ UTP Cat.5E 4Px1조¦ UTP Cat.5E 4Px1조¦ EM. GATE (No.3) (개폐장치)¦ 화재수신반¦ 환급기 (No.1)¦ STP Cat.5E 4Px1조¦ F-GV 4.0㎟x1조¦ STP Cat.5E 4Px1조¦ F-GV 4.0㎟x1조¦ FR-CV 3C/4.0㎟x1조¦ FR-CV 3C/4.0㎟x2조¦ CPEV 0.65/5Px1조 (INT)¦ CPEV 0.65/5Px1조 (INT)¦ STP Cat.5E 4Px1조¦ STP Cat.5E 4Px1조¦ STP Cat.5E 4Px1조¦ 917정거장 AFC CABLE WIRING DIAGRAM (철거)¦ 917정거장 AFC CABLE WIRING DIAGRAM (철거)¦ S = NONE¦ NONE¦ 지하철 917정거장¦ 샛강¦ 노량진¦ 노들¦ 0¦ 0¦ 1¦ T¦ 1¦ 0¦ 0¦ 1¦ 0¦ 2¦ 6¦
| 1단계_정거장 - 복사본 | 1단계_정거장 - 복사본 | 046. T9103066-001 911정거장 통신기계실 기기배치도 및 바닥 TRAY 설치도.dwg | \A1;7,500¦ \A1;1,200¦ \A1;1,000¦ \A1;1,000¦ S = 1/50¦ \A1;800¦ \A1;500¦ \A1;2,674¦ \A1;901¦ \A1;3,856¦ \A1;3,733¦ \A1;2,542¦ \A1;4,480¦ \A1;5,602¦ \A1;5,441¦ \A1;114¦ \A1;568¦ \A1;556¦ \A1;146¦ \A1;741¦ \A1;1,596¦ \A1;621¦ \A1;1,317¦ \A1;601¦ \A1;1,474¦ \A1;900¦ \A1;1,200¦ TRAY 설치도¦ 906정거장 통신기계실 기기배치도 및 바닥¦ -¦ T¦ 0¦ 0¦ 0¦ 0¦ 0¦ 0¦ 0¦ 0¦ 0¦ 0¦ \A1;1,200¦ \A1;1,200¦ : 철거¦ OFD 랙¦ 기지국¦ 역사노드¦ 스위치 ¦ MDF 랙¦ 장치 랙¦ 백본 랙¦ 랙¦ OFD 랙¦ 기지국장치 랙¦ 역사노드백본 랙¦ 스위치 랙¦ MDF 랙¦ 600x600x2200¦ 600x600x2200¦ 600x600x2200¦ 600x600x2200¦ 600x600x2200¦ 24¦ 25¦ 26¦ 27¦ 28¦ OFD 랙¦ 기지국장치 랙¦ 역사노드백본 랙¦ 스위치 랙¦ MDF 랙¦ MDF 랙¦ 스위치 랙¦ 역사노드백본 랙¦ 기지국장치 랙¦ OFD 랙¦ 통신기계실¦ X10¦ X11¦ Y01¦ UPS¦ ATS&AVR&DIST¦ BATT¦ CLOCK¦ PA¦ GTB¦ PDP¦ MDF¦ A¦ M¦ U¦ X¦ D¦ M ¦ 대열차¦ 전송¦ CCTV¦ CCTV¦ 사령¦ 전화¦ PA¦ 냉¦ 난¦ 방¦ 기¦ 장 비 명¦ Equipment Schedule¦ 규 격 (W x D x H)¦ 냉난방기 (기계설비)¦ UPS(15KVA)¦ 1,272 x 500 x 2200¦ 600 x 300 x 2200¦ 701.5 x 750 x 2200¦ 575 x 600 x 1920¦ 600 x 750 x 1800¦ 570 x 650 x 1913¦ 600 x 750 x 1800¦ 1,100 x 500¦ 800 x 950 x 1800¦ ATS&AVR&DIST¦ BATTERY¦ 1000 x 950 x 1800¦ 1600 x 950 x 1800¦ 장 비 명¦ 규 격 (W x D x H)¦ 배선반(MDF)¦ 전송장비(ADM+MUX) ¦ 화상설비(CCTV) ¦ 방송설비(PA)¦ 전기시계설비(CLOCK) ¦ 종합무선 중계설비(복합통신)¦ 열차무선설비(SOR) ¦ 사령전화역장치¦ 대열차공간화상설비(지상)¦ 600 x 600 x 800¦ 600 x 750 x 2200¦ 행선안내¦ 1200x750x1000¦ 설비자동제어반¦ 화재탐지반¦ 조명제어반¦ CCTV 및 통신종합집중관리반¦ PSD 제어반¦ SMS¦ PRINTER¦ 종합집중관리 설비 콘솔1¦ 종합집중관리 설비 콘솔2¦ 1000x600x1600¦ 1800x600x1600¦ 600x600x1600¦ 2652x600x1600¦ 800x800x2000¦ 650x800x1000¦ 700x800x750¦ 600x600x1600¦ 600x600x1600¦ GND¦ 복합¦ SOR¦ 통신¦ NO¦ 1¦ 2¦ 3¦ 4¦ 5¦ 6¦ 7¦ 8¦ 9¦ 10¦ 11¦ 12¦ NO¦ 13¦ 14¦ 15¦ 16¦ 17¦ 18¦ 19¦ 20¦ 21¦ 22¦ 23¦ DUCT (150x100)¦ 대열차¦ 전송¦ \pi49.321;{\C0;접지단자함}¦ L-C¦ OFD 랙¦ 기지국¦ 역사노드¦ 장치 랙¦ 백본 랙¦ 600x600x2200¦ 600x600x2200¦ 600x600x2200¦ 24¦ 25¦ 26¦ 역사노드백본 랙¦ 기지국장치 랙¦ OFD 랙¦ 신설 TRAY (150x100)¦ 911정거장 통신기계실 기기배치도 및 바닥 TRAY 설치도¦ S = 1 / 100¦ 1/100¦ 염창¦ 신목동¦ 선유도¦ TRAY 설치도¦ 911정거장 통신기계실 기기배치도 및 바닥¦ T¦ 9¦ 1¦ 0¦ 3¦ 0¦ 6¦ 6¦ 0¦ 0¦ 1¦ \A1;500¦ \A1;8,561¦ \A1;8,864¦
| 1단계_정거장 - 복사본 | 1단계_정거장 - 복사본 | 046. T7009934-001 916정거장 출입통제설비 지하1층 평면도.dwg | KEY PLAN¦ X01¦ X00¦ X-01¦ X-02¦ X-03¦ X-04¦ X-05¦ X-06¦ X-07¦ X-08¦ Y00¦ Y01¦ Y03¦ Y05¦ Y06¦ DN¦ DN¦ OPEN¦ 내부계단 1¦ 내부계단 2¦ 통로¦ 장애자용¦ 훨체어리프트¦ 916정거장 출입통제설비 지하1층 평면도¦ 916정거장 출입통제설비 지하1층 평면도¦ S = 1 / 400¦ 1/400¦ 지하철 916정거장¦ 여의도¦ 샛강¦ 노량진¦ T¦ 7¦ 0¦ 0¦ 9¦ 9¦ 3¦ 4¦ 0¦ 0¦ 2¦ \A1;10,300¦ \A1;10,000¦ \A1;7,500¦ \A1;7,500¦ \A1;5,000¦ \A1;10,000¦ \A1;10,000¦ \A1;10,000¦ \A1;5,000¦ \A1;65,000¦ \A1;7,080¦ \A1;4,950¦ \A1;32,860¦ \A1;7,080¦ \A1;4,950¦ \A1;4,400¦ \A1;4,400¦ {\C256;vmh}¦ P¦
| 1단계_정거장 - 복사본 | 1단계_정거장 - 복사본 | 020. T1001026-016 913정거장 출입통제설비 CABLE WIRING DIAGRAM.dwg | 신호통신기계실¦ ELE-1 (대합실)¦ ELE-2 (지상층)¦ ELE-3 (대합실)¦ ELE-4 (지상층)¦ ELE-5 (대합실)¦ ELE-6 (2호선환승)¦ ELE-7 (2호선환승)¦ ELE-8 (2호선환승)¦ ELE-9 (2호선환승)¦ ELE-10 (지하2층대합실)¦ ELE-11 (승강장)¦ ES-1 (외부계단출입구)¦ ES-2 (외부계단출입구)¦ ES-3 (외부계단출입구)¦ ES-4 (외부계단출입구)¦ ES-5 (외부계단출입구)¦ ES-6[1] (대합실)¦ ES-7[2] (2호선환승)¦ ES-8[2] (2호선환승)¦ ES-9 (외부계단출입구)¦ ES-10 (외부계단출입구)¦ ES-11[1] (지하2층대합실)¦ ES-12[2] (지하2층대합실)¦ ES-13[1] (지하2층대합실)¦ T-1 (화장실.여)¦ T-2 (화장실.여)¦ 출입¦ 통제¦ 시스템¦ (ACU)¦ UTP Cat.5E 4Px8조 (출입통제)¦ ES-6[2] (대합실)¦ ES-7[1] (2호선환승)¦ ES-8[1] (2호선환승)¦ ES-11[2] (지하2층대합실)¦ ES-12[1] (지하2층대합실)¦ ES-13[2] (지하2층대합실)¦ COMM-1 (신호통신기계실)¦ 안전관리실¦ ELEC-1 (전기실)¦ C/R¦ C/R¦ C/R¦ 발매기실¦ C/R¦ 913정거장 출입통제설비 CABLE WIRING DIAGRAM ¦ 913정거장 출입통제설비 CABLE WIRING DIAGRAM ¦ S = NONE¦ NONE¦ 지하철 913정거장¦ 선유도¦ 당산¦ 국회의사당¦ T¦ 1¦ 0¦ 0¦ 1¦ 0¦ 2¦ 6¦ 0¦ 1¦ 6¦
| 1단계_정거장 - 복사본 | 1단계_정거장 - 복사본 | 046. T9103066-001 919정거장 통신기계실 기기배치도 및 바닥 TRAY 설치도.dwg | \A1;10,000¦ \A1;8,500¦ S = 1/50¦ \A1;600¦ \A1;500¦ \A1;400¦ \A1;800¦ \A1;800¦ \A1;500¦ \A1;1,201¦ \A1;7,748¦ \A1;7,607¦ \A1;3,697¦ \A1;176¦ \A1;331¦ \A1;359¦ \A1;367¦ \A1;2,116¦ \A1;1,044¦ \A1;2,751¦ \A1;1,883¦ \A1;1,501¦ \A1;800¦ \A1;1,600¦ \A1;945¦ TRAY 설치도¦ 906정거장 통신기계실 기기배치도 및 바닥¦ -¦ T¦ 0¦ 0¦ 0¦ 0¦ 0¦ 0¦ 0¦ 0¦ 0¦ 0¦ : 철거¦ \A1;1,200¦ \A1;1,200¦ OFD 랙¦ 기지국¦ 역사노드¦ 스위치 ¦ MDF 랙¦ 장치 랙¦ 백본 랙¦ 랙¦ OFD 랙¦ 기지국장치 랙¦ 역사노드백본 랙¦ 스위치 랙¦ MDF 랙¦ X12¦ X11¦ X10¦ Y00¦ Y01¦ 통신기계실 각도 1˚¦ UPS¦ ATS&AVR&DIST¦ BATT¦ 냉난방기¦ 장 비 명¦ Equipment Schedule¦ 규 격 (W x D x H)¦ 냉난방기 (기계설비)¦ UPS(15KVA)¦ 1,272 x 500 x 2200¦ 600 x 300 x 2200¦ 701.5 x 750 x 2200¦ 575 x 600 x 1920¦ 600 x 750 x 1800¦ 570 x 650 x 1913¦ 600 x 750 x 1800¦ 1,100 x 500¦ 800 x 950 x 1800¦ ATS&AVR&DIST¦ BATTERY¦ 1000 x 950 x 1800¦ 1600 x 950 x 1800¦ 장 비 명¦ 규 격 (W x D x H)¦ 배선반(MDF)¦ 전송장비(ADM+MUX) ¦ 화상설비(CCTV) ¦ 방송설비(PA)¦ 전기시계설비(CLOCK) ¦ 종합무선 중계설비(복합통신)¦ 열차무선설비(SOR) ¦ 사령전화역장치¦ 대열차공간화상설비(지상)¦ 600 x 600 x 800¦ 600 x 750 x 2200¦ 행선안내¦ 1200x750x1000¦ 설비자동제어반¦ 화재탐지반¦ 조명제어반¦ CCTV 및 통신종합집중관리반¦ PSD 제어반¦ SMS¦ PRINTER¦ 종합집중관리 설비 콘솔1¦ 종합집중관리 설비 콘솔2¦ 1000x600x1600¦ 1800x600x1600¦ 600x600x1600¦ 2652x600x1600¦ 800x800x2000¦ 650x800x1000¦ 700x800x750¦ 600x600x1600¦ 600x600x1600¦ SOR¦ MDF¦ 복합¦ 통신¦ CLOCK¦ PA¦ PA¦ 사령¦ 전화¦ ADM¦ MUX¦ CCTV¦ CCTV¦ 전송¦ 대열차¦ G¦ T¦ B¦ NO.¦ 13¦ 14¦ 15¦ 16¦ 17¦ 18¦ 19¦ 20¦ 21¦ 22¦ 23¦ NO.¦ 1¦ 2¦ 3¦ 4¦ 5¦ 6¦ 7¦ 8¦ 9¦ 10¦ 11¦ 12¦ DUCT (150x100)¦ 교통¦ 방송¦ \pi49.321;{\C0;접지단자함}¦ L-C¦ OFD 랙¦ 기지국¦ 역사노드¦ 장치 랙¦ 백본 랙¦ 600x600x2200¦ 600x600x2200¦ 600x600x2200¦ 24¦ 25¦ 26¦ OFD 랙¦ 기지국장치 랙¦ 역사노드백본 랙¦ 신설 TRAY (150x100)¦ 919정거장 통신기계실 기기배치도 및 바닥 TRAY 설치도¦ S = 1 / 100¦ 1/100¦ 노들¦ 중앙대입구¦ 동작¦ TRAY 설치도¦ 919정거장 통신기계실 기기배치도 및 바닥¦ 9¦ 1¦ 0¦ 3¦ 0¦ 6¦ 6¦ 0¦ 0¦ 1¦ T¦ \A1;5,000¦ \A1;5,000¦
| 1단계_정거장 - 복사본 | 1단계_정거장 - 복사본 | 007. T1001026-003 917정거장 COMMUNICATION CABLE WIRING DIAGRAM.dwg | -¦ T¦ 7¦ 0¦ 0¦ 3¦ 0¦ 3¦ 4¦ 0¦ 1¦ 6¦ 안전관리실¦ 대합실 E/L x 4¦ 인터폰선 0.6x2Px4조¦ 지상 E/L x 2¦ 승강장 E/L x 2¦ Callphone x 17¦ 장애인용화장실 x 6¦ 승강장상선 (INT) x 3¦ 인터폰선 0.6x2Px2조¦ 인터폰선 0.6x2Px2조¦ UTP Cat.5E 4Px3조¦ 통신기계실¦ 5C-HFBTx1조¦ 안전관리실¦ 공조기계실-1¦ 공조기계실-2¦ 이동통신기계실¦ 전기실¦ 용역원대기실¦ 안전관리실¦ 승강장공중전화 (상선)¦ 승강장공중전화 (하선)¦ 승강장하선 (INT) x 3¦ UTP Cat.5E 4Px3조¦ 편의점¦ 5C-HFBTx1조¦ 용역원대기실¦ 편의점¦ 대합실공중전화 (지하1층)x2¦ 대합실 분배기함¦ 7C-HFBTx1조 (CATV용)¦ V¦ T¦ A¦ M¦ P¦ (4D)¦ 승강장 인터폰 및 장애인 편의설비 CABLE WIRING DIAGRAM¦ 통신기계실¦ UTP Cat.5E 4Px2조¦ UTP Cat.5E 4Px2조¦ UTP Cat.5E 4Px2조¦ UTP Cat.5E 25Px2조¦ UTP Cat.5E 4Px2조¦ UTP Cat.5E 4Px2조¦ UTP Cat.5E 4Px2조¦ UTP Cat.5E 4Px6조¦ 선¦ 배¦ 반¦ UTP Cat.5E 4Px2조¦ UTP Cat.5E 25Px1조¦ UTP Cat.5E 4Px6조¦ UTP Cat.5E 4Px3조¦ UTP Cat.5E 4Px3조¦ KT.LINE 100P¦ M¦ From: KT.MANHOLE¦ UTP Cat.5E 4Px2조¦ OF-MM-4Core(난연)x1조¦ HUB¦ MIS¦ COMMUNICATION CABLE BLOCK DIAGRAM¦ [25P]¦ [25P]¦ 대합실공중전화 ¦ [25P]¦ 안전관리실¦ [25P]¦ KT. MANHOLE¦ 승강장공중전화 상선¦ 승강장공중전화 하선¦ M¦ 1¦ 하¦ [TB No.4]¦ [TB No.5] ¦ [TB No.6] ¦ [TB No.3]¦ 인터폰¦ 모장치¦ 층¦ 2¦ 하¦ 지¦ 지¦ 층¦ 배선반 / MIS HUB¦ 119 구조대¦ 임대상가 1¦ 119 구조대 침실x3¦ 임대상가 2¦ 5C-HFBTx1조¦ 119 구조대¦ 119 구조대 침실 1¦ 임대상가 1¦ 임대상가 2¦ [IDF No.1]¦ [MIS HUB 8Port]¦ [25P]¦ [25P]¦ 대합실공중전화 ¦ [TB No.2]¦ IDF¦ 통신기계실¦ [25P]¦ 전기실¦ [TB No.1]¦ COMMUNICATION CABLE WIRING DIAGRAM¦ TV 공시청설비 CABLE WIRING DIAGRAM¦ 편의점¦ 인터폰선 0.6x2Px4조¦ UTP Cat.5E 4Px1조¦ UTP Cat.5E 25Px2조¦ 인터폰선 0.6x2Px6조¦ 인터폰선 0.6x2Px4조¦ 5C-HFBTx1조¦ 119 구조대 침실 3¦ 119 구조대 침실 2¦ 4D¦ 917정거장 COMMUNICATION CABLE WIRING DIAGRAM¦ 917정거장 COMMUNICATION CABLE WIRING¦ S = NONE¦ NONE¦ 지하철 917정거장¦ 샛강¦ 노량진¦ 노들¦ T¦ 1¦ 0¦ 0¦ 1¦ 0¦ 2¦ 6¦ 0¦ 0¦ 3¦ DIAGRAM¦ T¦
| 1단계_정거장 - 복사본 | 1단계_정거장 - 복사본 | 043. T7009934-004 911정거장 출입통제설비 지하1,2층 철거 평면도 (2_2).dwg | C/R¦ P¦ \A1;7,330¦ \A1;7,330¦ \A1;500¦ \A1;3,880¦ \A1;7,830¦ \A1;3,880¦ \A1;7,830¦ \A1;23,420¦ \A1;500¦ \A1;3,750¦ \A1;7,500¦ \A1;7,500¦ \A1;5,000¦ \A1;5,000¦ \A1;5,000¦ \A1;5,000¦ \A1;5,000¦ \A1;5,000¦ \A1;5,000¦ \A1;5,000¦ \A1;5,000¦ \A1;7,500¦ \A1;7,500¦ \A1;30,000¦ \A1;20,000¦ L¦ KEY PLAN¦ Y00¦ Y01¦ Y03¦ Y05¦ Y06¦ 28,750¦ 78,750¦ X15¦ X16¦ X17¦ X18¦ X19¦ X20¦ X21¦ X22¦ X23¦ X24¦ X25¦ X26¦ X27¦ X28¦ UP¦ DN¦ DN¦ 물탱크실¦ 공조기계실2¦ 편의점¦ 대 합 실¦ 이동통신기계실¦ 용역원대기실¦ 발매기실¦ 외부출입구3¦ 외부출입구2¦ UP¦ 방범셔터¦ 외부엘리베이터2¦ MATCH LINE DWG No. "S1-TA-S11-DB-017-0"¦ 지상E/L¦ UTP Cat.5E 4Px2조 (출입통제)¦ 임대상가3¦ UTP Cat.5E 4Px2조 (출입통제)¦ 911정거장 출입통제설비 지하1,2층 철거 평면도 (2/2)¦ 911정거장 출입통제설비 지하1,2층 철거 평면도 (2/2)¦ S = 1 / 400¦ 1/400¦ 지하철 911정거장¦ 염창¦ 신목동¦ 선유도¦ T¦ 7¦ 0¦ 0¦ 9¦ 9¦ 5¦ 1¦ 4¦ 0¦ 0¦ P¦
| 1단계_정거장 - 복사본 | 1단계_정거장 - 복사본 | 024. T7001034-007 910정거장 전화설비 지하2층 철거평면도 (1_2).dwg | \A1;520¦ \A1;7,711¦ \A1;7,709¦ \A1;520¦ \A1;3,730¦ \A1;3,729¦ \A1;8,231¦ \A1;8,229¦ \A1;3,730¦ \A1;11,960¦ \A1;11,959¦ \A1;23,919¦ 1. 음향유도기 전원은 전기콘센트를 이용한다.¦ NOTE¦ 2. 증폭기전원은 전기콘센트를 이용한다.¦ 3. 통신기계실 및 안전관리실 MAIN 분전반은 전기에서 설치한다.¦ KEY PLAN¦ MATCH LINE DWG No. "S1-TA-S10-DB-012-0"¦ (P11:100x100x100)¦ (P13:100x100x100)¦ (P14:100x100x100)¦ (P12:100x100x100)¦ (16) UTP Cat.5E 4Px1조 (승강장 INT)¦ (16) UTP Cat.5E 4Px1조 (승강장 INT)¦ (16) UTP Cat.5E 4Px2조 (승강장 INT)¦ (16) UTP Cat.5E 4Px1조 (승강장 INT)¦ (16) UTP Cat.5E 4Px1조 (승강장 INT)¦ (16) UTP Cat.5E 4Px1조 (승강장 INT)¦ (16) UTP Cat.5E 4Px1조 (승강장 INT)¦ (16) UTP Cat.5E 4Px2조 (승강장 INT)¦ Y-00¦ Y-01¦ Y-05¦ Y-06¦ Y-03¦ X00¦ X01¦ X02¦ X03¦ X04¦ X05¦ X06¦ X07¦ X08¦ X09¦ X12¦ X10¦ X11¦ 3,750¦ 7,500¦ 7,500¦ 7,500¦ 7,500¦ 7,500¦ 7,500¦ 5,000¦ 5,000¦ 5,000¦ 5,000¦ 5,000¦ 5,573¦ 32,500¦ 20,573¦ UP¦ 올라감¦ UP¦ 올라감¦ PSD기계실 1¦ PSD기계실 2¦ 26,250¦ 지하철 910정거장¦ 등촌¦ 염창¦ 신목동¦ 1/400¦ 910정거장 전화설비 지하2층 철거평면도(1/2)¦ S = 1/400¦ 910정거장 전화설비 지하2층 철거평면도(1/2)¦ T¦ 7¦ 0¦ 0¦ 1¦ 0¦ 3¦ 4¦ 0¦ 0¦ 7¦ (기설활용)¦ P¦ INT¦
| 1단계_정거장 - 복사본 | 1단계_정거장 - 복사본 | 023. T7001034-006 918정거장 전화설비 지하1층 철거평면도 (2_2).dwg | INT¦ IDF¦ \A1;500¦ \A1;56,300¦ \A1;3,800¦ \A1;7,500¦ \A1;7,500¦ \A1;5,000¦ \A1;5,000¦ \A1;5,000¦ \A1;5,000¦ \A1;5,000¦ \A1;5,000¦ \A1;5,000¦ \A1;5,000¦ \A1;5,000¦ \A1;5,000¦ \A1;5,000¦ \A1;5,000¦ \A1;5,000¦ \A1;5,000¦ \A1;5,000¦ \A1;5,000¦ \A1;30,150¦ \A1;11,300¦ \A1;7,550¦ \A1;11,300¦ \A1;9,600¦ \A1;3,550¦ \A1;4,000¦ \A1;42,500¦ \A1;200¦ E/V¦ 1. 음향유도기 전원은 전기콘센트를 이용한다.¦ NOTE¦ 2. 증폭기전원은 전기콘센트를 이용한다.¦ 3. 통신기계실 및 안전관리실 MAIN 분전반은 전기에서 설치한다.¦ A¦ A¦ B¦ B¦ KEY PLAN¦ X15¦ X16¦ X17¦ X18¦ X19¦ X20¦ X21¦ X22¦ X23¦ X24¦ X25¦ X26¦ X27¦ X28¦ X29¦ X30¦ X31¦ X32¦ X33¦ Y00¦ Y01¦ Y02¦ Y-01¦ Y03¦ Y03-1¦ UP¦ 공조기계실-2¦ 전 기 실¦ 비상전원실¦ CO2실-1¦ 변 전 실¦ 운영원대기실¦ 복도 -2¦ 연결통로¦ 외부출입구2¦ 방범셔터¦ UP¦ 외부엘리베이터 2¦ UP¦ 내부엘리베이터 3¦ 본동 지하도(기존)¦ (기존)¦ (기존)¦ CO2실-2¦ MATCH LINE DWG No. "S1-TA-S18-DB-009-0"¦ 지상E/L¦ MATCH LINE¦ MATCH LINE¦ x2¦ x2¦ x2¦ (28) UTP Cat.5E 25Px1조 (운영원대기실)¦ (28) UTP Cat.5E 25Px1조 (전기실)¦ TRAY (300x100)¦ UTP Cat.5E 25Px1조 (전기실)¦ UTP Cat.5E 4Px2조 (공조기계실-2)¦ UTP Cat.5E 25Px1조 (운영원대기실)¦ 인터폰선 0.6x2Px8조 (INT)¦ TRAY (300x100)¦ 인터폰선 0.6x2Px8조 (INT)¦ (16) UTP Cat.5E 4Px2조 (공조기계실-2)¦ (P10:100x100x100)¦ (16) 인터폰선 0.6x2Px4조 (INT)¦ DOWN TO CP PANEL¦ UTP 25P¦ [TB No.4]¦ OF-MM-4Corex1조 (전기실)¦ (16) 인터폰선 0.6x2Px4조 (INT)¦ UTP Cat.5E 25Px1조 (전기실)¦ UTP Cat.5E 25Px1조 (운영원대기실)¦ OF-MM-4Corex1조 (전기실)¦ (28) UTP Cat.5E 25Px1조 (운영원대기실)¦ (28) UTP Cat.5E 25Px1조 (전기실)¦ (28) OF-MM-4Corex1조 (전기실)¦ (36) SPAREx2 (전기실,운영원대기실)¦ HUB 8Port UTP 25P¦ [IDF No.1]¦ (36) SPARE (전기실)¦ (28) OF-MM-4Corex1조 (전기실)¦ (16) UTP Cat.5E 4Px2조 (운영원대기실)¦ (36) SPARE (운영원대기실)¦ (P8:500x500x300)¦ (P14:500x500x300)¦ (P12:100x100x100)¦ Hi-PVC 54mm¦ (P9:200x200x100)¦ (16) 인터폰선 0.6x2Px4조 (INT)¦ 상세도 "A"참조¦ 상세"A"¦ 단면 상세(A-A)¦ 접지 인출 BOX(STS) ¦ 70C¦ (TO:접지봉)¦ (P13:100x100x100)¦ UP TO 환기구¦ < 주1 >¦ * 천정 마감재에 통신용 점검구¦ (600X500) 설치¦ 접지단자함¦ TRAY (300x100)¦ UTP Cat.5E 25Px1조 (전기실)¦ UTP Cat.5E 25Px1조 (운영원대기실)¦ OF-MM-4Corex1조 (전기실)¦ 3-15~18¦ 3-11~14¦ D1.2¦ V1.2¦ V1.2¦ D1.2¦ P¦ (16) 인터폰선 0.6x2Px4조 (INT)¦ P¦ (16) 인터폰선 0.6x2Px4조 (INT)¦ DOWN TO CP PANEL¦ (16) 인터폰선 0.6x2Px4조 (INT)¦ (16) 인터폰선 0.6x2Px4조 (INT)¦ E/V¦ 지상E/L¦ 임대상가¦ (철거)¦ (철거)¦ (철거)¦ (철거)¦ (철거)¦ 지하철 918정거장¦ 노량진¦ 노들¦ 중앙대입구¦ 1/400¦ 918정거장 전화설비 지하1층 철거평면도(2/2)¦ S = 1/400¦ 918정거장 전화설비 지하1층 철거평면도(2/2)¦ T¦ 7¦ 0¦ 0¦ 1¦ 0¦ 3¦ 4¦ 0¦ 0¦ 6¦ (기설활용)¦ P¦
| 1단계_정거장 - 복사본 | 1단계_정거장 - 복사본 | 008. T1001026-004 914정거장 방송설비 CABLE WIRING DIAGRAM.dwg | -¦ T¦ 7¦ 0¦ 0¦ 3¦ 0¦ 3¦ 4¦ 0¦ 1¦ 6¦ 통신기계실¦ 공조기계실-1¦ 공조기계실-2¦ 화장실 (남,여)¦ 장애자용 화장실¦ 기능실복도¦ 편의점¦ 용역창고, 비품창고¦ 임대상가¦ 대합실¦ 승강장상선¦ 승강장하선¦ HIV 1.5㎟x2조¦ HIV 1.5㎟x3조¦ HIV 1.5㎟x4조¦ HIV 1.5㎟x4조¦ x2¦ x2¦ x21¦ x21¦ 지하2층¦ 지하3층¦ 전기실¦ 통신기계실¦ 안전관리실¦ x2¦ x2¦ PSD실 (하선)¦ 승차권창고¦ 국회민원출장소¦ 지하1층¦ 비상전원실¦ 이동통신기계실¦ 발매기실¦ 용역원대기실¦ x80¦ x5¦ x2¦ x2¦ x4¦ x2¦ x2¦ x2¦ x2¦ .¦ P¦ A¦ A¦ M¦ P¦ R¦ A¦ C¦ K¦ 914정거장 방송설비 CABLE WIRING DIAGRAM¦ 914정거장 방송설비 CABLE WIRING DIAGRAM¦ S = NONE¦ NONE¦ 지하철 914정거장¦ 당산¦ 국회의사당¦ 여의도¦ T¦ 1¦ 0¦ 0¦ 1¦ 0¦ 2¦ 6¦ 0¦ 0¦ 4¦
| 1단계_정거장 - 복사본 | 1단계_정거장 - 복사본 | 059. T9103038-009 PIPING 상세도 (1_3).dwg | \A1;500¦ \A1;500¦ \A1;1,250¦ \A1;1,500¦ \A1;400¦ \A1;250¦ \A1;500¦ \A1;600¦ \A1;500¦ \A1;500¦ \A1;300¦ \A1;300¦ \A1;300¦ \A1;300¦ -¦ T¦ 0¦ 0¦ 0¦ 0¦ 0¦ 0¦ 0¦ 0¦ 0¦ 0¦ 공통¦ PULL BOX¦ TB BOX ¦ 후강전선관¦ DATA용 배관¦ 정 면 도 (안전관리실)¦ 후강전선관¦ 측 면 도¦ 후강전선관¦ 후강전선관¦ TB BOX ¦ 측 면 도¦ 정 면 도¦ ACCESS FLOOR 또는 콘크리트 닥트¦ 층 FLOOR¦ TB BOX ¦ DOUBLE CEILING¦ 노말밴드¦ PULL BOX¦ DOUBLE CEILING¦ ACCESS FLOOR¦ ACCESS FLOOR¦ 분전반¦ 전기에서 설계¦ MAIN POWER용¦ 정 면 도¦ Vertical Elbow¦ 측 면 도¦ DOUBLE CEILING¦ ACCESS FLOOR¦ CONCOURSE FLOOR¦ 후강전선관¦ TERMINAL BOX¦ 정 면 도¦ 측 면 도¦ 후강전선관¦ TERMINAL BOX¦ SW BOX¦ SW BOX¦ 후강 전선관¦ 정 면 도¦ 후강 전선관¦ 측 면 도¦ SW BOX¦ SW BOX¦ TV UNIT¦ 후강 전선관¦ 정 면 도¦ 후강 전선관¦ 측 면 도¦ 후강 전선관¦ TV UNIT¦ SUS DUCT¦ (300x100)¦ SUS DUCT¦ (300x100)¦ PIPING 상세도 (1/3)¦ PIPING 상세도 (1/3)¦ S = NONE¦ NONE¦ T¦ 9¦ 1¦ 0¦ 3¦ 0¦ 3¦ 8¦ 0¦ 0¦ 9¦ \A1;300¦ \A1;200¦ \A1;500¦
| 1단계_정거장 - 복사본 | 1단계_정거장 - 복사본 | 067. T9103038-016 카메라 설치 상세도.dwg | \A1;270¦ \A1;2,900¦ \A1;270¦ \A1;2,500¦ \A1;270¦ \A1;270¦ \A1;200¦ \A1;4,650¦ \A1;3,500¦ \A1;400¦ \A1;550¦ \A1;2,900¦ \A1;2,500¦ \A1;1,000¦ \A1;150¦ \A1;200¦ 공통¦ -¦ T¦ 0¦ 0¦ 0¦ 0¦ 0¦ 0¦ 0¦ 0¦ 0¦ 0¦ ¦ ¦ ¦ ¦ ¦ ¦ ¦ 장애자용 ELEVATOR 평면도¦ ATTACHED OF CAMERA¦ 장애자용 ELEVATOR 주단면도¦ OUTLET BOX¦ 배관설치 위치¦ DN¦ DETAIL 참조¦ OUTLET BOX¦ SEMI-FIXED¦ 장애자용 ELEVATOR 정면도¦ INTERPHONE¦ OUTLET BOX¦ 카메라 설치 상세도¦ 카메라 설치 상세도¦ S = NONE¦ NONE¦ T¦ 9¦ 1¦ 0¦ 3¦ 0¦ 3¦ 8¦ 0¦ 1¦ 6¦ \A1;2,100¦
| 1단계_정거장 - 복사본 | 1단계_정거장 - 복사본 | 063. T7005034-020 902정거장 CCTV,TDI,시계설비 지하3층철거평면도(2-3).dwg | INT¦ KEY PLAN¦ 1. 일반교환기에 수용된 전화기는 IP전화기로 교체한다.¦ NOTE¦ 2. 콜폰, E/L폰, 승강장 비상통화장치도 교체한다.¦ 3. 전화 및 인터폰 구간의 배선배관은 기존활용한다.¦ ~¦ 902정거장 CCTV,TDI,시계설비 지하1층 철거평면도(1/3)¦ 902정거장 CCTV,TDI,시계설비 지하1층 ¦ 철거평면도(1/3)¦ 8150¦ 3550¦ 8240¦ 9020¦ 8840¦ 26100¦ 11700¦ ES.DN¦ ES.UP¦ ES.UP¦ ES.DN¦ ES.DN¦ ES.UP¦ ES.UP¦ ES.DN¦ ES.DN¦ ES.UP¦ ES.UP¦ ES.DN¦ ES.DN¦ ES.UP¦ ES.UP¦ ES.DN¦ DN¦ DN¦ UP¦ UP¦ UP¦ UP¦ DN¦ DN¦ UP¦ ES.UP¦ ES.DN¦ 창고-1¦ 승강장¦ 창고-2¦ 승강장¦ 00¦ Y¦ 01¦ Y¦ 02¦ Y¦ 03¦ Y¦ Y¦ 04¦ X¦ 01¦ X¦ 02¦ X¦ 03¦ X¦ 04¦ 05¦ X¦ 06¦ X¦ 07¦ X¦ 08¦ X¦ 09¦ X¦ 10¦ X¦ 11¦ X¦ 12¦ X¦ 13¦ X¦ 14¦ X¦ X¦ 14¦ 7500¦ 7500¦ 7500¦ 7500¦ 7500¦ 7500¦ 7500¦ 7500¦ 7500¦ 7500¦ 7500¦ 7500¦ 7500¦ P¦ P¦ PB(400X400X200)¦ UP TO B2¦ A¦ PB(400X400X200)¦ C¦ (16)UTP CAT.5 4P(INT)¦ (22)CPEV 5P/.65(M.CON)¦ (22)CV 3.5 /2C(M.POW)¦ (22)CPEV 5P/.65(KP)¦ (22)VCT 2.0 /2C(KP POW)¦ (28)VCT CAT.5 25P(공중전화 B3-1)¦ (28)UTP CAT.5 4Px6(TDI 정보)¦ (36)CV 3.5 /2CX2(TDI POW)¦ P¦ PB(300X300X200)¦ G¦ (22)CPEV 5P/.65(KP)¦ (22)VCT 2.0 /2C(KP POW)¦ (22)CPEV 5P/.65(KP)¦ (22)VCT 2.0 /2C(KP POW)¦ P¦ P¦ PB(500X500X300)¦ 25P¦ (28)VCT CAT.5 25P(궁중전화 B3-2)¦ C¦ INT¦ UP TO B2¦ K¦ B¦ D¦ P¦ C¦ (36)CV 3.5 /2CX2(C.POW)¦ (16)5C-2V(C.POW)¦ P¦ P¦ PB(200X200X100)¦ PB(500X500X300)¦ PB(500X500X300)¦ G¦ F¦ H¦ J¦ C¦ (22)CPEV 5P/.65(KP)¦ (22)VCT 2.0 /2C(KP POW)¦ (36)CV 3.5 /2CX2(C.POW)¦ (16)5C-2V(C.POW)¦ C¦ P¦ C¦ P¦ E¦ G¦ P¦ PB(300X300X200)¦ G¦ (22)CPEV 5P/.65(KP)¦ (22)VCT 2.0 /2C(KP POW)¦ PB(400X400X300)¦ (36)CV 3.5 /2CX2(C.POW)¦ (16)5C-2V(C.POW)¦ (22)5C-2VX2(MONITOR)¦ 25P¦ I¦ PB(300X300X200)¦ (16)HIV1.2X4¦ 광복합케이블2조(통신TRAY):해외지급분¦ 여장:30M¦ OFSM 4COREx2¦ F-GV 14 x2¦ F-CV 2.0 /2Cx2¦ 승강장하부 TRAY이용(해외시공)¦ OFSM 4COREx2¦ F-GV 14 x2¦ F-CV 2.0 /2Cx2¦ 승강장하부 TRAY이용(해외시공)¦ UP TO 지하1층 통신기계실(9호선)¦ UP TO B1F 통신기계실(9호선)¦ DOWN TO B4F 발매기실(9호선)¦ UTP CAT.5 4Px2조(16C)¦ HIV 3.5 (TDI 접지)¦ (36)OFMM 12COREx2(TDI 정보)¦ (28)UTP CAT.5 4Px6(TDI 정보)¦ (36)CV 3.5 /2CX2(TDI POW)¦ HIV 3.5 (TDI 접지)¦ (36)OFMM 12COREx2(TDI 정보)¦ (28)UTP CAT.5 4Px6(TDI 정보)¦ (36)CV 3.5 /2CX2(TDI POW)¦ HIV 3.5 (TDI 접지)¦ (36)OFMM 12COREx2(TDI 정보)¦ P¦ (22)CV 3.5 /2C(C.POW)¦ (16)5C-2V(C.POW)¦ E/V-3¦ E/V-4¦ E/S-1¦ 게이트3¦ E/S-2¦ 5C-2VX3(CCTV)¦ 5C-2VX3(CCTV(철거)¦ CV 3.5 /2CX2(C.POW)(철거)¦ CV 3.5 /2C(C.POW)(철거)¦ (16)5C-2V(CCTV)¦ (36)5C-2VX6(CCTV)¦ (22)CV3.5 /2C(C.POW)(철거)¦ (22)CV3.5 /2C(C.POW)(철거)¦ (28)5C-2VX3(CCTV)¦ (54)5C-2VX11(CCTV)¦ (36)CV 3.5 /2CX2(C.POW)(철거)¦ (36)CV 3.5 /2CX2(C.POW)(철거)¦ (28)5C-2VX3(CCTV)¦ (54)5C-2VX10(CCTV)¦ (36)CV 3.5 /2CX2(C.POW)(철거)¦ (36)CV 3.5 /2CX2(C.POW)(철거)¦ (28)5C-2VX3(CCTV)¦ (54)5C-2VX10(CCTV)¦ (36)CV 3.5 /2CX2(C.POW)(철거)¦ (36)CV 3.5 /2CX2(C.POW)(철거)¦ (28)5C-2VX3(CCTV)¦ (42)5C-2VX9(CCTV)¦ (36)CV 3.5 /2CX2(C.POW)(철거)¦ (36)CV 3.5 /2CX2(C.POW)(철거)¦ 5C-2VX4(CCTV)¦ 5C-2VX17(CCTV)¦ CV 3.5 /2CX2(C.POW)(철거)¦ CV 3.5 /2CX3(C.POW)(철거)¦ (28)5C-2VX3(CCTV)¦ (22)CV 3.5 /2C(C.POW)(철거)¦ (22)CV 3.5 /2C(C.POW)(철거)¦ (22)5C-2VX2(CCTV)¦ (22)CV 3.5 /2C(C.POW)(철거)¦ (16)5C-2V(CCTV)¦ (22)CV 3.5 /2C(C.POW)(철거)¦ (16)5C-2V(CCTV)¦ UTP CAT.5 4PX2(TDI 정보)¦ HIV1.2X4(SP)¦ DOWN TO B2¦ DUCT(300X100)¦ UTP CAT.5 25P(공중전화 B3-1)¦ UTP CAT.5 4PX2(INT)¦ CV 3.5 /2CX2(TDI POW)¦ A¦ (16)IV1.2X2(CL)(철거)¦ (36)UTP CAT.5 25PX2(9호선 예비실B3,매표소 B3-1)¦ (16)HIV1.2X5(SP)¦ (16)UTP CAT.5 4P(INT)¦ (16)5C-HFBT(TV)¦ B¦ (16)IV1.2X2(CL)(철거)¦ (16)HIV1.2X3(SP)¦ C¦ (16)UTP CAT.5 4PX2(INT)¦ (16)IV1.2X2(CL)(철거)¦ (16)HIV1.2X7(SP)¦ (42)UTP CAT.5 25PX3(9호선 매표소 B3-2,B4-1,2)¦ (22)UTP CAT.5 4PX4(TDI 정보)¦ (42)CV 3.5 /2CX4(TDI POW)¦ (28)UTP CAT.5 25P(공중전화 B4)¦ D¦ (16)IV1.2X2(CL)(철거)¦ (16)HIV1.2X3(SP)¦ E¦ (16)UTP CAT.5 4PX2(INT)¦ (16)IV1.2X2(CL)(철거)¦ (16)HIV1.2X7(SP)¦ (42)UTP CAT.5 25PX3(9호선 매표소 B3-2,B4-1,2)¦ (22)UTP CAT.5 4PX4(TDI 정보)¦ (42)CV 3.5 /2CX4(TDI POW)¦ (28)UTP CAT.5 25P(공중전화 B4)¦ F¦ (16)IV1.2X2(CL)(철거)¦ (16)HIV1.2X3(SP)¦ (22)UTP CAT.5 4Px2(TDI 정보);용 공관¦ (36)CV 3.5 /2CX2(TDI POW)¦ HIV 3.5 (TDI 접지)¦ (22)OFMM 12CORE(TDI 정보)¦ G¦ (16)UTP CAT.5 4PX2(INT)¦ (16)IV1.2X2(CL)(철거)¦ (16)HIV1.2X7(SP)¦ (42)UTP CAT.5 25PX3(9호선 매표소 B3-2,B4-1,2)¦ (28)UTP CAT.5 25P(공중전화 B4)¦ (28)UTP CAT.5 4Px6(TDI 정보)¦ (36)CV 3.5 /2CX2(TDI POW)¦ HIV 3.5 (TDI 접지)¦ (36)OFMM 12COREx2(TDI 정보)¦ H¦ (16)IV1.2X2(CL)(철거)¦ (16)HIV1.2X3(SP)¦ (22)CPEV 5P/.65(KP)¦ (22)VCT 2.0 /2C(KP POW)¦ (22)UTP CAT.5 4Px2(TDI 정보);용 공관¦ (36)CV 3.5 /2CX2(TDI POW)¦ HIV 3.5 (TDI 접지)¦ (22)OFMM 12CORE(TDI 정보)¦ I¦ (16)UTP CAT.5 4PX2(INT)¦ (16)IV1.2X2(CL)(철거)¦ (16)HIV1.2X7(SP)¦ (42)UTP CAT.5 25PX3(9호선 매표소 B3-2,B4-1,2)¦ (28)UTP CAT.5 25P(공중전화 B4)¦ (28)UTP CAT.5 4Px6(TDI 정보)¦ (36)CV 3.5 /2CX2(TDI POW)¦ HIV 3.5 (TDI 접지)¦ (36)OFMM 12COREx2(TDI 정보)¦ J¦ HIV1.2X16(SP)¦ UTP CAT.5 25P(공중전화 B3-2, B4)¦ UTP CAT.5 4PX3(INT)¦ CV 3.5 /2CX2(TDI 정보)¦ 5C-HFBT¦ IV1.2X4(CL)(철거)¦ UTP CAT.5 25PX5(9호선 예비실B3 매표소 B3-1,2 B4-1,2)¦ UTP CAT.5 4PX4(TDI 정보)¦ K¦ UP TO B2¦ DUCT(600X100)¦ (철거)¦ (철거)¦ 지하철 902정거장¦ 김포공항¦ 공항시장¦ 1/400¦ S = 1/400¦ 개화¦ 902정거장 CCTV,TDI,시계설비 지하3층 철거평면도(2/3)¦ 902정거장 CCTV,TDI,시계설비 지하3층 ¦ 철거평면도(2/3)¦ T¦ 7¦ 0¦ 0¦ 5¦ 0¦ 3¦ 4¦ 0¦ 2¦ 0¦ CCTV(기존동축활용)¦ P¦
| 1단계_정거장 - 복사본 | 1단계_정거장 - 복사본 | 021. T7001034-004 919정거장 전화설비 지하2층 신설평면도 (2_2).dwg | INT¦ \A1;5,000¦ \A1;5,000¦ \A1;3,750¦ \A1;7,500¦ \A1;7,500¦ \A1;7,500¦ \A1;7,500¦ \A1;7,500¦ \A1;7,500¦ \A1;7,500¦ \A1;7,500¦ \A1;5,000¦ \A1;5,000¦ \A1;5,000¦ \A1;5,000¦ \A1;4,250¦ \A1;3,100¦ \A1;23,200¦ \A1;13,600¦ \A1;4,250¦ \A1;7,350¦ \A1;7,350¦ \A1;4,250¦ \A1;7,100¦ \A1;6,500¦ 1. 일반교환기에 수용된 전화기는 IP전화기로 교체한다.¦ NOTE¦ 2. 콜폰, E/L폰, 승강장 비상통화장치도 교체한다.¦ 3. 전화 및 인터폰 구간의 배선배관은 기존활용한다.¦ 각도 : -2.0˚¦ (16) UTP Cat.5E 4Px1조 (승강장 INT)¦ A¦ (22) UTP Cat.5E 4Px3조 (공중전화)¦ B¦ 1. 음향유도기 전원은 전기콘센트를 이용한다.¦ NOTE¦ 2. 증폭기전원은 전기콘센트를 이용한다.¦ 3. 통신기계실 및 안전관리실 MAIN 분전반은 전기에서 설치한다.¦ KEY PLAN¦ MATCH LINE DWG No. "S1-TA-S19-DB-011-0"¦ UTP 25P¦ [TB No.6]¦ (P18:200x200x100)¦ (16) UTP Cat.5E 4Px1조 (승강장 INT)¦ (16) UTP Cat.5E 4Px1조 (승강장 INT)¦ (16) UTP Cat.5E 4Px1조 (승강장 INT)¦ (16) UTP Cat.5E 4Px1조 (승강장 INT)¦ B¦ B¦ A¦ A¦ (P20:100x100x100)¦ (P19:100x100x100)¦ (P17:200x200x100)¦ 공중전화¦ UTP 25P¦ [TB No.7]¦ 공중전화¦ 정화조¦ 창고-1¦ 창고-2¦ 배수펌프실¦ UP¦ UP¦ X30¦ X29¦ X28¦ X27¦ X26¦ X25¦ X24¦ X23¦ X22¦ X21¦ X20¦ X19¦ X18¦ X17¦ X16¦ 93,750¦ Y00¦ Y01¦ Y02¦ Y03¦ Y04¦ Y05¦ Y06¦ 919 정거장¦ STA.21KM280.000¦ < 주1 >¦ * 천정 마감재에 통신용 점검구¦ (600X500) 설치¦ 주1)¦ 주1)¦ 주1)¦ 주1)¦ 1. 일반교환기에 수용된 전화기는 안전관리실만 IP전화기로 교체한다.¦ NOTE¦ 2. 콜폰, E/L폰, 승강장 비상통화장치도 교체한다.¦ 3. 전화 및 인터폰 구간의 배선배관은 기존활용한다.¦ 지하철 919정거장¦ 노들¦ 중앙대입구¦ 동작¦ 1/400¦ 919정거장 전화설비 지하2층 신설평면도(2/2)¦ S = 1/400¦ 919정거장 전화설비 지하2층 신설평면도(2/2)¦ T¦ 7¦ 0¦ 0¦ 1¦ 0¦ 3¦ 4¦ 0¦ 0¦ 4¦ (기설활용)¦ P¦
| 1단계_정거장 - 복사본 | 1단계_정거장 - 복사본 | 042. T7009934-003 910정거장 출입통제설비 지하1층 철거 평면도 (1_2).dwg | C/R¦ CONSOLE¦ P¦ \A1;520¦ \A1;7,711¦ \A1;7,709¦ \A1;520¦ \A1;3,730¦ \A1;3,729¦ \A1;8,231¦ \A1;8,229¦ \A1;3,730¦ \A1;11,960¦ \A1;11,959¦ \A1;23,919¦ L¦ \A1;116°¦ \A1;26°¦ X00¦ X01¦ X02¦ X03¦ X04¦ X05¦ X06¦ X07¦ X08¦ X09¦ X12¦ X10¦ X11¦ 3,750¦ 7,500¦ 7,500¦ 7,500¦ 7,500¦ 7,500¦ 7,500¦ 5,000¦ 5,000¦ 5,000¦ 5,000¦ 5,000¦ 5,573¦ 32,500¦ 20,573¦ Y-00¦ Y-01¦ Y-05¦ Y-06¦ Y-03¦ DN¦ 올라옴¦ DN¦ 올라옴¦ DN¦ 편의점¦ 발매기실¦ 안전관리실¦ 물탱크실¦ 공조기계실-1¦ 화장실¦ 외부출입구1¦ 외부출입구4¦ 외부출입구3¦ 내부계단1¦ 내부계단4¦ UTP Cat.5E 4Px2조 (출입통제)¦ (16) UTP Cat.5E 4Px2조 (출입통제)¦ MATCH LINE DWG No. "S1-TA-S10-DB-018-0"¦ 지상E/L¦ 지상E/L¦ KEY PLAN¦ 임대상가¦ UTP Cat.5E 4Px2조 (출입통제)¦ UTP Cat.5E 4Px4조 (출입통제)¦ 910정거장 출입통제설비 지하1층 철거 평면도 (1/2)¦ S = 1 / 400¦ 910정거장 출입통제설비 지하1층 철거 평면도 (1/2)¦ 1/400¦ 지하철 910정거장¦ 등촌¦ 염창¦ 신목동¦ T¦ 7¦ 0¦ 0¦ 9¦ 9¦ 3¦ 4¦ 3¦ 0¦ 0¦ P¦
| 1단계_정거장 - 복사본 | 1단계_정거장 - 복사본 | 035. T7005034-006 910정거장 CCTV,TDI,시계설비 지하1층 철거평면도 (2_2).dwg | ACU¦ CCTV¦ \A1;520¦ \A1;7,711¦ \A1;7,709¦ \A1;520¦ \A1;3,730¦ \A1;3,729¦ \A1;8,231¦ \A1;8,229¦ \A1;3,730¦ \A1;11,960¦ \A1;11,959¦ \A1;23,919¦ \A1;5,000¦ \A1;5,000¦ \A1;5,000¦ \A1;5,000¦ \A1;5,000¦ \A1;5,000¦ \A1;5,000¦ \A1;5,000¦ \A1;5,000¦ \A1;7,500¦ \A1;7,500¦ \A1;20,000¦ \A1;32,500¦ L¦ C/R¦ Y-00¦ Y-01¦ Y-05¦ Y-06¦ Y-03¦ X21¦ X22¦ X23¦ X24¦ X25¦ X26¦ X27¦ X20¦ X19¦ X18¦ X17¦ X16¦ X15¦ X13¦ X14¦ 7,500¦ 7,500¦ 7,500¦ 3,750¦ 60,000¦ DN¦ 올라옴¦ 통신기계실¦ 비상전원실¦ 전기실¦ CO2실¦ 용역대기실¦ 이동통신기계실¦ 공조기계실-2¦ 복 도¦ 외부출입구2¦ 내부엘리베이터2¦ 내부계단3¦ 910 정거장¦ STA.11km750.167¦ A¦ DOWN TO 지하2층¦ TRAY (900x150)¦ ECX 5C-2Vx4조 (CAMERA)(기존활용)¦ B¦ TRAY (300x100)¦ ECX 5C-2Vx5조 (CAMERA)(기존활용)¦ D¦ TRAY (300x100)¦ ECX 5C-2Vx6조 (CAMERA)(기존활용)¦ C¦ TRAY (300x100)¦ ECX 5C-2Vx15조 (CAMERA)(기존활용)¦ FR-CV 3C/4.0㎟x1조 (CA POWER)(철거)¦ HIV 2.5㎟x2조 (CL POWER)(철거)¦ H¦ TRAY (300x100)¦ ECX 5C-2Vx5조 (CAMERA)(기존활용)¦ I¦ DOWN TO 지하2층¦ TRAY (900x150)¦ ECX 5C-2Vx4조 (CAMERA)(기존활용)¦ G¦ TRAY (300x100)¦ ECX 5C-2Vx6조 (CAMERA)(기존활용)¦ TRAY (300x100)¦ ECX 5C-2Vx27조 (CAMERA)(기존활용)¦ FR-CV 3C/4.0㎟x1조 (CA POWER)(철거)¦ HIV 2.5㎟x2조 (CL POWER)(철거)¦ ECX 5C-2Vx27조 (CAMERA)(기존활용)¦ FR-CV 3C/4.0㎟x1조 (CA POWER)(철거)¦ HIV 2.5㎟x2조 (CL POWER)(철거)¦ ECX 5C-2Vx29조 (CAMERA)(기존활용)¦ FR-CV 3C/4.0㎟x1조 (CA POWER)(철거)¦ HIV 2.5㎟x2조 (CL POWER)(철거)¦ DOWN TO 통신기계실 ACCESS FLOOR¦ TRAY (600x150)¦ TRAY (300x100)¦ UTP Cat.5E 4Px4조 (CONSOLE)¦ UTP Cat.5E 25Px1조 (CONSOLE)¦ UTP Cat.5E 4Px4조 (CONSOLE)¦ UTP Cat.5E 25Px1조 (CONSOLE)¦ UTP Cat.5E 4Px4조 (CONSOLE)¦ UTP Cat.5E 25Px1조 (CONSOLE)¦ F¦ J¦ L¦ UTP Cat.5E 4Px4조 (CONSOLE)¦ UTP Cat.5E 25Px1조 (CONSOLE)¦ FR-CVVSB 10C/1.5㎟x1조 (PAN/TILT)(철거)¦ FR-CVVSB 10C/1.5㎟x1조 (PAN/TILT)(철거)¦ FR-CVVSB 10C/1.5㎟x1조 (PAN/TILT)(철거)¦ FR-CVVSB 10C/1.5㎟x1조 (PAN/TILT)(철거)¦ K¦ (22) ECX 5C-2Vx2조 (CAMERA)(기존활용)¦ MATCH LINE DWG No. "S1-TA-S10-DB-017-0"¦ ES-6¦ ES-8¦ ELEC-1¦ ELE-6¦ ELE-5¦ ES-2¦ A¦ B¦ G¦ D¦ C¦ I¦ H¦ F¦ J¦ (16) ECX 5C-2Vx1조 (CAMERA)(기존활용)¦ (16) ECX 5C-2Vx1조 (CAMERA)(기존활용)¦ (16) ECX 5C-2Vx1조 (CAMERA)(기존활용)¦ (22) ECX 5C-2Vx2조 (CAMERA)(기존활용)¦ (22) ECX 5C-2Vx2조 (CAMERA)(기존활용)¦ (16) ECX 5C-2Vx1조 (CAMERA)(기존활용)¦ (P12:200x200x100)¦ (P10:200x200x100)¦ (P14:200x200x100)¦ (P11:200x200x100)¦ (P13:300x300x200)¦ (P15:400x400x200)¦ COMM-1¦ K¦ KEY PLAN¦ L¦ OF-SM-4Cx1조 [공간화상)(철거)¦ F-CV 3C/2.5㎟x1조 (공간화상)(철거)¦ OF-SM-4Cx1조 [공간화상)(철거)¦ F-CV 3C/2.5㎟x1조 (공간화상)(철거)¦ OF-SM-4Cx1조 [공간화상)(철거)¦ F-CV 3C/2.5㎟x1조 (공간화상)(철거)¦ OF-SM-4Cx1조 [공간화상)(철거)¦ F-CV 3C/2.5㎟x1조 (공간화상)(철거)¦ OF-SM-4Cx1조 [공간화상)(철거)¦ F-CV 3C/2.5㎟x1조 (공간화상)(철거)¦ OF-SM-4Cx1조 [공간화상)(철거)¦ F-CV 3C/2.5㎟x1조 (공간화상)(철거)¦ OF-SM-4Cx2조 [공간화상)(철거)¦ F-CV 3C/2.5㎟x2조 (공간화상)(철거)¦ OF-SM-4Cx2조 [공간화상)(철거)¦ F-CV 3C/2.5㎟x2조 (공간화상)(철거)¦ OF-SM-4Cx2조 [공간화상)(철거)¦ F-CV 3C/2.5㎟x2조 (공간화상)(철거)¦ NOTE¦ 1. 광케이블, 전원/접지케이블 (OF-SM-4Core, CV 3C/2.5㎟)¦ 3. 승강장 ANT설치위치: 열차 진행방향 정거장 시종점부에 설치¦ 2. 광케이블, 전원/접지케이블 (OF-SM-8Core, CV 3C/2.5㎟)¦ FR-CV 3C/6.0㎟x1조 (LSE POWER)¦ FR-CV 3C/6.0㎟x1조 (LSE POWER)¦ FR-CV 3C/6.0㎟x1조 (LSE POWER)¦ FR-CV 3C/6.0㎟x1조 (LSE POWER)¦ vmh¦ vmh¦ VMT¦ vmh¦ vmh¦ vmh¦ vmh¦ (28) FR-CV 3C/4.0㎟x1조 (출입구게시기)(철거)¦ (16) UTP Cat 5E 4Px1조 (출입구게시기)(철거)¦ (철거)¦ (철거)¦ HIV 1.5㎟x4조 (CLOCK)(철거)¦ HIV 1.5㎟x4조 (CLOCK)(철거)¦ HIV 1.5㎟x4조 (CLOCK)(철거)¦ HIV 1.5㎟x4조 (CLOCK)(철거)¦ (16) HIV 1.5㎟x4조 (CLOCK)(철거)¦ (16) HIV 1.5㎟x4조 (CLOCK)(철거)¦ (철거)¦ (철거)¦ 지하철 910정거장¦ 등촌¦ 염창¦ 신목동¦ 1/400¦ S = 1 / 400¦ 910정거장 CCTV,TDI,시계설비 지하1층 철거평면도(2/2)¦ 910정거장 CCTV,TDI,시계설비 지하1층¦ 철거평면도(2/2)¦ T¦ 7¦ 0¦ 0¦ 5¦ 0¦ 3¦ 4¦ 0¦ 0¦ 6¦ CCTV(기존동축활용)¦ P¦
| 1단계_정거장 - 복사본 | 1단계_정거장 - 복사본 | 039. T7005034-007 907정거장 CCTV,TDI,시계설비 지하1층 철거평면도 (2_3).dwg | \A1;5,000¦ \A1;5,000¦ \A1;105,000¦ \A1;5,000¦ \A1;5,000¦ \A1;5,000¦ \A1;5,000¦ \A1;5,000¦ \A1;5,000¦ \A1;2,500¦ \A1;5,000¦ \A1;5,000¦ \A1;5,000¦ \A1;5,000¦ \A1;5,000¦ \A1;5,000¦ \A1;5,000¦ \A1;5,000¦ \A1;2,500¦ \A1;27,800¦ \A1;13,900¦ \A1;13,900¦ \A1;5,000¦ \A1;5,000¦ \A1;5,000¦ \A1;5,000¦ MATCH LINE DWG No. "S1-TA-S07-DB-019-0"¦ MATCH LINE DWG No. "S1-TA-S07-DB-021-0"¦ KEY PLAN¦ X25¦ X26¦ X27¦ X28¦ X29¦ X09¦ X10¦ X11¦ X12¦ X13¦ X14¦ X15¦ X16¦ X17¦ X18¦ X19¦ X21¦ X22¦ X23¦ X24¦ X20¦ Y00¦ Y01¦ Y02¦ 대 합 실¦ 물탱크실¦ 연결통로¦ 공조기계실¦ 창고¦ DN¦ DN¦ 내부계단¦ 창고¦ 내부계단¦ 용역¦ 용역원대기실¦ 907 정거장¦ STA.9km100.167¦ TRAY (300x100)¦ ECX 5C-2Vx21조 (CAMERA)(기존활용)¦ FR-CVVSB 10C/1.5㎟x1조 (PAN/TILT)¦ FR-CV 3C/4.0㎟x1조 (CA POWER)¦ TRAY (300x100)¦ ECX 5C-2Vx21조 (CAMERA)(기존활용)¦ FR-CVVSB 10C/1.5㎟x1조 (PAN/TILT)¦ FR-CV 3C/4.0㎟x1조 (CA POWER)¦ HIV 2.5㎟x2조 (CL POWER)(철거)¦ HIV 2.5㎟x2조 (CL POWER)(철거)¦ NOTE¦ 1. 광케이블, 전원/접지케이블 (OF-SM-4Core, CV 3C/2.5㎟)¦ 3. 승강장 ANT설치위치: 열차 진행방향 정거장 시종점부에 설치¦ 2. 광케이블, 전원/접지케이블 (OF-SM-8Core, CV 3C/2.5㎟)¦ FR-CV 3C/4.0㎟x4조 (출입구게시기)(철거)¦ UTP Cat 5E 4Px8조 (출입구게시기)(철거)¦ FR-CV 3C/4.0㎟x4조 (출입구게시기)(철거)¦ UTP Cat 5E 4Px8조 (출입구게시기)(철거)¦ 임대상가2¦ 임대상가1¦ FR-CV 3C/4.0㎟x4조 (대합실게시기 POWER)(기존활용)¦ UTP Cat.5E 4Px1조 (대합실게시기)(철거)¦ FR-CV 3C/4.0㎟x4조 (대합실게시기 POWER)(기존활용)¦ UTP Cat.5E 4Px1조 (대합실게시기)(철거)¦ (16) HIV 1.5㎟x2조 (CLOCK)(철거)¦ HIV 1.5㎟x4조 (CLOCK)(철거)¦ HIV 1.5㎟x2조 (CLOCK)(철거)¦ (철거)¦ 1/400¦ 지하철 907정거장¦ 양천향교¦ 가양¦ 증미¦ S = 1 / 400¦ 907정거장 CCTV,TDI,시계설비 지하1층 철거평면도(2/3)¦ 907정거장 CCTV,TDI,시계설비 지하1층¦ 철거평면도(2/3)¦ T¦ 7¦ 0¦ 0¦ 5¦ 0¦ 3¦ 4¦ 0¦ 0¦ 7¦ CCTV(기존동축활용)¦
| 1단계_정거장 - 복사본 | 1단계_정거장 - 복사본 | 019. T7001034-002 910정거장 전화설비 지하1층 신설평면도 (2_2).dwg | INT¦ 배선반¦ AMP¦ IP¦ \A1;520¦ \A1;7,711¦ \A1;7,709¦ \A1;520¦ \A1;3,730¦ \A1;3,729¦ \A1;8,231¦ \A1;8,229¦ \A1;3,730¦ \A1;11,960¦ \A1;11,959¦ \A1;23,919¦ \A1;5,000¦ \A1;5,000¦ \A1;5,000¦ \A1;5,000¦ \A1;5,000¦ \A1;5,000¦ \A1;5,000¦ \A1;5,000¦ \A1;5,000¦ \A1;7,500¦ \A1;7,500¦ \A1;20,000¦ \A1;32,500¦ 1. 일반교환기에 수용된 전화기는 IP전화기로 교체한다.¦ NOTE¦ 2. 콜폰, E/L폰, 승강장 비상통화장치도 교체한다.¦ 3. 전화 및 인터폰 구간의 배선배관은 기존활용한다.¦ Y-00¦ Y-01¦ Y-05¦ Y-06¦ Y-03¦ X21¦ X22¦ X23¦ X24¦ X25¦ X26¦ X27¦ X20¦ X19¦ X18¦ X17¦ X16¦ X15¦ X13¦ X14¦ 7,500¦ 7,500¦ 7,500¦ 3,750¦ 60,000¦ DN¦ 올라옴¦ 통신기계실¦ 비상전원실¦ 전기실¦ CO2실¦ 이동통신기계실¦ 공조기계실-2¦ 복 도¦ 외부출입구2¦ 내부엘리베이터2¦ 내부엘리베이터1¦ 내부계단2¦ 내부계단3¦ 910 정거장¦ STA.11km750.167¦ MATCH LINE DWG No. "S1-TA-S10-DB-009-0"¦ TRAY (900x150)¦ DOWN TO 지하2층¦ (16) 인터폰선 0.6x2Px4조 (INT)¦ DOWN TO CP PANEL¦ B¦ x2 ¦ x2¦ (16) UTP Cat.5E 4Px2조 (공조기계실-2)¦ (28) UTP Cat.5E 25Px1조 (전기실)¦ (28) UTP Cat.5E 25Px1조 (전기실)¦ x2¦ x2¦ (16) UTP Cat.5E 4Px2조 (공조기계실-2)¦ UTP Cat.5E 4Px3조 (승강장하선 공중전화)¦ TRAY (900x150)¦ DOWN TO 지하2층¦ UTP 50P¦ [TB No.4]¦ E¦ A¦ C¦ (16) 인터폰선 0.6x2Px4조 (INT)¦ DOWN TO CP PANEL¦ D¦ A¦ TRAY (300x100)¦ UTP Cat.5E 4Px3조 (승강장상선 공중전화)¦ B¦ TRAY (300x100)¦ C¦ UTP Cat.5E 25Px3조 (안전관리실)¦ UTP Cat.5E 4Px2조 (임대상가)¦ UTP Cat.5E 4Px2조 (공조기계실-1)¦ UTP Cat.5E 4Px2조 (편의점)¦ UTP Cat.5E 25Px2조 (CONSOLE CONTROL, LSE)¦ UTP Cat.5E 25Px3조 (안전관리실)¦ E¦ UTP Cat.5E 25Px1조 (전기실)¦ UTP Cat.5E 4Px2조 (임대상가)¦ UTP Cat.5E 4Px2조 (공조기계실-1)¦ UTP Cat.5E 4Px2조 (편의점)¦ UTP Cat.5E 4Px2조 (공조기계실-2)¦ UTP Cat.5E 25Px2조 (CONSOLE CONTROL, LSE)¦ UTP Cat.5E 4Px3조 (승강장상선 공중전화)¦ (16) UTP Cat.5E 4Px2조 (용역원대기실)¦ DOWN TO 통신기계실 ACCESS FLOOR¦ TRAY (900x150)¦ (P8:400x400x200)¦ (P7:400x400x200)¦ 인터폰선 0.6x2Px4조 (INT)¦ TRAY (300x100)¦ UTP Cat.5E 4Px3조 (승강장하선 공중전화)¦ D¦ 인터폰선 0.6x2Px4조 (INT)¦ 1. 음향유도기 전원은 전기콘센트를 이용한다.¦ NOTE¦ 2. 증폭기전원은 전기콘센트를 이용한다.¦ 3. 통신기계실 및 안전관리실 MAIN 분전반은 전기에서 설치한다.¦ UTP Cat.5E 4Px2조 (이동통신기계실)¦ UTP Cat.5E 4Px2조 (용역원대기실)¦ UTP Cat.5E 4Px3조 (승강장 INT)¦ (36) SPARE (전기실)¦ (28) UTP Cat.5E 25Px1조 (전기실)¦ (36) SPARE (전기실)¦ (16) UTP Cat.5E 4Px2조 (공조기계실-2)¦ UTP Cat.5E 4Px3조 (승강장 INT)¦ (36) SPARE (전기실)¦ UTP Cat.5E 4Px3조 (승강장 INT)¦ UTP Cat.5E 4Px6조 (승강장 INT)¦ UTP Cat.5E 4Px6조 (승강장 공중전화)¦ UTP Cat.5E 4Px3조 (대합실 공중전화)¦ UTP Cat.5E 4Px6조 (승강장 INT)¦ UTP Cat.5E 4Px6조 (승강장 INT)¦ UTP Cat.5E 4Px6조 (승강장 공중전화)¦ UTP Cat.5E 4Px3조 (대합실 공중전화)¦ 본선환기구¦ 지상¦ 지상환기구¦ (16) 인터폰선 0.6x2Px4조 (INT)¦ KEY PLAN¦ (16) 인터폰선 0.6x2Px4조 (INT)¦ TRAY (300x100)¦ UTP Cat.5E 25Px3조 (안전관리실)¦ 인터폰선 0.6x2Px8조 (INT)¦ UTP Cat.5E 25Px2조 (CONSOLE CONTROL, LSE)¦ UTP Cat.5E 4Px3조 (대합실 공중전화)¦ UTP Cat.5E 4Px2조 (임대상가)¦ UTP Cat.5E 4Px2조 (공조기계실-1)¦ UTP Cat.5E 4Px2조 (편의점)¦ 3-31~34¦ 3-35~38¦ F¦ G¦ H¦ H¦ (16) UTP Cat.5E 4Px2조 (이동통신기계실)¦ F¦ G¦ 3-1~4¦ 3-5~8¦ 용역원대기실¦ V1.2¦ 2-41~44¦ 2-45~48¦ 음성유도기 2EA¦ I¦ I¦ UTP Cat.5E 25Px2조 (안전관리실)(신설)¦ UTP Cat.5E 25Px2조 (안전관리실)(신설)¦ UTP Cat.5E 25Px2조 (안전관리실)(신설)¦ OF-SM-24Core(난연)x1조 (안전관리실)(신설)¦ OF-SM-24Core(난연)x1조 (안전관리실)(신설)¦ OF-SM-24Core(난연)x1조 (안전관리실)(신설)¦ 1. 일반교환기에 수용된 전화기는 안전관리실만 IP전화기로 교체한다.¦ NOTE¦ 2. 콜폰, E/L폰, 승강장 비상통화장치도 교체한다.¦ 3. 전화 및 인터폰 구간의 배선배관은 기존활용한다.¦ 지하철 910정거장¦ 등촌¦ 염창¦ 신목동¦ 1/400¦ 910정거장 전화설비 지하1층 신설평면도(2/2)¦ S = 1/400¦ 910정거장 전화설비 지하1층 신설평면도(2/2)¦ T¦ 7¦ 0¦ 0¦ 1¦ 0¦ 3¦ 4¦ 0¦ 0¦ 2¦ (기설활용)¦ P¦
| 1단계_정거장 - 복사본 | 1단계_정거장 - 복사본 | 013. T1001026-009 901정거장 AFC CABLE WIRING DIAGRAM (철거).dwg | D/I MUX (ROUTER)¦ (통신기계실)¦ 분전반 (전기시설분)¦ (안전관리실)¦ AFC 접지단자함¦ (안전관리실)¦ DPC BOX¦ 인터콤 모장치¦ SMS (S/W HUB)¦ (안전관리실)¦ 통로 안내표시기 (AIS)¦ 주제어장치 (안전관리실)¦ EM GATE¦ CONTROL BOX¦ 통로안내표시기 (AIM)¦ AGM 6형 (No.1)¦ AGM 8형 (No.2)¦ AGM 8형 (No.3)¦ AGM 8형 (No.4)¦ AGM 10/11형 (No.6)¦ AGM 12형 (No.7) (HUB)¦ ATVM (No.1~2)¦ 화재수신반¦ STP Cat.5E 4Px1조¦ CPEV 0.9/5Px1조¦ STP Cat.5E 4Px1조¦ F-GV 4.0㎟x2조¦ F-GV 4.0㎟x1조¦ F-GV 4.0㎟x1조¦ FR-CV 2C/4.0㎟x1조¦ EM. GATE (No.1) (개폐장치)¦ FR-CVVS 4C/2.5㎟x1조 (DPC)¦ 접지단자함¦ F-GV 25㎟x1조 (통신시공분)¦ FR-CV 3C/4.0㎟x2조¦ FR-CV 3C/4.0㎟x1조¦ FR-CV 3C/4.0㎟x1조¦ FR-CV 3C/4.0㎟x1조¦ FR-CV 3C/4.0㎟x1조¦ FR-CV 3C/4.0㎟x1조¦ CPEV 0.65/5Px1조 (INT)¦ CPEV 0.65/5Px1조 (INT)¦ AAM (No.1)¦ F-GV 4.0㎟x1조¦ FR-CV 3C/4.0㎟x1조¦ FR-CV 3C/4.0㎟x2조¦ (안전관리실)¦ (안전관리실)¦ CROSS AISLE CABLE¦ CROSS AISLE CABLE¦ CROSS AISLE CABLE¦ CROSS AISLE CABLE¦ CROSS AISLE CABLE¦ (공동구)¦ STP Cat.5E 4Px1조¦ AGM 8형 (No.9)¦ AGM 8형 (No.10)¦ AGM 10형 (No.11) (HUB)¦ AGM 6형 (No.8)¦ MWS (유지보수전산기)¦ STP Cat.5E 4Px1조¦ F-GV 4.0㎟x1조¦ FR-CVVS 4C/2.5㎟x1조 (DPC)¦ CROSS AISLE CABLE¦ CROSS AISLE CABLE¦ CROSS AISLE CABLE¦ (통합분소)¦ F-GV 4.0㎟x1조¦ FR-CV 3C/4.0㎟x1조¦ FR-CV 3C/4.0㎟x1조¦ FR-CV 3C/4.0㎟x1조¦ STP Cat.5E 4Px1조¦ UTP Cat.5E 4Px1조¦ F-GV 4.0㎟x1조¦ STP Cat.5E 4Px1조¦ STP Cat.5E 4Px1조¦ STP Cat.5E 4Px1조¦ STP Cat.5E 4Px1조¦ STP Cat.5E 4Px2조¦ STP Cat.5E 4Px1조¦ STP Cat.5E 4Px1조¦ STP Cat.5E 4Px1조¦ STP Cat.5E 4Px1조¦ UTP Cat.5E 4Px2조¦ OF-SM-2Cx2조¦ 환급기 (No.1)¦ FR-CV 3C/4.0㎟x1조¦ CPEV 0.65/5Px1조 (INT)¦ F-GV 4.0㎟x1조¦ STP Cat.5E 4Px1조¦ STP Cat.5E 4Px1조¦ 901정거장 AFC CABLE WIRING DIAGRAM (철거)¦ 901정거장 AFC CABLE WIRING DIAGRAM (철거)¦ S = NONE¦ NONE¦ 지하철 901정거장¦ 개화¦ 김포공항¦ T¦ 1¦ 0¦ 0¦ 1¦ 0¦ 2¦ 6¦ 9¦ 0¦ 0¦
| 1단계_정거장 - 복사본 | 1단계_정거장 - 복사본 | 068. T9103038-019 천정형 PT BRACKET 설치 상세도.dwg | \A1;D192~D199¦ \A1;136.4¦ \A1;(85)¦ \A1;(18)¦ \A1;22.5¦ \A1;D215¦ -¦ T¦ 0¦ 0¦ 0¦ 0¦ 0¦ 0¦ 0¦ 0¦ 0¦ 0¦ ¦ PULL BOX¦ CONDUIT¦ SLAB¦ FLEXIBLE¦ Ceillirg 5~50mm이내¦ 천정형 P/T BRACKET 설치 상세도¦ 천정형 P/T BRACKET 설치 상세도¦ S = NONE¦ NONE¦ 공통¦ T¦ 9¦ 1¦ 0¦ 3¦ 0¦ 3¦ 8¦ 0¦ 1¦ 9¦
| 1단계_정거장 - 복사본 | 1단계_정거장 - 복사본 | 050. T9103066-003 908정거장 AFC설비 지하2층 장비배치도.dwg | \A1;7,150¦ \A1;7,150¦ \A1;22,700¦ \A1;22,500¦ \A1;22,500¦ \A1;37,500¦ \A1;22,500¦ \A1;25,000¦ \A1;7,500¦ \A1;7,500¦ \A1;7,500¦ \A1;7,500¦ \A1;7,500¦ \A1;7,500¦ \A1;7,500¦ \A1;7,500¦ \A1;7,500¦ \A1;7,500¦ \A1;7,500¦ \A1;7,500¦ \A1;7,500¦ \A1;7,500¦ \A1;165,000¦ \A1;20,000¦ \A1;15,000¦ \A1;3,100¦ \A1;3,100¦ \A1;1,100¦ \A1;1,100¦ \A1;800¦ \A1;1,000¦ \A1;2,250¦ \A1;800¦ \A1;1,560¦ \A1;600¦ \A1;1,800¦ \A1;600¦ \A1;600¦ \A1;600¦ \A1;600¦ \A1;600¦ \A1;800¦ \A1;1,000¦ \A1;200¦ \A1;1,000¦ \A1;150¦ \A1;150¦ \A1;150¦ \A1;150¦ \A1;150¦ \A1;150¦ \A1;150¦ \A1;600¦ \A1;1100¦ \A1;150¦ Detail "A"¦ Detail "A"¦ Detail "B"¦ 대합실¦ FREE AREA¦ X00¦ X04¦ X09¦ X12¦ X13¦ X14¦ X15¦ X16¦ X17¦ X18¦ X19¦ X20¦ X21¦ X22¦ X23¦ X24¦ X25¦ X26¦ X01¦ X02¦ X03¦ X05¦ X06¦ X07¦ X08¦ X10¦ X11¦ Y00¦ Y04¦ Y08¦ Y03¦ Y05¦ DN¦ UP¦ DN¦ DN¦ DN¦ 예비실¦ 대합실¦ 안전관리실¦ 발매기실¦ 공조기계실¦ 화장실¦ DN¦ 편의점¦ 오수펌프실¦ 내부계단4¦ 내부계단1¦ 내부계단2¦ 내부계단5¦ 내부엘리베이터2¦ DN¦ DN¦ DN¦ DN¦ UP¦ UP¦ 내부엘리베이터1¦ 내부계단3¦ 908 정거장¦ STA.9km840.167¦ Detail "B"¦ 발매기실¦ AAM ¦ DN¦ AAM ¦ 대합실¦ PAID AREA¦ 10형¦ 8형¦ 8형¦ 6형¦ 8형¦ 6/12형¦ 10형¦ 독서실¦ 구 분¦ 당 초¦ 변 경¦ 6형¦ 8형¦ 10형¦ 6/12형¦ 10/11형¦ 11형¦ 12형¦ 1¦ 1¦ 3¦ 3¦ 1¦ 2¦ -¦ -¦ -¦ -¦ 1¦ 1¦ 1¦ 1¦ 11형¦ 908정거장 AFC설비 지하2층 장비배치도¦ 908정거장 AFC설비 지하2층 장비배치도¦ S = 1 / 600¦ 1/600¦ 지하철 908정거장¦ 가양¦ 증미¦ 등촌¦ T¦ 9¦ 1¦ 0¦ 3¦ 0¦ 6¦ 6¦ 0¦ 0¦ 3¦
| 1단계_정거장 - 복사본 | 1단계_정거장 - 복사본 | 030. T7005034-001 910정거장 CCTV,TDI,시계설비 지하1층 신설평면도 (1_2).dwg | CONSOLE¦ P¦ \A1;520¦ \A1;7,711¦ \A1;7,709¦ \A1;520¦ \A1;3,730¦ \A1;3,729¦ \A1;8,231¦ \A1;8,229¦ \A1;3,730¦ \A1;11,960¦ \A1;11,959¦ \A1;23,919¦ L¦ \A1;116°¦ \A1;26°¦ L1¦ OF-MM-8Core(난연)x1조 (대합실게시기)¦ TRAY (300x100)¦ UTP CAT.5E 25Px1조 (CONSOLE)¦ UTP CAT.5E 4Px4조 (CONSOLE)¦ FR-CV 3C/6.0㎟x1조 (LSE POWER)¦ UTP Cat.5E 4Px2조 (CL POWER)(신설)¦ F-CV 3C/2.5㎟x1조 (공간화상)(기존활용)¦ OF- SM-4Cx1조 (공간화상)(기존활용)¦ UTP Cat.5E4Px15조 (CAMERA)(신설)¦ OF-SM-8C(난연)x10조(신설) ¦ FR-CV 3C/4.0㎟x10조(신설) ¦ OF-SM-8C(난연)x2조(승강장모니터)(신설) ¦ FR-CV 3C/4.0㎟x2조(승강장모니터)(신설) ¦ C/R¦ X00¦ X01¦ X02¦ X03¦ X04¦ X05¦ X06¦ X07¦ X08¦ X09¦ X12¦ X10¦ X11¦ 3,750¦ 7,500¦ 7,500¦ 7,500¦ 7,500¦ 7,500¦ 7,500¦ 5,000¦ 5,000¦ 5,000¦ 5,000¦ 5,000¦ 5,573¦ 32,500¦ 20,573¦ Y-00¦ Y-01¦ Y-05¦ Y-06¦ Y-03¦ DN¦ 올라옴¦ DN¦ 올라옴¦ DN¦ 편의점¦ 발매기실¦ 안전관리실¦ 물탱크실¦ 공조기계실-1¦ 화장실¦ 대합실¦ 외부출입구1¦ 외부출입구4¦ 외부출입구3¦ 외부출입구2¦ 외부엘리베이터2¦ 외부엘리베이터1¦ 내부계단1¦ 내부계단4¦ 방범셔터설치¦ D¦ F¦ K¦ DOWN TO 지하2층¦ TRAY (600x150)¦ G¦ J¦ L¦ N¦ MATCH LINE DWG No. "S1-TA-S10-DB-018-0"¦ C¦ D¦ F¦ H¦ K¦ J¦ L¦ N¦ M¦ 지상E/L¦ 지상E/L¦ ES-3¦ ELE-3¦ ELE-1¦ AGM-2¦ ES-5¦ ES-7¦ ES-4¦ ELE-4¦ ELE-2¦ ES-1¦ (P1:200x200x100)¦ (P8:200x200x100)¦ (P9:300x300x200)¦ (P6:200x200x100)¦ (P5:100x100x100)¦ 스피드돔¦ C-1¦ (P2:200x200x100)¦ B¦ E¦ T-1¦ (P7:200x200x100)¦ KEY PLAN¦ AGM-1¦ (P4:200x200x100)¦ M¦ G¦ ATVM-1¦ NOTE¦ 1. 광케이블, 전원/접지케이블 (OF-SM-4Core, CV 3C/2.5㎟)¦ 3. 승강장 ANT설치위치: 열차 진행방향 정거장 시종점부에 설치¦ 2. 광케이블, 전원/접지케이블 (OF-SM-8Core, CV 3C/2.5㎟)¦ vmh¦ vmh¦ vmh¦ vmh¦ vmh¦ vmh¦ vmh¦ vmh¦ vmh¦ vmh¦ vmh¦ vmh¦ vmh¦ P¦ P¦ Q¦ Q¦ 인터넷카페¦ 임대상가¦ C¦ DOWN TO 안전관리실 ACCESS FLOOR¦ TRAY (600x150)¦ DOWN TO 지하2층¦ TRAY (600x150)¦ TRAY (300x100)¦ UTP Cat.5E4Px4조 (CAMERA)¦ B¦ TRAY (300x100)¦ UTP Cat.5E4Px1조 (CAMERA)¦ TRAY (300x100)¦ UTP Cat.5E4Px2조 (CAMERA)¦ H¦ TRAY (300x100)¦ UTP Cat.5E4Px4조 (CAMERA)¦ TRAY (300x100)¦ TRAY (300x100)¦ TRAY (300x100)¦ (16) UTP Cat.5E4Px1조 (CAMERA)¦ E¦ M¦ UTP Cat.5E 4Px4조 (CONSOLE)¦ UTP Cat.5E 25Px1조 (CONSOLE)¦ UTP Cat.5E 4Px4조 (CONSOLE)¦ UTP Cat.5E 25Px1조 (CONSOLE)¦ UTP Cat.5E 4Px4조 (CONSOLE)¦ UTP Cat.5E 25Px1조 (CONSOLE)¦ UTP Cat.5E 4Px4조 (CONSOLE)¦ UTP Cat.5E 25Px1조 (CONSOLE)¦ UTP Cat.5E 4Px4조 (CONSOLE)¦ UTP Cat.5E 25Px1조 (CONSOLE)¦ (16) UTP Cat.5E4Px1조 (CAMERA)¦ (16) UTP Cat.5E4Px1조 (CAMERA)¦ (16) UTP Cat.5E4Px1조 (CAMERA)¦ (16) UTP Cat.5E4Px1조 (CAMERA)¦ (16) UTP Cat.5E4Px1조 (CAMERA)¦ (16) UTP Cat.5E4Px1조 (CAMERA)¦ DOWN TO 지하1층 E/L¦ DOWN TO 지하1층 E/L¦ UP TO 지상 E/L¦ UP TO 지상 E/L¦ FR-CV 3C/6.0㎟x1조 (LSE POWER)¦ FR-CV 3C/6.0㎟x1조 (LSE POWER)¦ FR-CV 3C/6.0㎟x1조 (LSE POWER)¦ FR-CV 3C/6.0㎟x1조 (LSE POWER)¦ FR-CV 3C/6.0㎟x1조 (LSE POWER)¦ FR-CV 3C/6.0㎟x1조 (LSE POWER)¦ (28) UTP Cat.5E4Px3조 (CAMERA)¦ R¦ R¦ FR-CV 3C/4.0㎟x1조 (대합실게시기 POWER)(기존활용)¦ OF-SM-8Core(난연)x4조(대합실게시기)(신설)¦ J-1¦ R¦ (16) OF-SM-8Core(난연)x2조(대합실게시기)(신설)¦ (28) FR-CV 3C/4.0㎟x1조 (대합실게시기 POWER)(기존활용)¦ OF-SM-8Core(난연)x4조(대합실게시기)(신설)¦ OF-SM-8Core(난연)x4조(대합실게시기)(신설)¦ J-1¦ TRAY (300x100)¦ UTP Cat.5E 4Px4조 (CONSOLE)¦ UTP Cat.5E 25Px1조 (CONSOLE)¦ FR-CV 3C/6.0㎟x1조 (LSE POWER)¦ OF-SM-8Core(난연)x2조(대합실게시기)(신설)¦ FR-CV 3C/4.0㎟x1조 (대합실게시기 POWER)(기존활용)¦ FR-CV 3C/4.0㎟x1조 (대합실게시기 POWER)(기존활용)¦ FR-CV 3C/4.0㎟x1조 (대합실게시기 POWER)(기존활용)¦ FR-CV 3C/4.0㎟x1조 (대합실게시기 POWER)(기존활용)¦ (P3:200x200x100)¦ (16) OF-SM-8C(난연)x1조(CAMERA) ¦ (16) FR-CV 3C/4.0㎟x1조(CAMERA) ¦ (16) OF-SM-8C(난연)x1조(CAMERA) ¦ (16) FR-CV 3C/4.0㎟x1조(CAMERA) ¦ (16) OF-SM-8C(난연)x1조(CAMERA) ¦ (16) FR-CV 3C/4.0㎟x1조(CAMERA) ¦ OF-SM-8C(난연)x7조(신설) ¦ FR-CV 3C/4.0㎟x7조(신설) ¦ UTP Cat.5E4Px1조 (CAMERA)¦ OF-SM-8C(난연)x5조(신설) ¦ FR-CV 3C/4.0㎟x5조(신설) ¦ (28) OF-SM-8C(난연)x2조(CAMERA) ¦ (28) FR-CV 3C/4.0㎟x2조(CAMERA) ¦ (28) UTP Cat.5E4Px1조 (CAMERA)¦ (16) OF-SM-8C(난연)x1조(CAMERA) ¦ (16) FR-CV 3C/4.0㎟x1조(CAMERA) ¦ UTP Cat.5E4Px8조 (CAMERA)¦ OF-SM-8C(난연)x4조(CAMERA) ¦ FR-CV 3C/4.0㎟x4조(CAMERA) ¦ (28) UTP Cat.5E4Px9조 (CAMERA)¦ (28) OF-SM-8C(난연)x4조(CAMERA) ¦ (28) FR-CV 3C/4.0㎟x4조(CAMERA) ¦ UTP Cat.5E4Px9조 (CAMERA)¦ OF-SM-8C(난연)x4조(CAMERA) ¦ FR-CV 3C/4.0㎟x4조(CAMERA) ¦ (28) OF-SM-8C(난연)x2조(CAMERA) ¦ (28) FR-CV 3C/4.0㎟x2조(CAMERA) ¦ (28) UTP Cat.5E4Px1조 (CAMERA)¦ (28) OF-SM-8C(난연)x2조(CAMERA) ¦ (28) FR-CV 3C/4.0㎟x2조(CAMERA) ¦ UTP Cat.5E4Px6조 (CAMERA)¦ OF-SM-8C(난연)x12조(CAMERA) ¦ FR-CV 3C/4.0㎟x12조(CAMERA) ¦ UTP Cat.5E4Px6조 (CAMERA)¦ OF-SM-8C(난연)x12조(CAMERA) ¦ FR-CV 3C/4.0㎟x12조(CAMERA) ¦ UTP Cat.5E 4Px8조 (TDI)(기존활용)¦ UL 2919-AMESB 24AWG 4Px4조 (TDI)(기존활용)¦ FR-CV 3C/4.0㎟x4조 (TDI POWER)(기존활용)¦ UTP Cat.5E 4Px4조 (TDI)(기존활용)¦ UL 2919-AMESB 24AWG 4Px2조 (TDI)(기존활용)¦ FR-CV 3C/4.0㎟x2조 (TDI POWER)(기존활용)¦ UTP Cat.5E 4Px4조 (TDI)(기존활용)¦ UL 2919-AMESB 24AWG 4Px2조 (TDI)(기존활용)¦ FR-CV 3C/4.0㎟x2조 (TDI POWER)(기존활용)¦ UTP Cat.5E 4Px4조 (TDI)(기존활용)¦ UL 2919-AMESB 24AWG 4Px2조 (TDI)(기존활용)¦ FR-CV 3C/4.0㎟x2조 (TDI POWER)(기존활용)¦ UTP Cat.5E 4Px4조 (TDI)(기존활용)¦ UL 2919-AMESB 24AWG 4Px2조 (TDI)(기존활용)¦ FR-CV 3C/4.0㎟x2조 (TDI POWER)(기존활용)¦ OF-MM-12Core(난연)x4조 (TDI)(기존활용)¦ OF-MM-12Core(난연)x2조 (TDI)(기존활용)¦ OF-MM-12Core(난연)x2조 (TDI)(기존활용)¦ OF-MM-12Core(난연)x2조 (TDI)(기존활용)¦ OF-MM-12Core(난연)x2조 (TDI)(기존활용)¦ (16) OF-SM-8C(난연)x1조(CAMERA) ¦ (16) FR-CV 3C/4.0㎟x1조(CAMERA) ¦ (16) OF-SM-8C(난연)x1조(CAMERA) ¦ (16) FR-CV 3C/4.0㎟x1조(CAMERA) ¦ 지하철 910정거장¦ 등촌¦ 염창¦ 신목동¦ 1/400¦ S = 1 / 400¦ 910정거장 CCTV,TDI,시계설비 지하1층 신설평면도(1/2)¦ 910정거장 CCTV,TDI,시계설비 지하1층¦ 신설평면도(1/2)¦ -¦ T¦ 7¦ 0¦ 0¦ 5¦ 0¦ 3¦ 4¦ 0¦ 0¦ 1¦ CCTV(기존동축활용)¦ P¦
| 1단계_정거장 - 복사본 | 1단계_정거장 - 복사본 | 020. T7001034-003 916정거장 전화설비 지하2층 신설평면도 (2_2).dwg | AMP¦ 배선반¦ IP¦ \A1;7,080¦ \A1;4,950¦ \A1;32,860¦ \A1;7,080¦ \A1;4,950¦ \A1;4,400¦ \A1;4,400¦ \A1;7,500¦ \A1;5,000¦ \A1;5,000¦ \A1;5,000¦ \A1;5,000¦ \A1;5,000¦ \A1;5,000¦ \A1;5,000¦ \A1;5,000¦ \A1;5,000¦ \A1;5,000¦ \A1;5,000¦ \A1;5,000¦ \A1;5,000¦ \A1;5,000¦ \A1;5,000¦ \A1;5,000¦ \A1;5,000¦ \A1;5,000¦ \A1;8,750¦ \A1;8,750¦ \A1;8,750¦ \A1;4,375¦ \A1;128,125¦ MATCH LINE DWG No. "S1-TA-S16-DB-010-0"¦ 1. 음향유도기 전원은 전기콘센트를 이용한다.¦ NOTE¦ 2. 증폭기전원은 전기콘센트를 이용한다.¦ 3. 통신기계실 및 안전관리실 MAIN 분전반은 전기에서 설치한다.¦ B¦ A¦ TRAY (300x100)¦ (16) UTP Cat.5E 4Px2조 (이동통신기계실)¦ C¦ D¦ UTP Cat.5E 25Px2조 (안전관리실)¦ UTP Cat.5E 4Px8조 (임대상가)¦ UTP Cat.5E 4Px2조 (편의점)¦ UTP Cat.5E 25Px2조 (CONSOLE CONTROL, LSE)¦ UTP Cat.5E 4Px2조 (이동통신기계실)¦ UTP Cat.5E 4Px2조 (공조기계실-2)¦ F¦ OF-MM-4Corex1조 (안전관리실)¦ UTP Cat.5E 25Px2조 (안전관리실)¦ UTP Cat.5E 4Px8조 (임대상가)¦ UTP Cat.5E 4Px2조 (편의점)¦ UTP Cat.5E 25Px2조 (CONSOLE CONTROL, LSE)¦ UTP Cat.5E 4Px2조 (이동통신기계실)¦ UTP Cat.5E 4Px2조 (공조기계실-2)¦ UTP Cat.5E 4Px2조 (용역원대기실)¦ G¦ OF-MM-4Corex1조 (안전관리실)¦ UTP Cat.5E 25Px2조 (안전관리실)¦ UTP Cat.5E 4Px2조 (편의점)¦ UTP Cat.5E 25Px2조 (CONSOLE CONTROL, LSE)¦ UTP Cat.5E 4Px2조 (이동통신기계실)¦ UTP Cat.5E 4Px2조 (공조기계실-1)¦ UTP Cat.5E 4Px2조 (용역원대기실)¦ TRAY (300x100)¦ UTP Cat.5E 25Px1조 (전기실)¦ UTP Cat.5E 4Px2조 (공조기계실-2)¦ J¦ OF-MM-4Corex1조 (안전관리실)¦ UTP Cat.5E 25Px2조 (안전관리실)¦ UTP Cat.5E 4Px2조 (편의점)¦ UTP Cat.5E 25Px2조 (CONSOLE CONTROL, LSE)¦ UTP Cat.5E 4Px2조 (이동통신기계실)¦ UTP Cat.5E 4Px2조 (공조기계실-1)¦ UTP Cat.5E 4Px2조 (용역원대기실)¦ UTP Cat.5E 25Px1조 (전기실)¦ UTP Cat.5E 4Px2조 (공조기계실-2)¦ DOWN TO 통신기계실 ACCESS FLOOR¦ TRAY (600x150)¦ E¦ (16) UTP Cat.5E 4Px2조 (용역원대기실)¦ TRAY (300x100)¦ TRAY (300x100)¦ UTP Cat.5E 4Px8조 (임대상가)¦ OF-MM-4Corex1조 (안전관리실)¦ UTP Cat.5E 4Px6조 (승강장 공중전화)¦ UTP Cat.5E 4Px3조 (대합실 공중전화)¦ UTP Cat.5E 4Px6조 (승강장 공중전화)¦ UTP Cat.5E 4Px3조 (대합실 공중전화)¦ UTP Cat.5E 4Px8조 (임대상가)¦ UTP Cat.5E 4Px6조 (승강장 공중전화)¦ UTP Cat.5E 4Px3조 (대합실 공중전화)¦ UTP Cat.5E 4Px6조 (승강장 공중전화)¦ UTP Cat.5E 4Px3조 (대합실 공중전화)¦ I¦ DOWN TO 지하3층¦ TRAY (900x150)¦ H¦ UTP Cat.5E 25Px1조 (운전취급실)¦ FR-CV 2C/4.0㎟x1조 (토크백)¦ F-GV 4.0㎟x1조 (토크백)¦ UTP Cat.5E 4Px4조 (승강장 INT)¦ UTP Cat.5E 4Px4조 (승강장 INT)¦ UTP Cat.5E 4Px3조 (승강장 INT)¦ UTP Cat.5E 4Px1조 (승강장 INT)¦ UTP Cat.5E 4Px6조 (승강장 INT)¦ TRAY (400x150)¦ KEY PLAN¦ Y00¦ Y01¦ Y03¦ Y05¦ Y06¦ X28¦ X25¦ X23¦ X21¦ X19¦ X17¦ X15¦ X13¦ X11¦ X09¦ X08¦ X07¦ X06¦ X27¦ 신호통신기계실¦ 물탱크실¦ CO2실¦ 비상전원실¦ 공조기계실 2¦ 용역원 대기실¦ 운전취급실¦ 복도¦ 이동통신기계실¦ DN¦ DN¦ DN¦ OPEN¦ OPEN¦ 전기실¦ OPEN¦ OPEN¦ 내부계단 4¦ 내부계단 5¦ 용역원 창고¦ DN¦ DN¦ OPEN¦ OPEN¦ 916 정거장 ¦ STA.17km956,000¦ A¦ B¦ UTP 25P¦ [TB No.7]¦ x2¦ x2¦ C¦ D¦ F¦ G¦ J¦ UTP Cat.5E 4Px2조 (공조기계실-1)¦ (28) UTP Cat.5E 25Px1조 (전기실)¦ (36) SPARE (전기실)¦ E¦ x2¦ x2¦ TRAY (900x150)¦ DOWN TO 지하2층¦ TRAY (300x100)¦ 토크백모장치¦ H¦ I¦ x2 ¦ x3 ¦ UTP 25P¦ [TB No.6]¦ x2¦ UTP Cat.5E 4Px1조 (승강장 INT)¦ UTP Cat.5E 4Px1조 (승강장 INT)¦ TRAY (300x100)¦ UTP Cat.5E 4Px1조 (승강장 INT)¦ TRAY (900x150)¦ DOWN TO 지하2층¦ UTP Cat.5E 4Px1조 (승강장 INT)¦ TRAY (600x150)¦ DOWN TO 지하2층¦ UTP Cat.5E 4Px1조 (승강장 INT)¦ UTP Cat.5E 4Px1조 (운전취급실)¦ (16) UTP Cat.5E 4Px2조 (공조기계실-1)¦ TRAY (600x150)¦ UTP Cat.5E 4Px1조 (승강장 INT)¦ UTP Cat.5E 4Px8조 (임대상가)¦ UTP Cat.5E 25Px2조 (CONSOLE CONTROL, LSE)¦ UTP Cat.5E 25Px2조 (안전관리실)¦ UTP Cat.5E 4Px2조 (편의점)¦ UTP Cat.5E 4Px2조 (공조기계실-2)¦ UTP Cat.5E 4Px3조 (대합실 공중전화)¦ UTP Cat.5E 4Px6조 (승강장 공중전화)¦ UTP Cat.5E 4Px2조 (승강장 INT)¦ TRAY (300x100)¦ UTP Cat.5E 4Px8조 (임대상가)¦ UTP Cat.5E 25Px2조 (CONSOLE CONTROL, LSE)¦ UTP Cat.5E 25Px2조 (안전관리실)¦ UTP Cat.5E 4Px2조 (편의점)¦ UTP Cat.5E 4Px2조 (공조기계실-2)¦ UTP Cat.5E 4Px3조 (대합실 공중전화)¦ UTP Cat.5E 4Px6조 (승강장 공중전화)¦ UTP Cat.5E 4Px4조 (승강장 INT)¦ OF-MM-4Corex1조 (안전관리실)¦ UTP Cat.5E 25Px1조 (운전취급실)¦ UTP Cat.5E 4Px1조 (운전취급실)¦ 3-5~8¦ 3-1~4¦ 4-15~18¦ 4-11~14¦ V1.2¦ 4-45~48¦ 4-41~44¦ D1¦ V1.2.3¦ UTP Cat.5E 25Px2조 (안전관리실)(신설)¦ UTP Cat.5E 25Px2조 (안전관리실)(신설)¦ UTP Cat.5E 25Px2조 (안전관리실)(신설)¦ UTP Cat.5E 25Px2조 (안전관리실)(신설)¦ UTP Cat.5E 25Px2조 (안전관리실)(신설)¦ UTP Cat.5E 25Px2조 (안전관리실)(신설)¦ OF-SM-24Core(난연)x1조 (안전관리실)(신설)¦ OF-SM-24Core(난연)x1조 (안전관리실)(신설)¦ OF-SM-24Core(난연)x1조 (안전관리실)(신설)¦ OF-SM-24Core(난연)x1조 (안전관리실)(신설)¦ 1. 일반교환기에 수용된 전화기는 안전관리실만 IP전화기로 교체한다.¦ NOTE¦ 2. 콜폰, E/L폰, 승강장 비상통화장치도 교체한다.¦ 3. 전화 및 인터폰 구간의 배선배관은 기존활용한다.¦ 지하철 916정거장¦ 여의도¦ 샛강¦ 노량진¦ 1/400¦ 916정거장 전화설비 지하2층 신설평면도(2/2)¦ S = 1/400¦ 916정거장 전화설비 지하2층 신설평면도(2/2)¦ T¦ 7¦ 0¦ 0¦ 1¦ 0¦ 3¦ 4¦ 0¦ 0¦ 3¦ (기설활용)¦
| 1단계_정거장 - 복사본 | 1단계_정거장 - 복사본 | 034. T7005034-005 918정거장 CCTV,TDI,시계설비 지하1층 철거평면도 (1_2).dwg | {\C0;vmh}¦ CONSOLE¦ ACU¦ CCTV¦ P¦ \A1;7,500¦ \A1;108,700¦ \A1;7,500¦ \A1;7,500¦ \A1;7,500¦ \A1;7,500¦ \A1;7,500¦ \A1;7,500¦ \A1;7,500¦ \A1;7,500¦ \A1;7,500¦ \A1;7,500¦ \A1;7,500¦ \A1;3,700¦ \A1;7,500¦ \A1;7,500¦ \A1;5,500¦ \A1;6,500¦ \A1;6,500¦ \A1;6,500¦ \A1;5,000¦ \A1;30,150¦ \A1;11,300¦ \A1;7,550¦ \A1;11,300¦ \A1;9,600¦ \A1;3,550¦ \A1;4,000¦ \A1;30,000¦ \A1;100¦ L¦ L1¦ C/R¦ MATCH LINE DWG No. "S1-TA-S18-DB-018-0"¦ E/V¦ FR-CV 3C/4.0㎟x2조 (TDI POWER)¦ UTP Cat.5E 4Px4조 (TDI)¦ UL 2919-AMESB 24AWG 4Px2조 (TDI)¦ ECX 5C-2Vx3조 (CAMERA)(기존활용)¦ TRAY (900x150)¦ ECX 5C-2Vx10조 (CAMERA)(기존활용)¦ B¦ TRAY (300x100)¦ HIV 2.5㎟x2조 (CL POWER)(철거)¦ UTP Cat.5E 4Px4조 (CONSOLE)¦ UTP Cat.5E 25Px1조 (CONSOLE)¦ FR-CV 3C/4.0㎟x1조 (CA POWER)(철거)¦ ECX 5C-2Vx37조 (CAMERA)(기존활용)¦ FR-CVVSB 10C/1.5㎟x1조 (PAN/TILT)(철거)¦ C¦ TRAY (300x100)¦ UL 2919-AMESB 24AWG 4Px2조 (TDI)¦ FR-CV 3C/4.0㎟x2조 (TDI POWER)¦ OF-MM-12Core(난연)x2조 (TDI)¦ A¦ (16) ECX 5C-2Vx1조 (CAMERA)(기존활용)¦ G¦ TRAY (300x100)¦ HIV 2.5㎟x2조 (CL POWER)(철거)¦ UTP Cat.5E 4Px4조 (CONSOLE)¦ UTP Cat.5E 25Px1조 (CONSOLE)¦ FR-CV 3C/4.0㎟x1조 (CA POWER)(철거)¦ ECX 5C-2Vx30조 (CAMERA)(기존활용)¦ FR-CVVSB 10C/1.5㎟x1조 (PAN/TILT)(철거)¦ UL 2919-AMESB 24AWG 4Px2조 (TDI)¦ FR-CV 3C/4.0㎟x2조 (TDI POWER)¦ OF-MM-12Core(난연)x2조 (TDI)¦ F¦ TRAY (300x100)¦ UL 2919-AMESB 24AWG 4Px2조 (TDI)¦ FR-CV 3C/4.0㎟x2조 (TDI POWER)¦ OF-MM-12Core(난연)x2조 (TDI)¦ ECX 5C-2Vx4조 (CAMERA)(기존활용)¦ H¦ TRAY (300x100)¦ HIV 2.5㎟x2조 (CL POWER)(철거)¦ UTP Cat.5E 4Px4조 (CONSOLE)¦ UTP Cat.5E 25Px1조 (CONSOLE)¦ FR-CV 3C/4.0㎟x1조 (CA POWER)(철거)¦ ECX 5C-2Vx26조 (CAMERA)(기존활용)¦ FR-CVVSB 10C/1.5㎟x1조 (PAN/TILT)(철거)¦ UL 2919-AMESB 24AWG 4Px4조 (TDI)¦ FR-CV 3C/4.0㎟x4조 (TDI POWER)¦ OF-MM-12Core(난연)x4조 (TDI)¦ I¦ (28) FR-CV 3C/4.0㎟x1조 (CA POWER)(철거)¦ (16) ECX 5C-2Vx1조 (CAMERA)(기존활용)¦ (36) FR-CVVSB 10C/1.5㎟x1조 (PAN/TILT)(철거)¦ J¦ K¦ TRAY (300x100)¦ HIV 2.5㎟x2조 (CL POWER)(철거)¦ UTP Cat.5E 4Px4조 (CONSOLE)¦ UTP Cat.5E 25Px1조 (CONSOLE)¦ ECX 5C-2Vx23조 (CAMERA)(기존활용)¦ UL 2919-AMESB 24AWG 4Px4조 (TDI)¦ FR-CV 3C/4.0㎟x4조 (TDI POWER)¦ OF-MM-12Core(난연)x4조 (TDI)¦ (16) HIV 2.5㎟x4조 (CL POWER)(철거)¦ L¦ M¦ TRAY (300x100)¦ HIV 2.5㎟x2조 (CL POWER)(철거)¦ UTP Cat.5E 4Px4조 (CONSOLE)¦ UTP Cat.5E 25Px1조 (CONSOLE)¦ ECX 5C-2Vx22조 (CAMERA)(기존활용)¦ UL 2919-AMESB 24AWG 4Px4조 (TDI)¦ FR-CV 3C/4.0㎟x4조 (TDI POWER)¦ OF-MM-12Core(난연)x4조 (TDI)¦ N¦ TRAY (300x100)¦ UTP Cat.5E 4Px4조 (CONSOLE)¦ UTP Cat.5E 25Px1조 (CONSOLE)¦ UL 2919-AMESB 24AWG 4Px4조 (TDI)¦ FR-CV 3C/4.0㎟x4조 (TDI POWER)¦ OF-MM-12Core(난연)x4조 (TDI)¦ O¦ TRAY (300x100)¦ UTP Cat.5E 4Px4조 (CONSOLE)¦ UTP Cat.5E 25Px1조 (CONSOLE)¦ UL 2919-AMESB 24AWG 4Px4조 (TDI)¦ FR-CV 3C/4.0㎟x4조 (TDI POWER)¦ OF-MM-12Core(난연)x4조 (TDI)¦ P¦ HIV 2.5㎟x2조 (CL POWER)(철거)¦ ECX 5C-2Vx22조 (CAMERA)(기존활용)¦ Q¦ HIV 2.5㎟x2조 (CL POWER)(철거)¦ ECX 5C-2Vx18조 (CAMERA)(기존활용)¦ R¦ HIV 2.5㎟x2조 (CL POWER)(철거)¦ ECX 5C-2Vx16조 (CAMERA)(기존활용)¦ (16) HIV 2.5㎟x2조 (CL POWER)(철거)¦ S¦ T¦ ECX 5C-2Vx15조 (CAMERA)(기존활용)¦ W¦ ECX 5C-2Vx13조 (CAMERA)(기존활용)¦ X¦ D¦ TRAY (900x150)¦ UL 2919-AMESB 24AWG 4Px2조 (TDI)¦ FR-CV 3C/4.0㎟x2조 (TDI POWER)¦ OF-MM-12Core(난연)x2조 (TDI)¦ ECX 5C-2Vx3조 (CAMERA)(기존활용)¦ E¦ TRAY (300x100)¦ HIV 2.5㎟x2조 (CL POWER)(철거)¦ UTP Cat.5E 4Px4조 (CONSOLE)¦ UTP Cat.5E 25Px1조 (CONSOLE)¦ FR-CV 3C/4.0㎟x1조 (CA POWER)(철거)¦ ECX 5C-2Vx34조 (CAMERA)(기존활용)¦ FR-CVVSB 10C/1.5㎟x1조 (PAN/TILT)(철거)¦ UL 2919-AMESB 24AWG 4Px2조 (TDI)¦ FR-CV 3C/4.0㎟x2조 (TDI POWER)¦ OF-MM-12Core(난연)x2조 (TDI)¦ TRAY (300x100)¦ TRAY (300x100)¦ TRAY (300x100)¦ DOWN TO 지하2층¦ DOWN TO 지하2층¦ TRAY (300x100)¦ TRAY (300x100)¦ ECX 5C-2Vx3조 (CAMERA)(기존활용)¦ TRAY (300x100)¦ KEY PLAN¦ X-05¦ X-04¦ X-03¦ X-02¦ X-01¦ X00¦ X01¦ X02¦ X03¦ X04¦ X05¦ X06¦ X07¦ X08¦ X09¦ X10¦ X11¦ X12¦ X13¦ X14¦ Y00¦ Y01¦ Y02¦ Y-01¦ Y03¦ Y03-1¦ 공조기계실-1¦ UP¦ UP¦ 용역원대기실¦ 이동통신기계실¦ 용역창고¦ 통신기계실¦ 안전관리실¦ 발매기실-1¦ 대합실¦ 화 장 실¦ 편 의 점¦ 내부계단1¦ 내부계단2¦ 내부계단3¦ 내부계단4¦ 외부출입구1¦ 복도-1¦ 외부출입구3¦ 발매기실-2¦ DN¦ DN¦ DN¦ OPEN¦ OPEN¦ OPEN¦ OPEN¦ 상부OPEN¦ 외부엘리베이터 1¦ 외부엘리베이터 3¦ 내부엘리베이터 2¦ 내부엘리베이터 1¦ UP¦ 정거장 중심¦ Sta.20K 200.000¦ 지상E/L¦ 지상E/L¦ F¦ {\C0;VMT}¦ FR-CV 3C/4.0㎟x4조 (TDI)¦ UTP Cat.5E 4Px4조 (CONSOLE)¦ UL 2919-AMESB 24AWG 4Px4조 (TDI)¦ UTP Cat.5E 25Px1조 (CONSOLE)¦ TRAY (600x150)¦ OF-MM-12Core(난연)x4조 (TDI)¦ DOWN TO 안전관리실 ACCESS FLOOR¦ (P16:200x200x100)¦ (P14:200x200x100)¦ (P13:200x200x100)¦ (P9:200x200x100)¦ (P8:200x200x100)¦ (P6:200x200x100)¦ (P7:200x200x100)¦ (P3:200x200x100)¦ ATVM-2¦ AGM-3¦ ES-5¦ ES-4¦ ELE-8¦ ES-7¦ ES-6¦ AGM-2¦ ATVM-1¦ ELE-1¦ C-1¦ COMM-1¦ ELE-3¦ ELE-4¦ ES-2¦ ELE-2¦ (P5:200x200x100)¦ ES-1(1)¦ (16) ECX 5C-2Vx1조 (CAMERA)(기존활용)¦ (22) ECX 5C-2Vx2조 (CAMERA)(기존활용)¦ (28) ECX 5C-2Vx4조 (CAMERA)(기존활용)¦ HIV 2.5㎟x2조 (CL POWER)(철거)¦ UTP Cat.5E 4Px4조 (CONSOLE)¦ UTP Cat.5E 25Px1조 (CONSOLE)¦ FR-CV 3C/4.0㎟x1조 (CA POWER)(철거)¦ ECX 5C-2Vx38조 (CAMERA)(기존활용)¦ FR-CVVSB 10C/1.5㎟x1조 (PAN/TILT)(철거)¦ DOWN TO 통신기계실 ACCESS FLOOR¦ TRAY (W:600x150)¦ (16) ECX 5C-2Vx1조 (CAMERA)(기존활용)¦ (16) ECX 5C-2Vx1조 (CAMERA)(기존활용)¦ A¦ B¦ C¦ D¦ E¦ G¦ H¦ I¦ K¦ A¦ L¦ M¦ P¦ O¦ A¦ R¦ A¦ S¦ T¦ W¦ X¦ (22) ECX 5C-2Vx2조 (CAMERA)(기존활용)¦ (16) ECX 5C-2Vx1조 (CAMERA)(기존활용)¦ DOWN TO 지하1층¦ (16) ECX 5C-2Vx1조 (CAMERA)(기존활용)¦ UP TO 지상 E/L¦ T-1¦ (16) ECX 5C-2Vx1조 (CAMERA)(기존활용)¦ DOWN TO 지하 1층 E/L¦ (16) ECX 5C-2Vx1조 (CAMERA)(기존활용)¦ UP TO 지상층 E/L¦ N¦ Q¦ {\C0;vmh}¦ ELE-7¦ A¦ A¦ A¦ (P11:200x200x100)¦ (P10:200x200x100)¦ (P12:200x200x100)¦ (28) ECX 5C-2Vx3조 (CAMERA)(기존활용)¦ A¦ (22) ECX 5C-2Vx2조 (CAMERA)(기존활용)¦ (P4:200x200x100)¦ (P2:200x200x100)¦ (P15:200x200x100)¦ AGM-1¦ (P1:200x200x100)¦ A¦ (P17:200x200x100)¦ AGM-4¦ OF-MM-12Core(난연)x2조 (TDI)¦ UTP Cat.5E 4Px4조 (TDI)¦ UTP Cat.5E 4Px4조 (TDI)¦ UTP Cat.5E 4Px4조 (TDI)¦ UTP Cat.5E 4Px4조 (TDI)¦ UTP Cat.5E 4Px4조 (TDI)¦ UTP Cat.5E 4Px8조 (TDI)¦ UTP Cat.5E 4Px8조 (TDI)¦ UTP Cat.5E 4Px8조 (TDI)¦ UTP Cat.5E 4Px8조 (TDI)¦ UTP Cat.5E 4Px8조 (TDI)¦ UTP Cat.5E 4Px8조 (TDI)¦ ES-1(2)¦ OF-SM-4Cx1조 [공간화상)(철거)¦ F-CV 3C/2.5㎟x1조 (공간화상)(철거)¦ OF-SM-4Cx1조 [공간화상)(철거)¦ F-CV 3C/2.5㎟x1조 (공간화상)(철거)¦ OF-SM-4Cx1조 [공간화상)(철거)¦ F-CV 3C/2.5㎟x1조 (공간화상)(철거)¦ OF-SM-4Cx1조 [공간화상)(철거)¦ F-CV 3C/2.5㎟x1조 (공간화상)(철거)¦ OF-SM-8Cx1조 [공간화상)(철거)¦ F-CV 3C/2.5㎟x1조 (공간화상)(철거)¦ OF-SM-8Cx1조 [공간화상)(철거)¦ F-CV 3C/2.5㎟x1조 (공간화상)(철거)¦ OF-SM-8Cx1조 [공간화상)(철거)¦ F-CV 3C/2.5㎟x2조 (공간화상)(철거)¦ OF-SM-4Cx1조 [공간화상)(철거)¦ OF-SM-8Cx1조 [공간화상)(철거)¦ F-CV 3C/2.5㎟x2조 (공간화상)(철거)¦ OF-SM-4Cx1조 [공간화상)(철거)¦ FR-CV 3C/6.0㎟x1조 (LSE POWER)¦ FR-CV 3C/6.0㎟x1조 (LSE POWER)¦ FR-CV 3C/6.0㎟x1조 (LSE POWER)¦ FR-CV 3C/6.0㎟x1조 (LSE POWER)¦ FR-CV 3C/6.0㎟x1조 (LSE POWER)¦ FR-CV 3C/6.0㎟x1조 (LSE POWER)¦ FR-CV 3C/6.0㎟x1조 (LSE POWER)¦ FR-CV 3C/6.0㎟x1조 (LSE POWER)¦ FR-CV 3C/6.0㎟x1조 (LSE POWER)¦ FR-CV 3C/6.0㎟x1조 (LSE POWER)¦ (28) FR-CV 3C/4.0㎟x1조 (출입구게시기)(철거)¦ (16) UTP Cat 5E 4Px1조 (출입구게시기)(철거)¦ A¦ J¦ (28) FR-CV 3C/4.0㎟x1조 (출입구게시기)(철거)¦ (16) UTP Cat 5E 4Px1조 (출입구게시기)(철거)¦ (28) FR-CV 3C/4.0㎟x1조 (출입구게시기)(철거)¦ (16) UTP Cat 5E 4Px1조 (출입구게시기)(철거)¦ FR-CV 3C/4.0㎟x1조 (출입구게시기)(철거)¦ UTP Cat 5E 4Px1조 (출입구게시기)(철거)¦ UTP Cat 5E 4Px5조 (출입구게시기)(철거)¦ FR-CV 3C/4.0㎟x1조 (출입구게시기)(철거)¦ UTP Cat 5E 4Px2조 (출입구게시기)(철거)¦ FR-CV 3C/4.0㎟x2조 (출입구게시기)(철거)¦ UTP Cat 5E 4Px3조 (출입구게시기)(철거)¦ A¦ A¦ A¦ A¦ FR-CV 3C/4.0㎟x2조 (출입구게시기)(철거)¦ UTP Cat 5E 4Px3조 (출입구게시기)(철거)¦ FR-CV 3C/4.0㎟x2조 (출입구게시기)(철거)¦ UTP Cat 5E 4Px3조 (출입구게시기)(철거)¦ FR-CV 3C/4.0㎟x2조 (출입구게시기)(철거)¦ UTP Cat 5E 4Px3조 (출입구게시기)(철거)¦ FR-CV 3C/4.0㎟x2조 (출입구게시기)(철거)¦ UTP Cat 5E 4Px3조 (출입구게시기)(철거)¦ 임대상가¦ FR-CV 3C/4.0㎟x1조 (출입구게시기)(철거)¦ UTP Cat 5E 4Px2조 (출입구게시기)(철거)¦ FR-CV 3C/4.0㎟x1조 (출입구게시기)(철거)¦ UTP Cat 5E 4Px2조 (출입구게시기)(철거)¦ FR-CV 3C/4.0㎟x2조 (출입구게시기)(철거)¦ UTP Cat 5E 4Px3조 (출입구게시기)(철거)¦ FR-CV 3C/4.0㎟x3조 (출입구게시기)(철거)¦ UTP Cat 5E 4Px1조 (출입구게시기)(철거)¦ UTP Cat 5E 4Px5조 (출입구게시기)(철거)¦ UTP Cat 5E 4Px5조 (출입구게시기)(철거)¦ FR-CV 3C/4.0㎟x3조 (출입구게시기)(철거)¦ FR-CV 3C/4.0㎟x3조 (출입구게시기)(철거)¦ FR-CV 3C/4.0㎟x3조 (출입구게시기)(철거)¦ (철거)¦ (철거)¦ Y¦ Y¦ (16) UTP Cat.5E 4Px2조 (대합실게시기)(철거)¦ (28) FR-CV 3C/4.0㎟x1조 (대합실게시기 POWER)(기존활용)¦ W-1¦ UTP Cat.5E 4Px4조 (대합실게시기)(철거)¦ FR-CV 3C/4.0㎟x1조 (대합실게시기 POWER)(기존활용)¦ UTP Cat.5E 4Px4조 (대합실게시기)(철거)¦ FR-CV 3C/4.0㎟x1조 (대합실게시기 POWER)(기존활용)¦ UTP Cat.5E 4Px2조 (대합실게시기)(철거)¦ FR-CV 3C/4.0㎟x1조 (대합실게시기 POWER)(기존활용)¦ UTP Cat.5E 4Px2조 (대합실게시기)(철거)¦ FR-CV 3C/4.0㎟x1조 (대합실게시기 POWER)(기존활용)¦ UTP Cat.5E 4Px2조 (대합실게시기)(철거)¦ FR-CV 3C/4.0㎟x1조 (대합실게시기 POWER)(기존활용)¦ W-1¦ UTP Cat.5E4Px13조 (CAMERA)(신설)¦ TRAY (300x100)¦ UTP Cat.5E 4Px2조 (대합실게시기)(철거)¦ FR-CV 3C/4.0㎟x1조 (대합실게시기 POWER)(기존활용)¦ UTP Cat.5E 4Px4조 (대합실게시기)(철거)¦ UTP Cat.5E 4Px4조 (대합실게시기)(철거)¦ FR-CV 3C/4.0㎟x1조 (대합실게시기 POWER)(기존활용)¦ FR-CV 3C/4.0㎟x4조 (대합실게시기 POWER)(기존활용)¦ FR-CV 3C/4.0㎟x2조 (출입구게시기)(철거)¦ UTP Cat 5E 4Px3조 (출입구게시기)(철거)¦ (철거)¦ (철거)¦ (철거)¦ Y¦ HIV 1.5㎟x4조 (CLOCK)(철거)¦ HIV 1.5㎟x4조 (CLOCK)(철거)¦ HIV 1.5㎟x4조 (CLOCK)(철거)¦ HIV 1.5㎟x4조 (CLOCK)(철거)¦ (16) HIV 1.5㎟x4조 (CLOCK)(철거)¦ HIV 1.5㎟x4조 (CLOCK)(철거)¦ HIV 1.5㎟x4조 (CLOCK)(철거)¦ HIV 1.5㎟x4조 (CLOCK)(철거)¦ HIV 1.5㎟x4조 (CLOCK)(철거)¦ HIV 1.5㎟x4조 (CLOCK)(철거)¦ HIV 1.5㎟x4조 (CLOCK)(철거)¦ (16) HIV 1.5㎟x2조 (CLOCK)(철거)¦ HIV 1.5㎟x2조 (CLOCK)(철거)¦ HIV 1.5㎟x2조 (CLOCK)(철거)¦ HIV 1.5㎟x4조 (CLOCK)(철거)¦ HIV 1.5㎟x2조 (CLOCK)(철거)¦ (16) HIV 1.5㎟x4조 (CLOCK)(철거)¦ HIV 1.5㎟x4조 (CLOCK)(철거)¦ (16) HIV 1.5㎟x4조 (CLOCK)(철거)¦ HIV 1.5㎟x2조 (CLOCK)(철거)¦ (철거)¦ (철거)¦ 지하철 918정거장¦ 노량진¦ 노들¦ 중앙대입구¦ 1/400¦ S = 1 / 400¦ 918정거장 CCTV,TDI,시계설비 지하1층 철거평면도(1/2)¦ 918정거장 CCTV,TDI,시계설비 지하1층¦ 철거평면도(1/2)¦ T¦ 7¦ 0¦ 0¦ 5¦ 0¦ 3¦ 4¦ 0¦ 0¦ 5¦ CCTV(기존동축활용)¦ P¦
| 1단계_정거장 - 복사본 | 1단계_정거장 - 복사본 | 029. T7001034-012 903정거장 전화설비 지하2층 철거평면도-2.dwg | KEY PLAN¦ \A1;7450¦ \A1;23600¦ \A1;7450¦ \A1;4350¦ \A1;4350¦ \A1;7,500¦ \A1;7,500¦ \A1;7,500¦ \A1;5,000 ¦ \A1;5,000 ¦ \A1;5,000 ¦ \A1;5,000 ¦ \A1;5,000 ¦ \A1;5,000 ¦ \A1;7,500¦ \A1;7,500¦ \A1;7,500¦ \A1;7,500¦ (28) UTP Cat.5E 25Px1조 (전기실) ¦ UP TO 지하1층¦ TRAY (600x150)¦ UTP Cat.5E 4Px4조 (공조기계실-1,2)¦ UTP Cat.5E 4Px3조 (승강장 공중전화)¦ UTP Cat.5E 4Px3조 (승강장 INT)¦ UTP Cat.5E 25Px1조 (전기실)¦ UTP Cat.5E 4Px3조 (승강장 INT)¦ UTP Cat.5E 4Px3조 (승강장 공중전화)¦ UTP Cat.5E 4Px4조 (공조기계실-1,2)¦ TRAY (600x150)¦ DOWN TO 지하3층¦ (28) UTP Cat.5E 25Px1조 (운영원 대기실) ¦ UTP Cat.5E 4Px3조 (승강장 공중전화)¦ UTP Cat.5E 4Px3조 (승강장 INT)¦ DOWN TO 지하3층¦ TRAY (600x150)¦ UTP Cat.5E 4Px3조 (승강장 INT)¦ UTP Cat.5E 4Px3조 (승강장 공중전화)¦ UTP Cat.5E 25Px1조 (운영원 대기실) ¦ TRAY (600x150)¦ DOWN TO CP PANEL¦ 인터폰선 0.6x2Px4조 (INT)¦ MATCH LINE DWG No. "S1-TA-S03-DB-011-1.dwg"¦ (P15:300x300x200)¦ (P17:300x300x200)¦ (P16:300x300x200)¦ (P18:400x400x200)¦ (P19:400x400x200)¦ (P20:400x400x200)¦ UP TO 지하1층¦ (36) SPARE (전기실)¦ (36) SPARE (운영원 대기실)¦ 3. 통신기계실 및 안전관리실 MAIN 분전반은 전기에서 설치한다.¦ 1. 음향유도기 전원은 전기콘센트를 이용한다.¦ NOTE¦ 2. 증폭기전원은 전기콘센트를 이용한다.¦ Y00¦ Y01¦ Y02¦ Y03¦ Y04¦ X13¦ X26¦ X25¦ X24¦ X23¦ X22¦ X21¦ X20¦ X19¦ X18¦ X17¦ X16¦ X15¦ X14¦ X13¦ UP¦ DN¦ DN¦ ELEV. CAR¦ (15인승)¦ ELEV. CAR¦ (15인승)¦ 복 도¦ 창 고¦ 창 고¦ 냉각탑실¦ 본선환기실¦ 물탱크실¦ A¦ TRAY (300x100)¦ B¦ UTP Cat.5E 4Px3조 (승강장 INT)¦ UTP Cat.5E 4Px3조 (승강장 공중전화)¦ UTP Cat.5E 25Px1조 (운영원 대기실) ¦ B¦ TRAY (300x100)¦ UTP Cat.5E 4Px4조 (공조기계실-1,2)¦ UTP Cat.5E 4Px3조 (승강장 공중전화)¦ UTP Cat.5E 4Px3조 (승강장 INT)¦ UTP Cat.5E 25Px1조 (전기실)¦ A¦ DOWN TO CP PANEL¦ 인터폰선 0.6x2Px4조 (INT)¦ OF-MM-4Core(난연)x1조 (전기실)¦ (16) OF-MM-4Core(난연)x1조 (전기실)¦ (16) UTP Cat.5E 4Px1조 (전기실) ¦ UTP Cat.5E 4Px1조 (전기실)¦ 지하철 903정거장¦ 김포공항¦ 공항시장¦ 신방화¦ 903정거장 전화설비 지하2층 철거평면도(2/2)¦ S=1/400¦ 1/400¦ 903정거장 전화설비 지하2층 철거평면도(2/2)¦ T¦ 7¦ 0¦ 0¦ 1¦ 0¦ 3¦ 4¦ 0¦ 1¦ 2¦ (기설활용)¦ P¦
| 1단계_정거장 - 복사본 | 1단계_정거장 - 복사본 | 023. T7001034-006 905정거장 전화설비 철거평면도 지하1층(2_2).dwg | KP¦ KEY PLAN¦ \A1;7500¦ \A1;7500¦ \A1;7500¦ \A1;7500¦ \A1;7500¦ \A1;7500¦ \A1;7500¦ \A1;7500¦ \A1;7500¦ \A1;6850¦ \A1;6850¦ \A1;81200¦ \A1;7880¦ \A1;8000¦ \A1;8000¦ \A1;7880¦ \A1;31760¦ \A1;5930¦ \A1;3900¦ \A1;12100¦ \A1;3900¦ \A1;5930¦ 901정거장 전화설비 지하1층 철거평면도(1/2)¦ (기설활용)¦ B¦ UTP Cat.5E 4Px6조 (승강장 공중전화) ¦ UTP Cat.5E 4Px2조 (공조기계실-2) ¦ A¦ UTP Cat.5E 25Px1조 (전기실) ¦ C¦ MATCH LINE DWG No. "S1-TA-S05-DB-009-1.dwg"¦ UTP Cat.5E 4Px6조 (승강장 INT) ¦ X16¦ X17¦ X18¦ X19¦ X20¦ X21¦ X22¦ X23¦ X12¦ X13¦ X14¦ X15¦ DN¦ DN¦ DN¦ DN¦ 공조기계실2¦ 물탱크실¦ Y00¦ Y02¦ TRAY (300x100)¦ TRAY (300x100)¦ TRAY (300x100)¦ DN¦ DN¦ DN¦ DN¦ DN¦ DN¦ DN¦ DN¦ 용역¦ 이동통신기계실¦ 예 비 실¦ 기능실통로¦ 전 기 실¦ 창고¦ Y01¦ Y03¦ Y04¦ 공항철도 환승통로¦ UTP Cat.5E 4Px3조 (승강장 INT) ¦ UTP Cat.5E 4Px3조 (승강장 공중전화) ¦ UTP Cat.5E 4Px6조 (승강장 공중전화) ¦ UTP Cat.5E 4Px2조 (공조기계실-2) ¦ UTP Cat.5E 4Px6조 (승강장 INT) ¦ UTP Cat.5E 4Px2조 (이동통신기계실) ¦ UTP Cat.5E 4Px2조 (이동통신기계실) ¦ UTP Cat.5E 4Px2조 (이동통신기계실) ¦ 5-5~8¦ 5-1~4¦ V1.2¦ V1.2¦ (철거)¦ (철거)¦ (철거)¦ x2¦ [TB NO.5]¦ UTP 50P¦ UTP Cat.5E 25Px2조¦ A¦ B¦ x2¦ x2¦ UTP Cat.5E 4Px2조 (이동통신기계실) ¦ UTP Cat.5E 4Px3조 (승강장 INT) ¦ UTP Cat.5E 4Px3조 (승강장 공중전화) ¦ UTP Cat.5E 4Px2조 (공조기계실-2) ¦ (16) UTP Cat.5E 4Px2조 (공조기계실-2) ¦ UTP Cat.5E 4Px3조 (승강장 INT) ¦ UTP Cat.5E 4Px3조 (승강장 공중전화) ¦ UTP Cat.5E 4Px3조 (승강장 INT) ¦ UTP Cat.5E 4Px3조 (승강장 공중전화) ¦ TRAY (600x150) ¦ DOWN TO 지하2층¦ C¦ [TB NO.4]¦ UTP 25P¦ x2¦ UTP Cat.5E 4Px3조 (승강장 INT) ¦ UTP Cat.5E 4Px3조 (승강장 공중전화) ¦ DOWN TO 지하2층¦ TRAY (600x150) ¦ (36) SPARE (전기실) ¦ TRAY (300x100) ¦ TRAY (300x100) ¦ (28) UTP Cat.5E 25Px1조 (전기실) ¦ 지하철 905정거장¦ 신방화¦ 마곡나루¦ 양천향교¦ 1/400¦ 905정거장 전화설비 지하1층 철거평면도 (2/2)¦ S = 1 / 400¦ 905정거장 전화설비 지하1층 철거평면도(2/2)¦ T¦ 7¦ 0¦ 0¦ 1¦ 0¦ 3¦ 4¦ 0¦ 0¦ 6¦
| 1단계_정거장 - 복사본 | 1단계_정거장 - 복사본 | 055. T9103066-005 915정거장 AFC설비 지하1층 장비배치도 (철거).dwg | \A1;1,000¦ \A1;3,440¦ \A1;800¦ \A1;800¦ \A1;600¦ \A1;8,600¦ \A1;8,600¦ \A1;24,800¦ \A1;7,500¦ \A1;7,500¦ \A1;4,900¦ \A1;4,900¦ \A1;82,500¦ \A1;165,500¦ \A1;5,000¦ \A1;83,000¦ \A1;27,900¦ \A1;6,000¦ \A1;5,000¦ \A1;4,900¦ \A1;6,000¦ \A1;6,000¦ \A1;5,500¦ \A1;7,400¦ \A1;5,000¦ \A1;7,400¦ \A1;6,000¦ \A1;5,000¦ \A1;5,000¦ \A1;5,000¦ \A1;5,000¦ \A1;5,000¦ \A1;5,000¦ \A1;5,000¦ \A1;5,360¦ \A1;6,000¦ \A1;6,690¦ \A1;6,150¦ \A1;5,000¦ \A1;5,000¦ \A1;5,000¦ \A1;5,000¦ \A1;5,000¦ \A1;5,000¦ \A1;5,000¦ \A1;5,000¦ \A1;5,000¦ \A1;5,000¦ \A1;5,000¦ \A1;5,000¦ \A1;5,000¦ \A1;5,000¦ \A1;800¦ \A1;800¦ \A1;600¦ \A1;1,000¦ \A1;2,020¦ \A1;200¦ \A1;800¦ \A1;1,000¦ \A1;200¦ \A1;3,325¦ \A1;200¦ \A1;200¦ \A1;200¦ \A1;200¦ \A1;200¦ \A1;200¦ \A1;600¦ \A1;600¦ \A1;600¦ \A1;600¦ \A1;1,450¦ \A1;900¦ \A1;1,075¦ \A1;1,950¦ \A1;9,449¦ \A1;3,740¦ \A1;500¦ \A1;200¦ \A1;600¦ \A1;1,000¦ \A1;800¦ \A1;1,200¦ \A1;1,800¦ \A1;2,000¦ \A1;1,000¦ \A1;200¦ \A1;800¦ \A1;200¦ \A1;200¦ \A1;200¦ \A1;200¦ \A1;200¦ \A1;200¦ \A1;200¦ \A1;600¦ \A1;600¦ \A1;600¦ \A1;600¦ \A1;1,450¦ \A1;900¦ \A1;1,075¦ \A1;1,200¦ \A1;2,525¦ \A1;1,200¦ \A1;3,725¦ \A1;3,135¦ \A1;600¦ \A1;1,800¦ \A1;2,000¦ \A1;800¦ \A1;800¦ \A1;1,000¦ \A1;620¦ \A1;2,010¦ Detail "A"¦ Detail "A"¦ Detail "B"¦ AAM ¦ 발매기실¦ X24¦ X25¦ X26¦ X27¦ X28¦ X29¦ X30¦ X31¦ Y06¦ Y05¦ Y03¦ Y02¦ Y01¦ Y00¦ Y04¦ X-05¦ X-04¦ X-03¦ X-02¦ X-01¦ X00¦ X01¦ X02¦ X03¦ X04¦ X05¦ X06¦ X07¦ X08¦ X09¦ X10¦ X11¦ X12¦ X13¦ X14¦ X15¦ X16¦ X17¦ X18¦ X19¦ X20¦ X21¦ X22¦ X23¦ OPEN¦ DN¦ DN¦ DN¦ 5호선 대합실¦ (기존)¦ 5호선 대합실¦ (기존)¦ UP¦ UP¦ DN¦ DN¦ DN¦ DN¦ UP¦ 기존5호선 화장실¦ UP¦ 변전실¦ 운영원대기실¦ 이동통신기계실¦ 비상전원실¦ 비품창고¦ 장애인화장실¦ 창 고¦ 편의점¦ 발매기실1¦ 발매기실2¦ 대합실¦ 안전관리실¦ 물탱크실¦ 공조기계실¦ CO2 실¦ 통신기계실¦ 복 도¦ 전기실¦ 공조기계실¦ 화장실¦ 기존출입구 확장¦ 외부출입구4¦ 외부엘리베이터2 (신설)¦ 외부출입구5 (기존)¦ 기존출입구 확장¦ 외부출입구6¦ 내부계단5¦ 내부계단4¦ 내부계단2¦ 내부계단3¦ 내부계단1,6¦ P.S¦ 방범셔터설치¦ 방범셔터설치¦ 5호선 대합실¦ (기존)¦ 9호선¦ 5호선¦ (신설)¦ (기존)¦ 9호선¦ (신설)¦ 915 정거장¦ 901M¦ STA.17km195.823¦ 750M¦ 창 고¦ Detail "C"¦ Detail "B"¦ Detail "D"¦ 발매기실¦ AAM ¦ AAM ¦ 대합실¦ PAID AREA¦ 대합실¦ FREE AREA¦ 6형¦ 8형¦ 8형¦ 8형¦ 10형¦ Detail "C"¦ 대합실¦ PAID AREA¦ 대합실¦ FREE AREA¦ 10형¦ 8형¦ 8형¦ 6형¦ 12형¦ 11형¦ 8형¦ AAM ¦ Detail "D"¦ 11형¦ 12형¦ 발매기실¦ 발매기실 변경전¦ 915정거장 AFC설비 지하1층 장비배치도 (철거)¦ 915정거장 AFC설비 지하1층 장비배치도 (철거)¦ S = 1 / 600¦ S = 1 / 600¦ 1/600¦ 지하철 915정거장¦ 국회의사당¦ 여의도¦ 샛강¦ T¦ 9¦ 1¦ 0¦ 3¦ 0¦ 6¦ 6¦ 5¦ 0¦ 0¦
| 1단계_정거장 - 복사본 | 1단계_정거장 - 복사본 | 025. T7005034-008 919정거장 전화설비 지하2층 철거평면도 (2_2).dwg | INT¦ \A1;5,000¦ \A1;5,000¦ \A1;3,750¦ \A1;7,500¦ \A1;7,500¦ \A1;7,500¦ \A1;7,500¦ \A1;7,500¦ \A1;7,500¦ \A1;7,500¦ \A1;7,500¦ \A1;5,000¦ \A1;5,000¦ \A1;5,000¦ \A1;5,000¦ \A1;4,250¦ \A1;3,100¦ \A1;23,200¦ \A1;13,600¦ \A1;4,250¦ \A1;7,350¦ \A1;7,350¦ \A1;4,250¦ \A1;7,100¦ \A1;6,500¦ 각도 : -2.0˚¦ (16) UTP Cat.5E 4Px1조 (승강장 INT)¦ A¦ (22) UTP Cat.5E 4Px3조 (공중전화)¦ B¦ 1. 음향유도기 전원은 전기콘센트를 이용한다.¦ NOTE¦ 2. 증폭기전원은 전기콘센트를 이용한다.¦ 3. 통신기계실 및 안전관리실 MAIN 분전반은 전기에서 설치한다.¦ KEY PLAN¦ MATCH LINE DWG No. "S1-TA-S19-DB-011-0"¦ UTP 25P¦ [TB No.6]¦ (P18:200x200x100)¦ (16) UTP Cat.5E 4Px1조 (승강장 INT)¦ (16) UTP Cat.5E 4Px1조 (승강장 INT)¦ (16) UTP Cat.5E 4Px1조 (승강장 INT)¦ (16) UTP Cat.5E 4Px1조 (승강장 INT)¦ B¦ B¦ A¦ A¦ (P20:100x100x100)¦ (P19:100x100x100)¦ (P17:200x200x100)¦ 공중전화¦ UTP 25P¦ [TB No.7]¦ 공중전화¦ 정화조¦ 창고-1¦ 창고-2¦ 배수펌프실¦ UP¦ UP¦ X30¦ X29¦ X28¦ X27¦ X26¦ X25¦ X24¦ X23¦ X22¦ X21¦ X20¦ X19¦ X18¦ X17¦ X16¦ 93,750¦ Y00¦ Y01¦ Y02¦ Y03¦ Y04¦ Y05¦ Y06¦ 919 정거장¦ STA.21KM280.000¦ < 주1 >¦ * 천정 마감재에 통신용 점검구¦ (600X500) 설치¦ 주1)¦ 주1)¦ 주1)¦ 주1)¦ 지하철 919정거장¦ 노들¦ 중앙대입구¦ 동작¦ 1/400¦ 919정거장 전화설비 지하2층 철거평면도(2/2)¦ S = 1/400¦ 919정거장 전화설비 지하2층 철거평면도(2/2)¦ T¦ 7¦ 0¦ 0¦ 5¦ 0¦ 3¦ 4¦ 0¦ 0¦ 8¦ (기설활용)¦ P¦
| 1단계_정거장 - 복사본 | 1단계_정거장 - 복사본 | 014. T1001026-010 914정거장 AFC CABLE WIRING DIAGRAM (철거).dwg | D/I MUX (ROUTER)¦ (통신기계실)¦ 분전반 (전기시설분)¦ (안전관리실)¦ AFC 접지단자함¦ (안전관리실)¦ DPC BOX¦ 인터콤 모장치¦ SMS (S/W HUB)¦ (안전관리실)¦ 통로 안내표시기 (AIS)¦ 주제어장치 (안전관리실)¦ EM GATE¦ CONTROL BOX¦ AGM 6형 (No.1)¦ AGM 8형 (No.2)¦ AGM 8형 (No.3)¦ AGM 10/11형 (No.5)¦ ATVM (No.1~2)¦ STP Cat.5E 4Px1조¦ F-GV 4.0㎟x2조¦ F-GV 4.0㎟x1조¦ FR-CV 2C/4.0㎟x1조¦ EM. GATE (No.1) (개폐장치)¦ FR-CVVS 4C/2.5㎟x1조 (DPC)¦ 접지단자함¦ F-GV 50㎟x1조 (통신시공분)¦ FR-CV 3C/4.0㎟x2조¦ FR-CV 3C/4.0㎟x1조¦ STP Cat.5E 4Px1조¦ AAM (No.1)¦ (안전관리실)¦ (안전관리실)¦ CROSS AISLE CABLE¦ CROSS AISLE CABLE¦ CROSS AISLE CABLE¦ (승강장)¦ 통로안내표시기 (AIM)¦ S/W HUB¦ (발매기실)¦ 분전반¦ (발매기실)¦ AFC 접지단자함¦ (발매기실)¦ 통로안내표시기 (AIM)¦ AGM 6형 (No.10)¦ AGM 8형 (No.11)¦ AGM 10형 (No.12)¦ AGM 11형 (No.13)¦ AGM 12형 (No.14)¦ ATVM (No.3~4)¦ EM. GATE (No.2) (개폐장치)¦ AAM (No.2)¦ 환급기 (No.2)¦ STP Cat.5E 4Px1조¦ FR-CV 2C/4.0㎟x1조¦ FR-CVVS 4C/2.5㎟x1조 (DPC)¦ CPEV 0.65/5Px1조 (INT)¦ CPEV 0.65/5Px1조 (INT)¦ CPEV 0.65/5Px1조 (INT)¦ CPEV 0.65/5Px1조 (INT)¦ FR-CV 3C/4.0㎟x1조¦ F-GV 50㎟x1조 (통신시공분)¦ FR-CV 3C/4.0㎟x1조¦ FR-CV 3C/4.0㎟x1조¦ FR-CV 3C/4.0㎟x1조¦ FR-CV 3C/4.0㎟x1조¦ CROSS AISLE CABLE¦ CROSS AISLE CABLE¦ STP Cat.5E 4Px1조¦ STP Cat.5E 4Px2조¦ STP Cat.5E 4Px1조¦ CPEV 0.9/5Px1조¦ F-GV 4.0㎟x1조¦ F-GV 4.0㎟x1조¦ F-GV 4.0㎟x1조¦ FR-CV 3C/4.0㎟x1조¦ AGM 12형 (No.6) (HUB)¦ CROSS AISLE CABLE¦ STP Cat.5E 4Px1조¦ STP Cat.5E 4Px1조¦ STP Cat.5E 4Px1조¦ STP Cat.5E 4Px1조¦ STP Cat.5E 4Px1조¦ F-GV 4.0㎟x1조¦ F-GV 4.0㎟x1조¦ F-GV 4.0㎟x1조¦ FR-CV 3C/4.0㎟x1조¦ FR-CV 3C/4.0㎟x1조¦ FR-CV 3C/4.0㎟x1조¦ FR-CV 3C/4.0㎟x1조¦ FR-CV 3C/4.0㎟x1조¦ FR-CV 3C/4.0㎟x1조¦ FR-CV 3C/4.0㎟x1조¦ F-GV 4.0㎟x1조¦ STP Cat.5E 4Px1조¦ UTP Cat.5E 4Px1조¦ UTP Cat.5E 4Px1조¦ AGM 6형 (No.7)¦ AGM 8형 (No.8)¦ AGM 10형 (No.9) (HUB)¦ STP Cat.5E 4Px1조¦ STP Cat.5E 4Px1조¦ FR-CV 3C/4.0㎟x1조¦ CROSS AISLE CABLE¦ CROSS AISLE CABLE¦ AGM 8형 (No.4)¦ CROSS AISLE CABLE¦ STP Cat.5E 4Px1조¦ STP Cat.5E 4Px1조¦ CROSS AISLE CABLE¦ UTP Cat.5E 4Px1조¦ OF-SM-2Cx1조¦ UTP Cat.5E 4Px1조¦ OF-SM-2Cx1조¦ FR-CV 3C/4.0㎟x1조¦ STP Cat.5E 4Px2조¦ STP Cat.5E 4Px1조¦ STP Cat.5E 4Px1조¦ 환급기 (No.1)¦ 화재수신반¦ CPEV 0.65/5Px1조 (INT)¦ CPEV 0.65/5Px1조 (INT)¦ STP Cat.5E 4Px1조¦ STP Cat.5E 4Px1조¦ F-GV 4.0㎟x1조¦ F-GV 4.0㎟x1조¦ FR-CV 3C/4.0㎟x1조¦ FR-CV 3C/4.0㎟x1조¦ FR-CV 3C/4.0㎟x1조¦ STP Cat.5E 4Px1조¦ STP Cat.5E 4Px1조¦ STP Cat.5E 4Px1조¦ 914정거장 AFC CABLE WIRING DIAGRAM (철거)¦ 914정거장 AFC CABLE WIRING DIAGRAM (철거)¦ S = NONE¦ NONE¦ 지하철 914정거장¦ 당산¦ 국회의사당¦ 여의도¦ T¦ 1¦ 0¦ 0¦ 1¦ 0¦ 2¦ 6¦ 0¦ 0¦ 1¦
| 1단계_정거장 - 복사본 | 1단계_정거장 - 복사본 | 069. T4009934-002 902정거장 종합무선중계설비 지하2층 평면도.dwg | -¦ T¦ 0¦ 0¦ 0¦ 0¦ 0¦ 0¦ 0¦ 0¦ 0¦ 0¦ \A1;37,800¦ \A1;8,150¦ \A1;11,790¦ \A1;9,020¦ \A1;5,590¦ \A1;3,430¦ \A1;8,840¦ \A1;5,800¦ \A1;3,600¦ \A1;7,500¦ \A1;7,500¦ \A1;7,500¦ \A1;3,750¦ \A1;3,750¦ \A1;7,500¦ \A1;7,500¦ \A1;7,500¦ \A1;7,500¦ \A1;7,500¦ \A1;7,500¦ \A1;7,500¦ \A1;775¦ \A1;6,725¦ \A1;7,500¦ \A1;37,800¦ \A1;3,600¦ \A1;8,840¦ \A1;5,800¦ \A1;9,020¦ \A1;3,430¦ \A1;5,590¦ \A1;11,790¦ \A1;8,150¦ \A1;7,500¦ \A1;7,500¦ \A1;7,500¦ \A1;7,500¦ \A1;7,500¦ \A1;7,500¦ \A1;7,500¦ \A1;7,500¦ \A1;7,500¦ \A1;7,500¦ \A1;7,500¦ \A1;7,500¦ \A1;7,500¦ \A1;7,500¦ \A1;7,500¦ \A1;7,500¦ \A1;7,500¦ \A1;7,500¦ \A1;7,500¦ \A1;7,500¦ \A1;7,500¦ \A1;7,500¦ \A1;7,500¦ \A1;7,000¦ \A1;7,000¦ \A1;7,000¦ \A1;7,000¦ 개화¦ 김포공항¦ 공항시장¦ 2D¦ 2D¦ HFC-12D-FR (신설)¦ HFC-12D-FR (신설)¦ HFC-12D-FR (신설)¦ DOWN TO B3¦ HFC-12D (철도 복합통신 B2)¦ HFC-12D (9호선 복합통신 B2)¦ HFC-12D (철도 복합통신 B2)¦ E¦ E¦ P¦ P¦ E¦ P¦ P¦ C¦ P¦ B¦ A¦ P¦ D¦ D¦ P¦ UP¦ DN¦ UP¦ 차량기지방향¦ 5호선 환승통로¦ 공항철도방향¦ 9호선방향 및 ¦ UP¦ 5호선환승통로¦ 환승통로¦ 경사로¦ 도심방향¦ 공조실¦ DN¦ PAID AREA¦ PAID AREA¦ X26¦ X25¦ X24¦ X23¦ X22¦ X21¦ X20¦ X19¦ X18¦ X17¦ X16¦ X15¦ Y00¦ Y01¦ Y02¦ Y03¦ Y04¦ Y00¦ Y01¦ Y02¦ Y03¦ Y04¦ X15¦ X14¦ X13¦ X12¦ X11¦ X10¦ X09¦ X08¦ X07¦ X06¦ X05¦ X04¦ X03¦ X02¦ X01¦ X00¦ X-01¦ X-02¦ X-03¦ X-04¦ X-05¦ X-06¦ X-07¦ X-08¦ X-09¦ X-10¦ X-11¦ X-12¦ A'¦ A¦ 지하2층 평면도(대합실층) ¦ AT-1¦ AT-2¦ EPS¦ AD¦ PS¦ GIS 실¦ AD¦ DN¦ DN¦ DN¦ DN¦ UP¦ UP¦ DN¦ DN¦ DN¦ 2D¦ 2D¦ MCC¦ HFC-12D-FR (신설)¦ HFC-12D-FR (신설)¦ 902정거장 열차무선설비 지하2층 평면도¦ 902정거장 열차무선설비 지하2층 평면도¦ S = 1/300¦ 1/300¦ T¦ 4¦ 0¦ 0¦ 9¦ 9¦ 3¦ 4¦ 0¦ 0¦ 2¦ P¦
| 1단계_정거장 - 복사본 | 1단계_정거장 - 복사본 | 001~003. T1001001~003 차량기지 도면목록표,범례도.dwg | 공통¦ T¦ 1¦ 0¦ 0¦ 0¦ 0¦ 0¦ 0¦ 0¦ 0¦ 0¦ 차량기지¦ 차량기지¦ 차량기지¦ T¦ 1¦ 0¦ 0¦ 1¦ 0¦ 0¦ 2¦ 0¦ 0¦ 2¦ 차량기지¦ 도 면 목 록 표-2¦ NONE¦ T¦ 1¦ 0¦ 0¦ 1¦ 0¦ 0¦ 3¦ 0¦ 0¦ 1¦ 범 례 표¦ NONE¦ (차량기지)¦ (공통상세도)¦ 서울시메트로9호선(주) 대체투자(신호 및 통신설비) 타당성조사, 기본 및 실시설계 용역¦ 실 시 설 계 도 면¦ 2019. 03. ¦ [ 통신 설비-종합관리 및 복지후생동 차량기지 ]¦ (주)안세기술 컨소시엄¦ 서울시메트로 9호선(주)¦ 서울시메트로9호선(주) 대체투자(신호 및 통신설비) 타당성조사, 기본 및 실시설계 용역¦ 실 시 설 계 도 면¦ 2019. 03. ¦ [ 통신 설비-925정거장 ]¦ (주)안세기술 컨소시엄¦ 서울시메트로 9호선(주)¦ (종합관리 및 복지후생동 차량기지)¦ 도면번호¦ 구 분¦ 도 면 명¦ 축 척¦ 도면번호¦ 구 분¦ 축 척¦ 도면번호¦ 구 분¦ 축 척¦ 1¦ 2¦ 도면목록표-1¦ NONE¦ 3¦ 1/4000¦ 4¦ NONE¦ 5¦ NONE¦ 6¦ NONE¦ 7¦ 8¦ 9¦ 10¦ 11¦ 12¦ 13¦ 14¦ 15¦ 16¦ 17¦ 18¦ 19¦ 20¦ 21¦ 22¦ 23¦ 24¦ 25¦ 26¦ 도 면 명¦ 도 면 명¦ 1/2000¦ 1/300¦ NONE¦ NONE¦ NONE¦ NONE¦ 도 면 목 록 표-1¦ S = NONE¦ 종합관리 및 복지후생동 CIRCUIT WIRING SYSTEM DIAGRAM / 철거[1/3]¦ 종합관리 및 복지후생동 CIRCUIT WIRING SYSTEM DIAGRAM / 철거[2/3]¦ 종합관리 및 복지후생동 CIRCUIT WIRING SYSTEM DIAGRAM / 철거[3/3]¦ 차량기지구내 열차무선설비[1/3]¦ 차량기지구내 열차무선설비[2/3]¦ 차량기지구내 열차무선설비[3/3]¦ 종합관리 및 복지후생동 열차무선설비 지상1층 평면도¦ 종합관리 및 복지후생동 열차무선설비 지상2층 평면도¦ 종합관리 및 복지후생동 열차무선설비 지상3층 평면도¦ 종합관리 및 복지후생동 열차무선설비 지상4층 평면도¦ 종합관리 및 복지후생동 열차무선설비 지상5층 평면도¦ 차량기지 ¦ 범례도¦ 27¦ 28¦ 29¦ 30¦ 31¦ 32¦ 33¦ 34¦ 35¦ 36¦ 37¦ 38¦ 39¦ 40¦ 41¦ 42¦ 43¦ 44¦ 45¦ 46¦ 47¦ 48¦ 49¦ 50¦ 51¦ 52¦ 53¦ 54¦ 55¦ 56¦ 57¦ 58¦ 59¦ 60¦ 61¦ 62¦ 63¦ 64¦ 65¦ 66¦ 67¦ 68¦ 69¦ 70¦ 71¦ 72¦ 73¦ 74¦ 76¦ NONE¦ 심 볼¦ 명 칭¦ 비 고¦ 심 볼¦ 명 칭¦ 비 고¦ ( 36 )¦ ATT¦ 관 로 케 이 블 포 설 (신설)¦ GND¦ MGB¦ 직 매 케 이 블 포 설¦ 트 라 후 내 포 설¦ 천 장 노 출 배 관¦ 케 이 블 접 속¦ 바 닥 배 관¦ 전 선 관 규 격¦ 전 선 관 상 향¦ 전 선 관 하 향¦ 전 선 관 통 과¦ 분 전 반¦ U T P 단 자 함¦ 주 접 지 단 자 함¦ 접 지 단 자 함¦ 천 장 형 풀 박 스¦ 기 설 천 장 형 풀 박 스¦ 벽 부 형 풀 박 스¦ 아 웃 레 트 박 스¦ 인 공¦ 수 공 (신 설)¦ 모 듈 러 잭 (R J - 4 5)¦ 구 내 전 화¦ 역 간 직 통 전 화¦ 사 령 전 화¦ 키 폰 전 화 모 장 치¦ 키 폰 전 화 자 장 치¦ 인 터 폰 자 장 치¦ 모 사 전 송 장 치¦ 콜 폰¦ T V 단 자¦ 장 애 자 용 유 도 음 향 장 치¦ 증 폭 기¦ 천 장 형 스 피 커 (3 W)¦ 벽 부 형 스 피 커 (3 W)¦ 벽 부 형 스 피 커 (3 W)¦ 천 장 형 스 피 커 (5 W)¦ 벽 부 형 스 피 커 (5 W)¦ 컬 럼 형 스 피 커 (20 W)¦ 음 량 조 절 기¦ H I V 1 . 5 ㎟ x 3 조¦ 안 테 나¦ 카 메 라¦ 펜 틸 트 카 메 라¦ 열 차 행 선 안 내 게 시 기¦ 부 모 시 계¦ 자 시 계¦ 사 각 시 계¦ M¦ 방 송 단 자 함¦ P¦ P¦ KP¦ KP¦ H¦ M¦ G¦ PA AMP¦ T¦ 기 설 벽 부 형 풀 박 스¦ INT¦ H o r n 스 피 커 (30 W)¦ 4D¦ AMP¦ T V 분 배 기¦ T V 증 폭 기¦ C/R¦ ACU¦ 출 입 통 제 자 장 치¦ 출 입 통 제 주 장 치¦ 종 단 저 항¦ (200x200x100)¦ (400x500x150)¦ 심 볼¦ 명 칭¦ 비 고¦ SMS¦ ATVM¦ AAM¦ AGM¦ 자 동 발 매 기¦ 자 동 정 산 기¦ 역 단 위 전 산 기¦ 개 집 표 기¦ 케 이 블 트 레 이¦ 일 반 전 화 (국선)¦ KT¦ ATTENUATOR 포함¦ 수치규격표시¦ 수치규격표시¦ 분 배 기¦ D¦ 승 강 장 천 장 노 출 배 관¦ (36) : 수치규격표시¦ 인터폰¦ 모장치¦ 인 터 폰 모 장 치¦ MSC¦ MWS¦ 시스템박스¦ 컬 럼 형 스 피 커 (10 W)¦ INSTALLATION OF DUCT SYSTEM¦ INSTALLATION OF DIRECTBURIED CABLE¦ INSTALLATION OF TROUGH SYSTEM¦ CABLE TRAY¦ CABLE IN CONDUIT CELING EXPOSED¦ CABLE JOINT¦ CABLE IN CONDUIT FLOOR EXPOSED¦ CONDUIT SIZE¦ CONDUIT GOING UPWARD¦ CONDUIT GOING DOWNWARD¦ CONDUIT PASSING¦ POWER DISTRIBUTION BOARD¦ UTP TERMINAL BOX¦ PUBLIC ADDRESS TERMINAL BOX¦ MAIN GROUND BOX¦ EARTH TERMINAL BOX¦ CEILING PULL BOX¦ CEILING PULL BOX¦ WALL PULL BOX¦ WALL PULL BOX¦ MODULAR JACK¦ SYSTEM BOX¦ INTERIOR TELEPHONE¦ MAGNETIC TELEPHONE¦ DISPATCH TELEPHONE¦ KEYPHONE MASTER¦ KEYPHONE SLAVE¦ AUTOMATIC TELEPHONE¦ INTERPHONE MASTER¦ INTERPHONE SLAVE¦ FACSIMILE¦ CALL PHONE¦ OUTLET FOR TV¦ AMPLIFILER¦ SPEAKER (CEILING MOUNTED TYPE)¦ SPEAKER (WALL MOUNTED TYPE)¦ SPEAKER (WALL MOUNTED TYPE)¦ SPEAKER (CEILING MOUNTED TYPE)¦ SPEAKER (WALL MOUNTED TYPE)¦ SPEAKER (COLUMN MOUNTED TYPE)¦ SPEAKER (COLUMN MOUNTED TYPE)¦ SPEAKER (HORN MOUNTED TYPE)¦ ATTENUATOR¦ DISTRIBUTOR FOR TV¦ BOOSTER FOR TV¦ CAMERA FOR CCTV¦ PANTILTED CAMERA¦ DISPLAY FOR TRAIN DESTINATION INDICATION¦ REPEAT ELETRIC CLOCK¦ SLAVE ELECTRIC CLOCK (WALL MOUNTED TYPE)¦ INDEPENDENCE OUTSIDE CLOCK¦ ACCESS CONTROL UNIT¦ CARD READER¦ ANTENNA¦ DISTRIBUTOR FOR RADIO COMMUNICATION¦ DUMMY LOAD¦ STATION MONITORING SYSTEM¦ AUTOMATIC TICKET VENDING MACHINE¦ AUTOMATIC ADD FARE MACHINE¦ AUTOMATIC GATE MACHINE¦ CABLE IN CONDUIT CELING EXPOSED FOR PALTFORM¦ OUTLET BOX¦ Man Hole¦ Hand Hole¦ 토크백¦ 모장치¦ 토 크 백 모 장 치¦ TALK BACK MASTER¦ 수 공 (기 설)¦ H¦ Hand Hole¦ 관 로 케 이 블 포 설 (기설)¦ INSTALLATION OF DUCT SYSTEM¦ 콤바이너¦ c¦ COMBINER¦ 소 방 무 선 접 속 단 자 함¦ RADIO TERMINAL CONNECTION BOX FOR THE FIRE¦ 관 리 역 전 산 기¦ MANAGING STATION COMPUTER¦ 유 지 보 수 전 산 기¦ MAINTENCE WORK STATION¦ 연 선 전 화¦ WAY SIDE TELEPHONE¦ 토 크 백¦ TALK BACK¦ Vmh¦ VMT¦ 환급기¦ V M 수 신 기¦ V M 송 신 기¦ 출 입 구 및 환 승 통 로 안 내 게 시 기¦ L¦ 환 급 기¦ NONE¦ 범 례 표¦ S = NONE¦ 1/300¦ 77¦ 78¦ 79¦ 80¦ 81¦ 82¦ 83¦ 84¦ 85¦ 86¦ 87¦ 88¦ 89¦ 90¦ 91¦ 92¦ 93¦ 94¦ 95¦ 96¦ 97¦ 98¦ 99¦ 100¦ 101¦ 102¦ 103¦ 104¦ 105¦ 106¦ 107¦ 108¦ 109¦ 111¦ 110¦ 112¦ 도면번호¦ 구 분¦ 도 면 명¦ 축 척¦ 도면번호¦ 구 분¦ 축 척¦ 도면번호¦ 구 분¦ 축 척¦ NONE¦ NONE¦ NONE¦ NONE¦ NONE¦ 도 면 명¦ 도 면 명¦ NONE¦ NONE¦ NONE¦ 도 면 목 록 표-2¦ NONE¦ 도 면 목 록 표-2¦ S = NONE¦ NONE¦ 공통상세도¦ 네트워크장비 통신기기실 실장도¦ 서지보호기 상세도¦ DU 시스템 상세도¦ OPDP 상세도¦ RRU 시스템 상세도¦ OFD 24C 상세도¦ FDF 24C 상세도¦ 실내안테나 설치상세도¦ 옥상안테나폴[5M] 상세도¦ 옴니 안테나 상세도¦ RACK 접지상세도¦ 수공 상세도[1/2]¦ 수공 상세도[2/2]¦ 수공철개 상세도¦ PIPING 상세도[1/3]¦ PIPING 상세도[2/3]¦ PIPING 상세도[3/3]¦ TERMINAL BOX 상세도¦ 접지함 상세도¦ WALL PULLBOX DETAIL¦ 방송설비 설치 상세도¦ 천정형 P/T BRACKET 설치 상세도¦ RACK 바닥고정 설치상세도¦ 광점퍼코드[OJC]상세도¦ 카메라 설치 상세도¦ 출입통제시스템 설치 상세도¦ 114¦ NONE¦ 115¦ 116¦ 117¦ 118¦ 119¦ 120¦ 121¦ 122¦ 123¦ 124¦ 125¦ 126¦ 열차무선용 철관주 상세도¦ NONE¦ NONE¦ NONE¦ NONE¦ 127¦ NONE¦ 128¦ NONE¦ 129¦ NONE¦ 130¦ NONE¦ 131¦ NONE¦ 132¦ NONE¦ 133¦ NONE¦ 134¦ NONE¦ 135¦ NONE¦ 136¦ NONE¦ T1001002-001¦ T1001003-001¦ 차량기지구내 현황도¦ T9203032-001¦ 차량기지구내 통신회선 구성도¦ T9203075-001¦ 종합관리 및 복지후생동 CIRCUIT WIRING SYSTEM DIAGRAM / 신설[1/3]¦ 종합관리 및 복지후생동 CIRCUIT WIRING SYSTEM DIAGRAM / 신설[2/3]¦ 종합관리 및 복지후생동 CIRCUIT WIRING SYSTEM DIAGRAM / 신설[3/3]¦ T9203026-001¦ T9203026-002¦ T9203026-003¦ T9203026-004¦ T9203026-005¦ T9203026-006¦ T9203079-007¦ T9203079-008¦ 관제센터 랙 배치도¦ 차량기지 노드 랙 배치도¦ T9203075-001¦ T9203075-002¦ CCC L3스위치 인터페이스 구성도¦ 차량기지 L3스위치 인터페이스 구성도¦ T4009934-001¦ T4009934-002¦ T4009934-003¦ 1/2000¦ 1/2000¦ NONE¦ NONE¦ NONE¦ NONE¦ NONE¦ 1/300¦ 1/300¦ 1/300¦ 1/300¦ T4009934-004¦ T4009934-005¦ T4009934-006¦ T4009934-007¦ T4009934-008¦ T4009934-009¦ 종합관리 및 복지후생동 열차무선설비 지붕 및 옥탑층 평면도¦ 1/300¦ 검사고 열차무선설비 지하1층 평면도¦ 1/600¦ 검사고 열차무선설비 지상2층 평면도¦ 1/600¦ T4009934-010¦ T4009934-011¦ 토공안테나폴(5M) 기초상세도¦ GPS 안테나 설치 상세도¦ T9203038-001¦ T9203038-002¦ T9203038-003¦ T9203038-004¦ T9203038-005¦ T9203038-006¦ T9203038-007¦ T9203038-008¦ T9203038-009¦ T9203038-010¦ T9203038-011¦ T9203038-012¦ T9203038-013¦ T9203038-014¦ T9203038-015¦ T9203038-016¦ T9203038-017¦ T9203038-018¦ T9203038-019¦ T9203038-020¦ T9203038-021¦ T9203038-022¦ T9203038-023¦ T9203038-024¦ T9203038-025¦ T9203038-026¦ T9203038-027¦ T9203038-028¦ T9203038-029¦ PACING HANDSET (WALL TYPE) 상세도¦ 종합관리 및 복지후생동 구내통신설비 CABLE WIRING DIAGRAM (1/3)¦ 종합관리 및 복지후생동 구내통신설비 CABLE WIRING DIAGRAM (2/3)¦ 종합관리 및 복지후생동 구내통신설비 지하1층 신설평면도¦ 종합관리 및 복지후생동 구내통신설비 지상1층 신설평면도¦ 종합관리 및 복지후생동 구내통신설비 지상2층 신설평면도¦ 종합관리 및 복지후생동 구내통신설비 지상3층 신설평면도¦ 종합관리 및 복지후생동 구내통신설비 지상4층 신설평면도¦ 종합관리 및 복지후생동 구내통신설비 지상5층 신설평면도¦ 1/200¦ 주공장 CIRCUIT WIRING SYSTEM DIAGRAM¦ NONE¦ 주공장 구내통신설비 CABLE WIRING DIAGRAM¦ NONE¦ 주공장 구내통신설비 지하1층 신설평면도¦ 1/600¦ 주공장 구내통신설비 지상1층 신설평면도 (1/2)¦ 1/600¦ 주공장 구내통신설비 지상1층 신설평면도 (2/2)¦ 1/600¦ 검사고 CIRCUIT WIRING SYSTEM DIAGRAM¦ NONE¦ 검사고 구내통신설비 CABLE WIRING DIAGRAM¦ NONE¦ 검사고 구내통신설비 지하1층 신설평면도¦ 검사고 구내통신설비 지상1층 신설평면도¦ 검사고 구내통신설비 지상2층 신설평면도¦ 검사고 구내통신설비 지상3층 신설평면도¦ 차량기지 부속동 CIRCUIT WIRING SYSTEM DIAGRAM (1/2)¦ NONE¦ 차량기지 부속동 구내통신 & 방송설비 CABLE WIRING DIAGRAM (1/2)¦ NONE¦ 차량기지 부속동 구내통신 & 방송설비 신설평면도 (차륜전삭고)¦ 1/200¦ 차량기지 부속동 구내통신 & 방송설비 신설평면도 (변전소)¦ 1/200¦ 차량기지 부속동 구내통신 & 방송설비 신설평면도 (모타카고)¦ 1/200¦ 차량기지 부속동 구내통신 & 방송설비 신설평면도 (폐수처리장)¦ 1/100¦ 1/400¦ 차량기지 부속동 구내통신 & 방송설비 신설평면도 (차체자동세척고)¦ 1/100¦ 차량기지 부속동 구내통신 & 방송설비 신설평면도 (기취고)¦ 1/200¦ 배관설치 상세도¦ NONE¦ 차량기지 부속동 구내통신 & 방송설비 신설평면도 (중정비쎈타-1)¦ 차량기지 부속동 CIRCUIT WIRING SYSTEM DIAGRAM (2/2)¦ NONE¦ 종합관리 및 복지후생동 기계실 CABLE WIRING DIAGRAM¦ 1/400¦ 차량기지 부속동 구내통신 & 방송설비 신설평면도 (중정비쎈타-2)¦ 차량기지 부속동 구내통신 & 방송설비 신설평면도 (종합창고)¦ 1/400¦ 차량기지 부속동 구내통신 & 방송설비 CABLE WIRING DIAGRAM (2/2)¦ NONE¦ NONE¦ NONE¦ 주공장 구내통신설비 지상2층 신설평면도 (1/2)¦ 1/600¦ 주공장 구내통신설비 지상2층 신설평면도 (2/2)¦ 1/600¦ 종합관리 및 복지후생동 RACK 실장도 (2,450W)¦ 주공장 RACK 실장도 (1,350W)¦ 검사고 RACK 실장도 (1,450W)¦ NONE¦ 검사고 통신기계실 및 운전취급실 RACK 실장도¦ NONE¦ 종합관리 및 복지후생동 구내통신설비 CABLE WIRING DIAGRAM (3/3)¦ 검사고 통신기계실 기기배치도¦ 1/100¦ 종합관리 및 복지후생동 구내통신설비 지하1층 철거평면도¦ 종합관리 및 복지후생동 구내통신설비 지상1층 철거평면도¦ 종합관리 및 복지후생동 구내통신설비 지상2층 철거평면도¦ 종합관리 및 복지후생동 구내통신설비 지상3층 철거평면도¦ 종합관리 및 복지후생동 구내통신설비 지상4층 철거평면도¦ 종합관리 및 복지후생동 구내통신설비 지상5층 철거평면도¦ 종합관리 및 복지후생동 구내통신설비 지하2층 신설평면도¦ 종합관리 및 복지후생동 구내통신설비 지하2층 철거평면도¦ 종합관리 및 복지후생동 지상3층 기기 기계실배치도¦ 종합관리 및 복지후생동 지상4층 종합사령실 기계실배치도¦ 1/200¦ 주공장 구내통신설비 지하1층 철거평면도¦ 주공장 구내통신설비 지상1층 철거평면도 (1/2)¦ 주공장 구내통신설비 지상1층 철거평면도 (2/2)¦ 주공장 구내통신설비 지상2층 철거평면도 (1/2)¦ 주공장 구내통신설비 지상2층 철거평면도 (2/2)¦ 검사고 구내통신설비 지하1층 철거평면도¦ 검사고 구내통신설비 지상1층 철거평면도¦ 검사고 구내통신설비 지상2층 철거평면도¦ 검사고 구내통신설비 지상3층 철거평면도¦ 차량기지 부속동 구내통신설비 철거평면도 (차륜전삭고)¦ 1/200¦ 차량기지 부속동 구내통신설비 철거평면도 (변전소)¦ 1/200¦ 차량기지 부속동 구내통신설비 철거평면도 (모타카고)¦ 1/200¦ 차량기지 부속동 구내통신설비 철거평면도 (폐수처리장)¦ 1/100¦ 1/400¦ 차량기지 부속동 구내통신설비 철거평면도 (차체자동세척고)¦ 1/100¦ 차량기지 부속동 구내통신설비 철거평면도 (기취고)¦ 1/200¦ 차량기지 부속동 구내통신설비 철거평면도 (중정비쎈타-1)¦ 1/400¦ 차량기지 부속동 구내통신설비 철거평면도 (중정비쎈타-2)¦ 차량기지 부속동 구내통신설비 철거평면도 (종합창고)¦ 1/400¦ 검사고 방송설비 지하1층 신설평면도¦ 검사고 방송설비 지상1층 신설평면도¦ 검사고 방송설비 지상2층 신설평면도¦ 검사고 방송설비 지상3층 신설평면도¦ 검사고 방송설비 CABLE WIRING DIAGRAM¦ NONE¦ 주공장 방송설비 지하1층 신설평면도¦ 주공장 방송설비 지상1층 신설평면도 (1/2)¦ 주공장 방송설비 지상1층 신설평면도 (2/2)¦ 주공장 방송설비 지상2층 신설평면도 ¦ 주공장 방송설비 CABLE WIRING DIAGRAM¦ NONE¦ 종합관리 및 복지후생동 방송설비 지하1층 신설평면도¦ 종합관리 및 복지후생동 방송설비 지상1층 신설평면도¦ 종합관리 및 복지후생동 방송설비 지상2층 신설평면도¦ 종합관리 및 복지후생동 방송설비 지상3층 신설평면도¦ 종합관리 및 복지후생동 방송설비 지상4층 신설평면도¦ 종합관리 및 복지후생동 방송설비 지상5층 신설평면도¦ 종합관리 및 복지후생동 방송설비 지하2층 신설평면도¦ 종합관리 및 복지후생동 방송설비 CABLE WIRING DIAGRAM (1/2)¦ 종합관리 및 복지후생동 방송설비 CABLE WIRING DIAGRAM (2/2)¦ T9203038-030¦ 75¦ 도면목록표-2¦ T1001002-002¦ NONE¦ T9203026-007¦ T9203026-008¦ T9203026-009¦ T9203026-010¦ T9203026-011¦ T9203026-012¦ NONE¦ NONE¦ NONE¦ NONE¦ NONE¦ NONE¦ 1/300¦ 1/300¦ 1/300¦ 1/300¦ 1/300¦ 1/300¦ 1/300¦ 1/300¦ 1/300¦ 1/300¦ 1/300¦ 1/300¦ 1/300¦ 1/300¦ 1/300¦ 1/300¦ T7001034-013¦ T7001034-014¦ T7001034-011¦ T7001034-012¦ T7001034-009¦ T7001034-010¦ T7001034-007¦ T7001034-008¦ T7001034-005¦ T7001034-006¦ T7001034-003¦ T7001034-004¦ T7001034-001¦ T7001034-002¦ 1/300¦ 1/300¦ 1/300¦ 1/300¦ T7003034-001¦ T7003034-002¦ T7003034-003¦ T7003034-004¦ T7003034-005¦ T7003034-006¦ T7003034-007¦ T9203066-001¦ T9203066-002¦ T9203026-013¦ T9203026-014¦ T9203026-015¦ T7001034-015¦ T7001034-016¦ T7001034-017¦ T7001034-018¦ T7001034-019¦ T7001034-020¦ T7001034-021¦ T7001034-022¦ T7001034-023¦ T7001034-024¦ 1/600¦ 1/600¦ 1/600¦ 1/600¦ 1/600¦ T7003034-008¦ T7003034-009¦ T7003034-010¦ T7003034-011¦ 1/600¦ 1/600¦ 1/600¦ 1/600¦ T9203026-016¦ T9203026-017¦ T9203026-018¦ T7001034-025¦ T7001034-026¦ T7001034-027¦ T7001034-028¦ T7001034-029¦ T7001034-030¦ T7001034-031¦ T7001034-032¦ 1/600¦ 1/600¦ 1/600¦ 1/600¦ 1/600¦ 1/600¦ 1/600¦ 1/600¦ T7003034-012¦ T7003034-013¦ T7003034-014¦ T7003034-015¦ 1/600¦ 1/600¦ 1/600¦ 1/600¦ T9203066-003¦ T9203026-019¦ T9203026-020¦ T9203026-021¦ T9203026-022¦ T7001034-033¦ T7001034-034¦ T7001034-035¦ T7001034-036¦ T7001034-037¦ T7001034-038¦ T7001034-039¦ T7001034-040¦ T7001034-041¦ T7001034-042¦ T7001034-043¦ T7001034-044¦ T7001034-045¦ T7001034-046¦ T7001034-047¦ T7001034-048¦ T7001034-049¦ T7001034-050¦ 113¦ NONE¦ NONE¦ 137¦ 138¦ 139¦ 140¦ NONE¦ NONE¦ NONE¦ NONE¦ T9203038-031¦ T9203038-032¦ T9203038-033¦ T9203038-034¦ T9203038-035¦ 141¦ 142¦ 143¦ 144¦ 145¦ 도 면 목 록 표-1¦ T¦ 1¦ 0¦ 0¦ 1¦ 0¦ 0¦ 2¦ 0¦ 0¦ 1¦ 차량기지¦ 도 면 목 록 표-1¦ NONE¦ 서울시메트로9호선(주) 대체투자(신호 및 통신설비) 타당성조사, 기본 및 실시설계 용역¦ 실 시 설 계 도 면¦ 2019. 03. ¦ [ 통신 설비-905정거장 ]¦ (주)안세기술 컨소시엄¦ 서울시메트로 9호선(주)¦
| 1단계_정거장 - 복사본 | 1단계_정거장 - 복사본 | 039. T7009934-002 901정거장 출입통제설비 지상2층 철거평면도.dwg | C/R¦ CONSOLE¦ ACU¦ CCTV¦ \A1;10,000¦ \A1;8,000¦ \A1;8,000¦ \A1;6,980¦ \A1;5,200¦ \A1;26,000¦ \A1;8,000¦ \A1;8,000¦ \A1;8,000¦ \A1;8,000¦ \A1;8,000¦ \A1;8,000¦ \A1;8,000¦ \A1;8,000¦ \A1;90,200¦ \A1;10,800¦ \A1;3,200¦ \A1;5,000¦ \A1;3,000¦ \A1;5,000¦ \A1;200¦ \A1;4,100¦ \A1;3,900¦ \A1;3,600¦ \A1;4,400¦ \A1;7,600¦ \A1;2,400¦ \A1;8,000¦ \A1;6,000¦ \A1;13,800¦ \A1;200¦ \A1;4,500¦ \A1;12,200¦ \A1;5,000¦ \A1;4,000¦ \A1;4,000¦ vmh¦ X14¦ X15¦ X16¦ X17¦ X18¦ X19¦ X20¦ X21¦ X22¦ Y00¦ Y01¦ Y02¦ Y03¦ Y04¦ X22¦ S L O P E¦ S L O P E¦ %%248100 FLOOR DRAIN-2개소¦ X23¦ X24¦ X25¦ 전기창고¦ 전기작업실¦ 통신작업실¦ 통신창고¦ 전 기 실¦ 신호작업실¦ 신호창고¦ 여실승기관사¦ (승무대기실)¦ 실승기관사¦ (승무대기실)¦ 통신기계실¦ 운영기관사¦ 편의점¦ 발매기실¦ 비상발전기실¦ CO2 실¦ 용역원대기실¦ 안전 관리실¦ 대 합 실¦ 복 도¦ UP¦ DN¦ UP¦ DN¦ DN¦ DN¦ DN¦ 내부계단 1¦ 내부E/V¦ 화장실¦ 통합분소¦ 갱의실(여)¦ DN¦ DN¦ OPEN¦ 갱의실(남)¦ ~연결통로지붕~¦ 추락방지용 난간 설치¦ (16) UTP Cat.5E 4Px2조 (출입통제)¦ UTP Cat.5E 4Px2조 (출입통제)¦ (16) UTP Cat.5E 4Px2조 (출입통제)¦ UTP Cat.5E 4Px8조 (출입통제)¦ DOWN TO 통신기계실 ACCESS FLOOR¦ TRAY (300x100)¦ UTP Cat.5E 4Px2조 (출입통제)¦ (16) UTP Cat.5E 4Px2조 (출입통제)¦ 901정거장 출입통제설비 지상2층 철거 평면도¦ 901정거장 출입통제설비 지상2층 철거 평면도¦ S = 1 / 400¦ 1/400¦ 지하철 901정거장¦ 개화¦ 김포공항¦ T¦ 7¦ 0¦ 0¦ 9¦ 9¦ 3¦ 4¦ 2¦ 0¦ 0¦ P¦
| 1단계_정거장 - 복사본 | 1단계_정거장 - 복사본 | 001~003. T1001001~003 917 정거장 목록표,범례도, 표지,간지.dwg | T¦ 1¦ 0¦ 0¦ 1¦ 0¦ 0¦ 3¦ 0¦ 0¦ 1¦ (공통 상세도)¦ 공통¦ T¦ 1¦ 0¦ 0¦ 0¦ 0¦ 0¦ 0¦ 0¦ 0¦ 0¦ 네트워크장비 통신기기실 실장도¦ 서지보호기 상세도¦ DU 시스템 상세도¦ DU RACK 상세도¦ RRU 시스템 상세도¦ OFD 48C 상세도¦ OFD 24C 상세도¦ FDF 48C 상세도¦ 실내안테나 설치상세도¦ 옥상안테나폴[5M] 상세도¦ 옴니 안테나 상세도¦ 정류기 상세도¦ RACK 접지상세도¦ 수공 상세도[1/2]¦ 수공 상세도[2/2]¦ 수공철개 상세도¦ PIPING 상세도[1/3]¦ PIPING 상세도[2/3]¦ PIPING 상세도[3/3]¦ TERMINAL BOX 상세도¦ 접지함 상세도¦ WALL PULLBOX DETAIL¦ 여자화장실 INTERPHONE DETAIL¦ RACK 바닥고정 설치상세도¦ 광점퍼코드[OJC]상세도¦ 도면번호¦ 구 분¦ 도 면 명¦ 축 척¦ 도면번호¦ 구 분¦ 축 척¦ 도면번호¦ 구 분¦ 축 척¦ 1¦ 2¦ 도면목록표¦ NONE¦ 3¦ NONE¦ 4¦ NONE¦ 5¦ NONE¦ 6¦ 7¦ 8¦ 1/100¦ 9¦ 10¦ 11¦ 12¦ 13¦ 14¦ 15¦ 16¦ 17¦ 18¦ 19¦ 20¦ 21¦ 22¦ 23¦ 24¦ 25¦ 26¦ 도 면 명¦ 도 면 명¦ 1/600¦ NONE¦ 도 면 목 록 표¦ NONE¦ 도 면 목 록 표¦ S = NONE¦ 917정거장 CIRCUIT WIRING SYSTEM DIAGRAM / 신설¦ 917정거장 종합무선중계,열차무선설비 DIAGRAM¦ NONE¦ NONE¦ NONE¦ NONE¦ NONE¦ NONE¦ NONE¦ NONE¦ NONE¦ NONE¦ NONE¦ NONE¦ NONE¦ NONE¦ 정거장 통신설비 계통도¦ 범례도¦ 917정거장 ¦ 27¦ 28¦ 29¦ 30¦ 31¦ 32¦ 33¦ 34¦ 35¦ 917정거장 통신기계실 기기배치도 및 바닥 TRAY 설치도¦ 36¦ 37¦ 38¦ 39¦ 40¦ 41¦ 42¦ 43¦ 44¦ 공통상세도¦ 45¦ 46¦ NONE¦ NONE¦ NONE¦ NONE¦ NONE¦ 47¦ 48¦ 49¦ 50¦ 51¦ 52¦ 53¦ 54¦ 55¦ 56¦ 57¦ 58¦ 59¦ 60¦ 61¦ 62¦ 63¦ 64¦ 65¦ 66¦ 67¦ 68¦ 69¦ 70¦ 71¦ 72¦ 73¦ 74¦ NONE¦ NONE¦ NONE¦ NONE¦ NONE¦ NONE¦ NONE¦ NONE¦ NONE¦ NONE¦ NONE¦ NONE¦ NONE¦ NONE¦ NONE¦ 심 볼¦ 명 칭¦ 비 고¦ 심 볼¦ 명 칭¦ 비 고¦ ( 36 )¦ ATT¦ 관 로 케 이 블 포 설 (신설)¦ GND¦ MGB¦ 직 매 케 이 블 포 설¦ 트 라 후 내 포 설¦ 천 장 노 출 배 관¦ 케 이 블 접 속¦ 바 닥 배 관¦ 전 선 관 규 격¦ 전 선 관 상 향¦ 전 선 관 하 향¦ 전 선 관 통 과¦ 분 전 반¦ U T P 단 자 함¦ 주 접 지 단 자 함¦ 접 지 단 자 함¦ 천 장 형 풀 박 스¦ 기 설 천 장 형 풀 박 스¦ 벽 부 형 풀 박 스¦ 아 웃 레 트 박 스¦ 인 공¦ 수 공 (신 설)¦ 모 듈 러 잭 (R J - 4 5)¦ 구 내 전 화¦ 역 간 직 통 전 화¦ 사 령 전 화¦ 키 폰 전 화 모 장 치¦ 키 폰 전 화 자 장 치¦ 인 터 폰 자 장 치¦ 모 사 전 송 장 치¦ 콜 폰¦ T V 단 자¦ 장 애 자 용 유 도 음 향 장 치¦ 증 폭 기¦ 천 장 형 스 피 커 (3 W)¦ 벽 부 형 스 피 커 (3 W)¦ 벽 부 형 스 피 커 (3 W)¦ 천 장 형 스 피 커 (5 W)¦ 벽 부 형 스 피 커 (5 W)¦ 컬 럼 형 스 피 커 (20 W)¦ 음 량 조 절 기¦ H I V 1 . 5 ㎟ x 3 조¦ 안 테 나¦ 카 메 라¦ 펜 틸 트 카 메 라¦ 열 차 행 선 안 내 게 시 기¦ 부 모 시 계¦ 자 시 계¦ 사 각 시 계¦ M¦ 방 송 단 자 함¦ P¦ P¦ KP¦ KP¦ H¦ M¦ G¦ PA AMP¦ T¦ 기 설 벽 부 형 풀 박 스¦ INT¦ H o r n 스 피 커 (30 W)¦ 4D¦ AMP¦ T V 분 배 기¦ T V 증 폭 기¦ C/R¦ ACU¦ 출 입 통 제 자 장 치¦ 출 입 통 제 주 장 치¦ 종 단 저 항¦ (200x200x100)¦ (400x500x150)¦ 심 볼¦ 명 칭¦ 비 고¦ SMS¦ ATVM¦ AAM¦ AGM¦ 자 동 발 매 기¦ 자 동 정 산 기¦ 역 단 위 전 산 기¦ 개 집 표 기¦ 케 이 블 트 레 이¦ 일 반 전 화 (국선)¦ KT¦ ATTENUATOR 포함¦ 수치규격표시¦ 수치규격표시¦ 분 배 기¦ D¦ 승 강 장 천 장 노 출 배 관¦ (36) : 수치규격표시¦ 인터폰¦ 모장치¦ 인 터 폰 모 장 치¦ MSC¦ MWS¦ 시스템박스¦ 컬 럼 형 스 피 커 (10 W)¦ INSTALLATION OF DUCT SYSTEM¦ INSTALLATION OF DIRECTBURIED CABLE¦ INSTALLATION OF TROUGH SYSTEM¦ CABLE TRAY¦ CABLE IN CONDUIT CELING EXPOSED¦ CABLE JOINT¦ CABLE IN CONDUIT FLOOR EXPOSED¦ CONDUIT SIZE¦ CONDUIT GOING UPWARD¦ CONDUIT GOING DOWNWARD¦ CONDUIT PASSING¦ POWER DISTRIBUTION BOARD¦ UTP TERMINAL BOX¦ PUBLIC ADDRESS TERMINAL BOX¦ MAIN GROUND BOX¦ EARTH TERMINAL BOX¦ CEILING PULL BOX¦ CEILING PULL BOX¦ WALL PULL BOX¦ WALL PULL BOX¦ MODULAR JACK¦ SYSTEM BOX¦ INTERIOR TELEPHONE¦ MAGNETIC TELEPHONE¦ DISPATCH TELEPHONE¦ KEYPHONE MASTER¦ KEYPHONE SLAVE¦ AUTOMATIC TELEPHONE¦ INTERPHONE MASTER¦ INTERPHONE SLAVE¦ FACSIMILE¦ CALL PHONE¦ OUTLET FOR TV¦ AMPLIFILER¦ SPEAKER (CEILING MOUNTED TYPE)¦ SPEAKER (WALL MOUNTED TYPE)¦ SPEAKER (WALL MOUNTED TYPE)¦ SPEAKER (CEILING MOUNTED TYPE)¦ SPEAKER (WALL MOUNTED TYPE)¦ SPEAKER (COLUMN MOUNTED TYPE)¦ SPEAKER (COLUMN MOUNTED TYPE)¦ SPEAKER (HORN MOUNTED TYPE)¦ ATTENUATOR¦ DISTRIBUTOR FOR TV¦ BOOSTER FOR TV¦ CAMERA FOR CCTV¦ PANTILTED CAMERA¦ DISPLAY FOR TRAIN DESTINATION INDICATION¦ REPEAT ELETRIC CLOCK¦ SLAVE ELECTRIC CLOCK (WALL MOUNTED TYPE)¦ INDEPENDENCE OUTSIDE CLOCK¦ ACCESS CONTROL UNIT¦ CARD READER¦ ANTENNA¦ DISTRIBUTOR FOR RADIO COMMUNICATION¦ DUMMY LOAD¦ STATION MONITORING SYSTEM¦ AUTOMATIC TICKET VENDING MACHINE¦ AUTOMATIC ADD FARE MACHINE¦ AUTOMATIC GATE MACHINE¦ CABLE IN CONDUIT CELING EXPOSED FOR PALTFORM¦ OUTLET BOX¦ Man Hole¦ Hand Hole¦ 토크백¦ 모장치¦ 토 크 백 모 장 치¦ TALK BACK MASTER¦ 수 공 (기 설)¦ H¦ Hand Hole¦ 관 로 케 이 블 포 설 (기설)¦ INSTALLATION OF DUCT SYSTEM¦ 콤바이너¦ c¦ COMBINER¦ 소 방 무 선 접 속 단 자 함¦ RADIO TERMINAL CONNECTION BOX FOR THE FIRE¦ 관 리 역 전 산 기¦ MANAGING STATION COMPUTER¦ 유 지 보 수 전 산 기¦ MAINTENCE WORK STATION¦ 연 선 전 화¦ WAY SIDE TELEPHONE¦ 토 크 백¦ TALK BACK¦ Vmh¦ VMT¦ 환급기¦ V M 수 신 기¦ V M 송 신 기¦ 출 입 구 및 환 승 통 로 안 내 게 시 기¦ L¦ 환 급 기¦ 범 례 도¦ NONE¦ 범 례 표¦ S = NONE¦ 서지보호기 상세도¦ DU 시스템 상세도¦ OPDP 상세도¦ RRU 시스템 상세도¦ OFD 48C 상세도¦ FDF 48C 상세도¦ 실내안테나 설치상세도¦ 옴니 안테나 상세도¦ RACK 접지상세도¦ PIPING 상세도[1/3]¦ PIPING 상세도[2/3]¦ PIPING 상세도[3/3]¦ TERMINAL BOX 상세도¦ 접지함 상세도¦ WALL PULLBOX DETAIL¦ 여자화장실 INTERPHONE DETAIL¦ RACK 바닥고정 설치상세도¦ 광점퍼코드[OJC]상세도¦ 방송설비 설치 상세도¦ 천정형 P/T BRACKET 설치 상세도¦ 자시계 외형도¦ 카메라 설치 상세도¦ 행선안내 표시기 외형도¦ 행선안내 표시기 현장 설치도¦ 출입구 및 환승통로 게시기 상세도¦ 출입통제시스템 설치 상세도¦ 종합무선중계설비 상세도¦ 발매기 설치 상세도¦ AFC PIPING DETAIL¦ AGM CHANEL BASE 설치 상세도¦ 무선통신 외부단자 및 공시청 안테나 설치 상세도¦ T1001002-001¦ T1001003-001¦ T1001004-001¦ 917정거장 CIRCUIT WIRING SYSTEM DIAGRAM / 철거¦ T1001026-001¦ T1001026-002¦ 917정거장 종합무선중계설비 지하1층 평면도¦ 917(노량진) 역사노드 랙 배치도¦ 917정거장 역사 L3스위치 인터페이스 구성도¦ T4009924-001¦ T9103026-001¦ T9103075-001¦ T9103066-001¦ GPS 안테나 설치 상세도¦ T9103038-001¦ T9103038-002¦ T9103038-003¦ T9103038-004¦ T9103038-005¦ T9103038-006¦ T9103038-007¦ T9103038-008¦ T9103038-009¦ T9103038-010¦ T9103038-011¦ T9103038-012¦ T9103038-013¦ T9103038-014¦ T9103038-015¦ T9103038-016¦ T9103038-017¦ T9103038-018¦ T9103038-019¦ T9103038-020¦ T9103038-021¦ T9103038-022¦ T9103038-023¦ T9103038-024¦ T9103038-025¦ T9103038-026¦ T9103038-027¦ T9103038-028¦ T9103038-029¦ T9103038-030¦ T9103038-031¦ T9103038-032¦ 917정거장 통신기계실 & 안전관리실 CABLE WIRING DIAGRAM¦ 917정거장 AFC SYSTEM DIAGRAM ¦ 917정거장 AFC CABLE WIRING DIAGRAM ¦ 917정거장 출입통제설비 CABLE WIRING DIAGRAM ¦ 917정거장 출입통제설비 CABLE WIRING DIAGRAM / 철거¦ T7001034-001¦ T7001034-002¦ T7001034-003¦ T7001034-004¦ T7001034-005¦ T7001034-006¦ T7001034-007¦ T7001034-008¦ T7005034-001¦ T7005034-002¦ T7005034-003¦ T7005034-004¦ T7005034-005¦ T7005034-006¦ T7005034-007¦ T7005034-008¦ T1001026-003¦ T1001026-004¦ T1001026-005¦ T1001026-006¦ T1001026-007¦ T1001026-008¦ T1001026-009¦ T1001026-010¦ T1001026-011¦ T1001026-012¦ T1001026-013¦ T9103066-002¦ T9103066-003¦ T9103066-004¦ 917정거장 AFC SYSTEM DIAGRAM / 철거¦ T7003034-001¦ T7003034-002¦ T7003034-003¦ T7003034-004¦ 917정거장 AFC설비 지하1층 장비배치도 ¦ T7009934-001¦ T7009934-002¦ T7009934-003¦ T7009934-004¦ 917정거장 출입통제설비 지하1층 평면도 (1/2) ¦ 1/400¦ 917정거장 AFC CABLE WIRING DIAGRAM / 철거¦ 917정거장 AFC설비 지하1층 장비배치도 / 철거 ¦ 917정거장 안전관리실 기기배치도 및 바닥 TRAY 설치도¦ 1/50¦ 1/600¦ 1/600¦ 917정거장 COMMUNICATION CABLE WIRING DIAGRAM¦ 917정거장 전화설비 지하1층 신설평면도 (1/2)¦ 917정거장 CCTV,TDI,시계설비 CABLE WIRING DIAGRAM¦ 917정거장 CCTV,TDI,시계설비 지하1층 신설평면도 (1/2)¦ 917정거장 전화설비 지하1층 신설평면도 (2/2)¦ 917정거장 전화설비 지하2층 신설평면도(1/2)¦ 917정거장 전화설비 지하2층 신설평면도(2/2)¦ 917정거장 전화설비 지하1층 철거평면도 (1/2)¦ 917정거장 전화설비 지하1층 철거평면도 (2/2)¦ 917정거장 전화설비 지하2층 철거평면도(1/2)¦ 917정거장 전화설비 지하2층 철거평면도(2/2)¦ 917정거장 CCTV,TDI,시계설비 지하1층 신설평면도 (2/2)¦ 917정거장 CCTV,TDI,시계설비 지하2층 신설평면도(1/2)¦ 917정거장 CCTV,TDI,시계설비 지하2층 신설평면도(2/2)¦ 917정거장 CCTV,TDI,시계설비 지하1층 철거평면도 (1/2)¦ 917정거장 CCTV,TDI,시계설비 지하1층 철거평면도 (2/2)¦ 917정거장 CCTV,TDI,시계설비 지하2층 철거평면도(1/2)¦ 917정거장 CCTV,TDI,시계설비 지하2층 철거평면도(2/2)¦ 917정거장 방송설비 지하1층 신설평면도 (2/2)¦ 917정거장 방송설비 지하2층 신설평면도(1/2)¦ 917정거장 방송설비 지하2층 신설평면도(2/2)¦ 917정거장 방송설비 지하1층 신설평면도 (1/2)¦ 917정거장 방송설비 CABLE WIRING DIAGRAM¦ NONE¦ NONE¦ NONE¦ NONE¦ NONE¦ NONE¦ NONE¦ NONE¦ NONE¦ NONE¦ NONE¦ 1/400¦ 1/400¦ 1/400¦ 1/400¦ 1/400¦ 1/400¦ 1/400¦ 1/400¦ 1/400¦ 1/400¦ 1/400¦ 1/400¦ 1/400¦ 1/400¦ 1/400¦ 1/400¦ 1/400¦ 1/400¦ 1/400¦ 1/400¦ 917정거장 AFC설비 지하1층 평면도 ¦ T5001034-001¦ 1/400¦ 917정거장 출입통제설비 지하1층 평면도 (2/2) ¦ 1/400¦ 917정거장 출입통제설비 지하1층 철거평면도 (1/2) ¦ 1/400¦ 917정거장 출입통제설비 지하1층 철거평면도 (2/2) ¦ 1/400¦ 75¦ 76¦ 77¦ 78¦ 79¦ 80¦ T¦ 공통¦ 1¦ 0¦ 0¦ 1¦ 0¦ 0¦ 2¦ 0¦ 0¦ 1¦ 서울시메트로9호선(주) 대체투자(신호 및 통신설비) 타당성조사, 기본 및 실시설계 용역¦ 실 시 설 계 도 면¦ 2019. 03. ¦ [ 통신 설비-917정거장 ]¦ (주)안세기술 컨소시엄¦ 서울시메트로 9호선(주)¦ 서울시메트로9호선(주) 대체투자(신호 및 통신설비) 타당성조사, 기본 및 실시설계 용역¦ 실 시 설 계 도 면¦ 2019. 03. ¦ [ 통신 설비-905정거장 ]¦ (주)안세기술 컨소시엄¦ 서울시메트로 9호선(주)¦ (917 정거장)¦
| 1단계_정거장 - 복사본 | 1단계_정거장 - 복사본 | 039. T4009934-002 908정거장 종합무선중계설비 지하2층 평면도.dwg | 2D¦ HFC-12D-FR (신설)¦ -¦ T¦ 0¦ 0¦ 0¦ 0¦ 0¦ 0¦ 0¦ 0¦ 0¦ 0¦ \A1;1,100¦ \A1;1,100¦ \A1;3,100¦ \A1;3,100¦ \A1;15,000¦ \A1;20,000¦ \A1;165,000¦ \A1;7,500¦ \A1;7,500¦ \A1;7,500¦ \A1;7,500¦ \A1;7,500¦ \A1;7,500¦ \A1;7,500¦ \A1;7,500¦ \A1;7,500¦ \A1;7,500¦ \A1;7,500¦ \A1;7,500¦ \A1;7,500¦ \A1;7,500¦ \A1;25,000¦ \A1;22,500¦ \A1;37,500¦ \A1;22,500¦ \A1;22,500¦ \A1;22,700¦ \A1;7,150¦ \A1;7,150¦ T¦ 0¦ 0¦ 0¦ 0¦ 0¦ 0¦ 0¦ 0¦ 0¦ 0¦ 가양¦ 증미¦ 등촌¦ HFC-12D-FR (신설)¦ HFC-12D-FR (신설)¦ HFC-12D-FR (신설)¦ 2D¦ HFC-12D-FR (신설)¦ 3D¦ 임대상가1¦ 임대상가2¦ UTP 4Px1조 (라디오 송수신제어)¦ DOWN TO 지하 3층¦ TRAY (900x150)¦ UTP 4Px1조 (라디오 송수신제어)¦ UP TO 지하 1층¦ TRAY (900x150)¦ UTP Cat.5E 4Px1조 (라디오 송수신제어)¦ 예비실¦ UTP Cat.5E 4Px1조 (라디오 송수신제어)¦ (P12:300x300x200)¦ (28) HFC-12D-FR (콘솔내접속단자)¦ (28) HFC-12D-FR (대합실 복합통신)¦ (28) HFC-12D-FR (콘솔내접속단자)¦ (28) HFC-12D-FR (대합실 복합통신)¦ (28) HFC-12D-FR (콘솔내접속단자)¦ (28) HFC-12D-FR (대합실 복합통신)¦ UP TO 지하 1층¦ TRAY (900x150)¦ HFC-22D-FR (승강장 복합통신)¦ HFC-12D-FR (대합실 복합통신)¦ HFC-12D-FR (콘솔내접속단자)¦ DOWN TO 지하 3층¦ HFC-22D-FR (승강장 복합통신)¦ TRAY (900x150)¦ (P11:200x200x100)¦ (P10:200x200x100)¦ (P9:200x200x100)¦ (P8:200x200x100)¦ P¦ TO: 콘솔내접속단자 ¦ P¦ P¦ P¦ P¦ STA.9km840.167¦ 908 정거장¦ 내부계단3¦ 내부엘리베이터1¦ UP¦ DN¦ DN¦ DN¦ DN¦ 내부엘리베이터2¦ 내부계단5¦ 내부계단2¦ 내부계단1¦ 내부계단4¦ 오수펌프실¦ 편의점¦ DN¦ 화장실¦ 공조기계실¦ 발매기실¦ 안전관리실¦ 대합실¦ 독서실¦ DN¦ DN¦ DN¦ DN¦ Y05¦ Y03¦ Y08¦ Y04¦ Y00¦ X11¦ X10¦ X08¦ X07¦ X06¦ X05¦ X03¦ X02¦ X01¦ X26¦ X25¦ X24¦ X23¦ X22¦ X21¦ X20¦ X19¦ X18¦ X17¦ X16¦ X15¦ X14¦ X13¦ X12¦ X09¦ X04¦ X00¦ 908정거장 열차무선설비 지하2층 평면도¦ 908정거장 열차무선설비 지하2층 평면도¦ S = 1 / 600¦ 1/600¦ 가양¦ 증미¦ 등촌¦ T¦ 4¦ 0¦ 0¦ 9¦ 9¦ 2¦ 4¦ 0¦ 0¦ 2¦ P¦
| 1단계_정거장 - 복사본 | 1단계_정거장 - 복사본 | 026. T7003034-001 911정거장 방송설비 지하1,2층 신설평면도 (1_2).dwg | PA AMP¦ \A1;7,330¦ \A1;7,330¦ \A1;500¦ \A1;3,880¦ \A1;7,830¦ \A1;3,880¦ \A1;7,830¦ \A1;23,420¦ \A1;500¦ \A1;5,630¦ \A1;8,370¦ \A1;5,630¦ \A1;28,000¦ \A1;8,370¦ \A1;7,777¦ \A1;7,500¦ \A1;7,500¦ \A1;7,500¦ \A1;3,750¦ \A1;30,000¦ \A1;5,000¦ \A1;5,000¦ \A1;5,000¦ \A1;5,000¦ \A1;5,000¦ \A1;5,000¦ \A1;5,000¦ \A1;5,000¦ \A1;5,000¦ \A1;14,000¦ \A1;6,500¦ \A1;7,500¦ \A1;7,500¦ \A1;28,000¦ \A1;14,000¦ \A1;6,500¦ DN¦ OPEN¦ OPEN¦ 상부OPEN¦ S = 1 / 400¦ 903정거장 방송설비 지하1층 신설평면도(2/2)¦ 1/400¦ 904정거장 방송설비 지하1층 신설평면도 (1/2)¦ 0¦ 0¦ 0¦ -¦ 0¦ 0¦ 0¦ 0¦ (기설활용)¦ -¦ T¦ 7¦ 0¦ 0¦ 3¦ 0¦ 3¦ 4¦ 0¦ 1¦ 6¦ TRAY (900x150)¦ HIV 1.5㎟x4조 (승강장SP)¦ A¦ (16) HIV 1.5㎟x4조 (승강장SP)¦ (16) HIV 1.5㎟x2조 (지하1층SP)¦ B¦ (16) HIV 1.5㎟x4조 (승강장SP)¦ C¦ TRAY (900x150)¦ HIV 1.5㎟x4조 (승강장SP)¦ D¦ DOWN TO 지하3층¦ DOWN TO 지하3층¦ : (16) HIV 1.5㎟x2조¦ NOTE¦ : (16) HIV 1.5㎟x5조¦ : (16) HIV 1.5㎟x6조¦ : (22) HIV 1.5㎟x7조¦ : (22) HIV 1.5㎟x8조¦ : (22) HIV 1.5㎟x10조¦ : (16) HIV 1.5㎟x4조¦ : (16) HIV 1.5㎟x3조¦ 지하1층 평면도¦ KEY PLAN¦ 22,777¦ 33,750¦ 7,500¦ 86,527¦ X10¦ X11¦ X12¦ X13¦ X14¦ X09¦ X08¦ X07¦ X06¦ X05¦ X04¦ X01¦ X02¦ X00¦ X03¦ Y00¦ Y01¦ Y03¦ Y05¦ Y06¦ DN¦ DN¦ 공조기계실1¦ 비상전원실¦ CO2실¦ 전기실¦ 창 고¦ 통신기계실¦ 안전관리실¦ 복 도¦ 화장실¦ 외부출입구1¦ 방범셔터¦ 외부엘리베이터1¦ 911 정거장¦ STA.12km615.167¦ X12¦ X13¦ X14¦ X15¦ X16¦ Y-08¦ Y-07¦ Y-06¦ Y-05¦ Y-04¦ Y-03¦ OPEN¦ DN¦ 내부계단¦ 외부엘리베이터1¦ (16) HIV 1.5㎟x2조¦ (16) HIV 1.5㎟x2조¦ MATCH LINE DWG No. "S1-TA-S11-DB-014-0"¦ (16) HIV 1.5㎟x2조¦ DOWN TO 지하2층¦ 방송단자함¦ [10P]¦ (P2:100x100x100)¦ (P1:100x100x100)¦ (P6:100x100x100)¦ (P7:100x100x100)¦ (16) HIV 1.5㎟x2조¦ UP TO 지하1층¦ (16) HIV 1.5㎟x2조¦ (16) HIV 1.5㎟x2조¦ D¦ C¦ B¦ B¦ A¦ (22) HIV 1.5㎟x10조¦ (P3:100x100x100)¦ E¦ (P5:100x100x100)¦ (P4:100x100x100)¦ (P8:100x100x100)¦ (P9:100x100x100)¦ 홀¦ E¦ UTP Cat.5E 4Px1조 (화재탐지용)¦ UL 2464 AMESB 24AWG 16Cx2조 (PA)¦ UL 2464 AMESB 24AWG 4Cx1조 (PA)¦ CPEV 0.9/5Px1조 (PA)¦ UTP Cat.5E 4Px1조 (자동방송, 근접화재)¦ 지상E/L¦ 벽부형 스피커 이동¦ 임대상가4¦ 임대상가2¦ 임대상가1¦ 벽부형 3W (지하2층) : 5 EA¦ 천정형 3W (지하2층) : 29 EA¦ 천정형 3W (지하1층) : 8 EA¦ 지하철 911정거장¦ 염창¦ 신목동¦ 선유도¦ S = 1 / 400¦ 911정거장 방송설비 지하1,2층 신설평면도(1/2)¦ 1/400¦ 911정거장 방송설비 지하1.2층 신설평면도¦ (1/2)¦ (기설활용)¦ T¦ 7¦ 0¦ 0¦ 3¦ 0¦ 3¦ 4¦ 0¦ 0¦ 1¦ P¦
| 1단계_정거장 - 복사본 | 1단계_정거장 - 복사본 | 039. T5001034-001 911정거장 AFC설비 지하2층 평면도__완료(완전).dwg | GND¦ SMS¦ \A1;7,330¦ \A1;7,330¦ \A1;500¦ \A1;3,880¦ \A1;7,830¦ \A1;3,880¦ \A1;7,830¦ \A1;23,420¦ \A1;500¦ \A1;7,777¦ \A1;7,500¦ \A1;7,500¦ \A1;7,500¦ \A1;7,500¦ \A1;7,500¦ \A1;7,500¦ \A1;5,000¦ \A1;5,000¦ \A1;5,000¦ \A1;5,000¦ \A1;5,000¦ \A1;5,000¦ \A1;5,000¦ \A1;2,608¦ \A1;30,000¦ \A1;27,608¦ \A1;5,000¦ \A1;5,000¦ \A1;5,000¦ \A1;5,000¦ \A1;5,000¦ \A1;5,000¦ \A1;5,000¦ \A1;5,000¦ \A1;5,000¦ D¦ 22,777¦ 62,500¦ {\C0;7,500}¦ 165,277¦ X10¦ X11¦ X12¦ X13¦ X14¦ X15¦ X16¦ X17¦ X18¦ X19¦ X20¦ X21¦ X22¦ X23¦ X24¦ X09¦ X08¦ X07¦ X06¦ X05¦ X04¦ X01¦ X02¦ X00¦ X03¦ Y00¦ Y01¦ Y03¦ Y05¦ Y06¦ DN¦ DN¦ DN¦ 물탱크실¦ 공조기계실1¦ 비상전원실¦ CO2실¦ 전기실¦ 창 고¦ 통신기계실¦ 안전관리실¦ 복 도¦ 편의점¦ 이동통신기계실¦ 용역원대기실¦ 화장실¦ 발매기실¦ UP¦ DN¦ 방범셔터¦ 911 정거장¦ STA.12km615.167¦ 정산기 ¦ 정산기 ¦ S/W HUB¦ TRAY (통신)¦ DOWN TO 통신기계실 ACCESS FLOOR¦ M¦ L¦ D¦ J¦ I¦ G¦ H¦ I¦ DN¦ OPEN¦ OPEN¦ FTP Cat.5E 4Px1조 (정산기 COMMS)¦ F-GV 4.0㎟x1조 (정산기 GND)¦ HFCO 3C/4.0㎟x1조 (정산기 POWER)¦ UTP Cat.5E 4Px1조 (정산기 INT)¦ (28)¦ (28)¦ (100x100x100)¦ (28) HFCO 2C/4.0㎟x1조 (EM GATE#1)¦ (22) UTP Cat.5E 4Px1조 (EM GATE#1 INT)¦ F-GV 4.0㎟x1조 (발매기 GND)¦ HFCO 3C/4.0㎟x1조 (발매기 POWER)¦ UTP Cat.5E 4Px2조 (발매기 INT)¦ FTP Cat.5E 4Px2조 (발매기 COMMS)¦ F7 DUCT¦ I¦ H¦ TRAY (통신)¦ F-GV 4.0㎟x3조 (발매기,정산기,게이트 GND)¦ HFCO 3C/4.0㎟x5조 (발매기,정산기,게이트 POWER)¦ FTP Cat.5E 4Px8조 (발매기,정산기,게이트 COMMS)¦ FR-CVVS 4C/2.5㎟x1조 (DPC)¦ UTP Cat.5E 4Px3조 (발매기,정산기 INT)¦ HFCO 2C/4.0㎟x1조 (EM GATE#2)¦ UTP Cat.5E 4Px1조 (EM GATE#2 INT)¦ E¦ G¦ F7-DUCT¦ F-GV 4.0㎟x1조 (게이트 GND)¦ HFCO 3C/4.0㎟x3조 (게이트 POWER)¦ FTP Cat.5E 4Px5조 (게이트 COMMS)¦ FR-CVVS 4C/2.5㎟x1조 (DPC)¦ E¦ (28) HFCO 2C/4.0㎟x1조 (EM GATE#2)¦ (22) UTP Cat.5E 4Px1조 (EM GATE#2 INT)¦ TRAY (통신)¦ K¦ K¦ TRAY (통신)¦ FTP Cat.5E 4Px1조 (통신기계실~S/W HUB)¦ K¦ 환급기¦ C¦ (28)¦ (28)¦ C¦ 외부출입구3¦ FTP Cat.5E 4Px1조 (통신기계실~S/W HUB)¦ HFCO 3C/4.0㎟x2조 (SMS,S/W HUB POWER)¦ TRAY (통신)¦ DOWN TO 통신기계실 ACCESS FLOOR¦ FTP Cat.5E 4Px1조 (통신기계실~S/W HUB)¦ UTP Cat.5E 4Px5조 (발매기,정산기,환급기 INT)¦ UTP Cat.5E 4Px2조 (EM GATE#1,2 INT)¦ HFCO 3C/4.0㎟x2조 (SMS,S/W HUB POWER)¦ F¦ F¦ F7-DUCT¦ F-GV 4.0㎟x1조 (게이트 GND)¦ HFCO 3C/4.0㎟x1조 (게이트 POWER)¦ FTP Cat.5E 4Px1조 (게이트 COMMS)¦ FR-CVVS 4C/2.5㎟x1조 (DPC)¦ F-GV 4.0㎟x1조 (환급기 GND)¦ HFCO 3C/4.0㎟x1조 (환급기 POWER)¦ UTP Cat.5E 4Px1조 (환급기 INT)¦ FTP Cat.5E 4Px1조 (환급기 COMMS)¦ F-GV 4.0㎟x4조 (발매기,정산기,환급기,게이트 GND)¦ HFCO 3C/4.0㎟x6조 (발매기,정산기,환급기,게이트 POWER)¦ FTP Cat.5E 4Px9조 (발매기,정산기,환급기,게이트 COMMS)¦ FR-CVVS 4C/2.5㎟x1조 (DPC)¦ UTP Cat.5E 4Px4조 (발매기,정산기,환급기 INT)¦ HFCO 2C/4.0㎟x1조 (EM GATE#2)¦ UTP Cat.5E 4Px1조 (EM GATE#2 INT)¦ F¦ UTP Cat.5E 4Px5조 (발매기,정산기,환급기 INT)¦ UTP Cat.5E 4Px2조 (EM GATE#1,2 INT)¦ FTP Cat.5E 4Px9조 (발매기,정산기,환급기,게이트 COMMS)¦ UTP Cat.5E 4Px5조 (발매기,정산기,환급기 INT)¦ HFCO 3C/4.0㎟x2조 (SMS,S/W HUB POWER)¦ F-GV 4.0㎟x4조 (발매기,정산기,환급기,게이트 GND)¦ HFCO 3C/4.0㎟x6조 (발매기,정산기,환급기,게이트 POWER)¦ FR-CVVS 4C/2.5㎟x1조 (DPC)¦ HFCO 2C/4.0㎟x1조 (EM GATE#2)¦ J¦ F7-DUCT¦ F-GV 4.0㎟x1조 (게이트 GND)¦ HFCO 3C/4.0㎟x3조 (게이트 POWER)¦ FTP Cat.5E 4Px6조 (게이트 COMMS)¦ FR-CVVS 4C/2.5㎟x1조 (DPC)¦ B¦ B¦ A¦ B¦ A¦ L¦ DOWN TO AFC 접지단자함¦ F-GV 4.0㎟x6조 (발매기,정산기,환급기,게이트,SMS,S/WHUB GND)¦ M¦ DOWN TO 분전반¦ HFCO 3C/4.0㎟x10조 (발매기,정산기,환급기, 게이트 POWER) ¦ TRAY (통신)¦ TRAY (통신)¦ 911정거장 AFC설비 지하2층 평면도¦ 911정거장 AFC설비 지하2층 평면도¦ S = 1 / 400¦ 1/400¦ 지하철 911정거장¦ 염창¦ 신목동¦ 선유도¦ T¦ 5¦ 0¦ 0¦ 1¦ 0¦ 3¦ 4¦ 0¦ 0¦ 1¦
| 1단계_정거장 - 복사본 | 1단계_정거장 - 복사본 | 006. T1001026-002 904정거장 CIRCUIT WIRING SYSTEM DIAGRAM_철거.dwg | KT¦ IP¦ G¦ D¦ T¦ 1¦ 0¦ 0¦ 0¦ 0¦ 0¦ 0¦ 0¦ 0¦ 0¦ 통신기계실¦ 통신기계실¦ 공조기계실-1¦ 안전관리실¦ 공조기계실-2¦ 이동통신기계실¦ 화장실(여)¦ 전기실¦ 기능실복도¦ 발매기실 1,2¦ 화장실(남,여)¦ 장애자화장실¦ 임대상가 (1,2,3)¦ 용역원대기실, 창고¦ 승강장 INT¦ 소방외부 무선통신 보조설비¦ 경찰통신설비¦ O/F(SM) FM RADIO¦ POWER DISTRIBUTION¦ O/F(SM)¦ O/F(SM)¦ FM 광전송장치¦ UPS¦ EQUIP¦ MULTI¦ COMM¦ CCTV¦ 광화상전송장치¦ MATRIX¦ RACK¦ TV광전송장치¦ 부모시계¦ To: NEXT STATION¦ O/F(SM)¦ O/F(SM)¦ To: KT¦ DATA¦ 배 선 반¦ E¦ Ports¦ T¦ SUB ADM¦ TEL¦ SPCM¦ KT¦ 전력사령¦ 운전사령¦ 방재사령¦ 통신사령¦ FAX¦ Data Line (전력)¦ Data Line¦ Data Line¦ Data Line¦ Data Line (AFC)¦ Data Line (통신)¦ Data Line (방재)¦ Data Line (운전)¦ SMS¦ AGM¦ AAM¦ ATVM¦ IP¦ 인터폰¦ 모장치¦ P.A AMP¦ x2¦ x2¦ x4¦ 지하1층 (대합실) x 46¦ 지하2층 (승강장상선) x 21¦ 지하2층 (승강장하선) x 21¦ G¦ G¦ G¦ G¦ G¦ 지하2층 (승강장상선) x 2¦ 지하2층 (승강장하선) x 2¦ AFC x 6, ESC x 12, ELEV x 8, 화장실 x 1¦ 지하1층 (기능실) x 2¦ 지하2층 (승강장 상,하선) x 4¦ CCTV¦ CONSOLE¦ 공간화상 [승강장 차량기지방향] x 1¦ 지하1층¦ (복합통신ANT)¦ 소방외부 무선통신 보조설비¦ HFC-22D-FR¦ HFC-12D-FR¦ 본선터널 (승강장) RFCL-42D-광대역¦ 본선터널 (승강장) RFCL-42D-광대역¦ D¦ POWER LINE¦ x8¦ INT¦ T¦ T¦ PSD실 (상선)¦ x11¦ x2¦ x2¦ L¦ O¦ E¦ T¦ L¦ O¦ 편의점¦ x2¦ 비상전원실¦ T¦ T¦ x2¦ x4¦ x8¦ x2¦ 14x¦ 2x¦ x4¦ x2¦ x2¦ ELEV¦ PSD실 (하선)¦ 지하1층 (대합실)¦ INT¦ x2¦ x6¦ Data Line¦ O/F(SM) 열차무선¦ 열차무선¦ C¦ 출입통제¦ x2¦ C/R¦ C/R¦ C/R¦ C/R¦ INT¦ x2¦ 이동통신실¦ (VOICE)¦ FXO/FXS¦ &¦ Ethernet Port¦ PAN/TILT x 1 (지하1층 대합실)¦ 비품창고¦ 904정거장 CIRCUIT WIRING SYSTEM DIAGRAM / 철거¦ S = NONE¦ IP¦ 본선터널 (승강장) RFCL-42D-광대역¦ 본선터널 (승강장) RFCL-42D-광대역¦ D¦ 배 선 반¦ M/D¦ x2¦ 공간화상 [승강장 강남방향] x 1¦ 환급기¦ x2¦ CCTV¦ 광화상전송장치¦ MATRIX¦ RACK¦ TV 광수신기¦ DATA¦ M/D¦ E¦ Ports¦ T¦ &¦ (VOICE)¦ SUB ADM¦ TEL¦ SPCM¦ 전력사령¦ 통신사령¦ Data Line (전력)¦ Data Line¦ Data Line¦ Data Line¦ Data Line (AFC)¦ Data Line (통신)¦ Data Line (방재)¦ Data Line (운전)¦ P.A AMP¦ L¦ O¦ 배 선 반¦ 출입통제¦ 운전사령¦ E¦ T¦ L¦ O¦ Data Line (신호)¦ FXO/FXS¦ Ethernet Port¦ MULTI¦ COMM¦ EQUIP¦ FM광전송장치¦ 열차무선¦ O/F(SM) FM RADIO, 지상파DMB¦ 소방외부 무선통신 보조설비¦ 소방 무선통신 보조설비¦ 철거¦ 철거¦ 철거¦ 철거¦ 904정거장 CIRCUIT WIRING SYSTEM DIAGRAM / 철거¦ NONE¦ 공항시장¦ 신방화¦ 마곡나루¦ T¦ 1¦ 0¦ 0¦ 1¦ 0¦ 2¦ 6¦ 0¦ 0¦ 2¦
| 1단계_정거장 - 복사본 | 1단계_정거장 - 복사본 | 043. T7009934-004 906정거장 출입통제설비 지하1층 철거 평면도(2_2).dwg | C/R¦ KEY PLAN¦ \A1;7500¦ \A1;7500¦ \A1;7500¦ \A1;7500¦ \A1;7500¦ \A1;7500¦ \A1;7500¦ \A1;7500¦ \A1;7500¦ \A1;7500¦ \A1;7500¦ \A1;4500¦ \A1;7500¦ \A1;7500¦ \A1;124500¦ \A1;7500¦ \A1;7500¦ \A1;7500¦ \A1;9750¦ \A1;9750¦ \A1;19500¦ \A1;6850¦ \A1;2900¦ \A1;6850¦ \A1;2900¦ 공조기계실2¦ 운영원대기실¦ 변 전 실¦ 보조통신실¦ 용역창고¦ 용역대기실¦ CO2실¦ 비상전원실¦ 전 기 실¦ 복 도¦ 물탱크실¦ UP¦ (16) UTP Cat.5E 4Px2조 (출입통제)¦ (16) UTP Cat.5E 4Px2조 (출입통제)¦ MATCH LINE DWG No. "S1-TA-S06-DB-017-1.dwg"¦ (16) UTP Cat.5E 4Px2조 (출입통제)¦ 906정거장 출입통제설비 지하1층 철거 평면도 (2/2)¦ S = 1 / 400¦ X16¦ X17¦ X18¦ X19¦ X20¦ X21¦ X22¦ X11¦ X12¦ X13¦ X14¦ X15¦ X26¦ X27¦ X28¦ X23¦ X24¦ X25¦ Y00¦ Y02¦ Y03¦ Y06¦ Y04¦ UTP Cat.5E 4Px4조 (출입통제)¦ UTP Cat.5E 4Px2조 (출입통제)¦ UTP Cat.5E 4Px4조 (출입통제)¦ 906정거장 출입통제설비 지하1층 철거 평면도 (2/2)¦ 1/400¦ 지하철 906정거장¦ 마곡나루¦ 양천향교¦ 가양¦ T¦ 7¦ 0¦ 0¦ 9¦ 9¦ 3¦ 4¦ 4¦ 0¦ 0¦ P¦
| 1단계_정거장 - 복사본 | 1단계_정거장 - 복사본 | 031. T7003034-002 915정거장 방송설비 지하1층 신설평면도 (2_2).dwg | CONSOLE¦ \A1;8,600¦ \A1;8,600¦ \A1;24,800¦ \A1;7,500¦ \A1;7,500¦ \A1;4,900¦ \A1;4,900¦ \A1;82,500¦ \A1;95,041¦ \A1;12,541¦ \A1;7,400¦ \A1;3,800¦ \A1;5,000¦ \A1;6,000¦ \A1;6,690¦ \A1;6,150¦ \A1;5,000¦ \A1;5,000¦ \A1;5,000¦ \A1;5,000¦ \A1;5,000¦ \A1;5,000¦ \A1;5,000¦ \A1;5,000¦ \A1;5,000¦ \A1;5,000¦ \A1;5,000¦ \A1;5,000¦ S = 1 / 400¦ 903정거장 방송설비 지하1층 신설평면도(2/2)¦ 1/400¦ 904정거장 방송설비 지하1층 신설평면도 (1/2)¦ 0¦ 0¦ 0¦ -¦ 0¦ 0¦ 0¦ 0¦ (기설활용)¦ -¦ T¦ 7¦ 0¦ 0¦ 3¦ 0¦ 3¦ 4¦ 0¦ 1¦ 6¦ MATCH LINE DWG No. "S1-TA-S15-DB-013-0"¦ : (16) HIV 1.5㎟x2조¦ NOTE¦ : (16) HIV 1.5㎟x5조¦ : (16) HIV 1.5㎟x6조¦ : (22) HIV 1.5㎟x7조¦ : (22) HIV 1.5㎟x8조¦ : (22) HIV 1.5㎟x10조¦ : (16) HIV 1.5㎟x4조¦ : (16) HIV 1.5㎟x3조¦ KEY PLAN¦ X24¦ X25¦ X26¦ X27¦ X28¦ X29¦ X30¦ X31¦ Y06¦ Y05¦ Y03¦ Y02¦ Y01¦ Y00¦ Y04¦ X14¦ X15¦ X16¦ X17¦ X18¦ X19¦ X20¦ X21¦ X22¦ X23¦ OPEN¦ DN¦ 5호선 대합실¦ (기존)¦ 역무실(5호선)¦ UP¦ DN¦ DN¦ DN¦ DN¦ UP¦ 발매기실2¦ 대합실¦ 안전관리실¦ 물탱크실¦ 공조기계실¦ 기존출입구 확장¦ 외부출입구4¦ 내부계단5¦ 내부계단4¦ 내부계단2¦ 내부계단3¦ 방범셔터설치¦ 5호선 대합실¦ (기존)¦ 9호선¦ 5호선¦ (신설)¦ (기존)¦ 915 정거장¦ 901M¦ STA.17km195.823¦ 750M¦ 9호선¦ (신설)¦ 5호선 대합실¦ (기존)¦ CPEV 0.9/5Px1조 (PA)¦ UTP Cat.5E 4Px1조 (화재탐지용)¦ DOWN TO 안전관리실 ACCESS FLOOR¦ (P8:200x200x100) ¦ P9: (200x200x100) ¦ A¦ A¦ A¦ P7:(200x200x100) ¦ TRAY (600x150)¦ UL 2464-AMESB 24AWG 16Cx2조 (PA)¦ UL 2464-AMESB 24AWG 4Cx1조 (PA)¦ A¦ (16) UTP Cat.5E 4Px1조 (화재탐지용)¦ (22) UL 2464-AMESB 24AWG 16Cx2조 (PA)¦ (16) UL 2464-AMESB 24AWG 4Cx1조 (PA)¦ (16) UTP Cat.5E 4Px1조 (자동방송, 근접화재)¦ (16) CPEV 0.9/5Px1조 (PA)¦ B¦ UTP Cat.5E 4Px1조 (자동방송, 근접화재)¦ B¦ 벽부형 스피커 이동¦ 벽부형 3W : 2 EA¦ 천정형 3W : 21 EA¦ 지하철 915정거장¦ 국회의사당¦ 여의도¦ 샛강¦ S = 1 / 400¦ 915정거장 방송설비 지하1층 신설평면도(2/2)¦ 1/400¦ 915정거장 방송설비 지하1층 신설평면도 (2/2)¦ (기설활용)¦ T¦ 7¦ 0¦ 0¦ 3¦ 0¦ 3¦ 4¦ 0¦ 0¦ 2¦ P¦
| 1단계_정거장 - 복사본 | 1단계_정거장 - 복사본 | 035. T7005034-006 919정거장 CCTV,TDI,시계설비 지하1층 철거평면도 (2_2).dwg | C/R¦ {\C0;vmh}¦ CONSOLE¦ \A1;4,250¦ \A1;3,100¦ \A1;5,000¦ \A1;5,000¦ \A1;3,750¦ \A1;7,500¦ \A1;7,500¦ \A1;7,500¦ \A1;7,500¦ \A1;7,500¦ \A1;7,500¦ \A1;7,500¦ \A1;7,500¦ \A1;5,000¦ \A1;5,000¦ \A1;5,000¦ \A1;5,000¦ \A1;23,200¦ \A1;13,600¦ \A1;4,250¦ \A1;7,350¦ \A1;7,350¦ \A1;4,250¦ \A1;7,100¦ \A1;6,500¦ L¦ (철거)¦ S = 1 / 400¦ 901정거장 CCTV,TDI,시계,출입통제설비 지하1층 철거평면도(1/2)¦ 903정거장 CCTV,TDI,시계,출입통제설비,¦ 지하1층 철거평면도(2/2)¦ S = 1 / 400¦ 925정거장 CCTV,TDI,시계설비 지하2층 철거평면도(1/2)¦ 925정거장 CCTV,TDI,시계설비 지하2층¦ 철거평면도(1/2)¦ L1¦ KEY PLAN¦ E/V¦ E/V¦ A¦ TRAY (300x100)¦ FR-CV 3C/4.0㎟x4조 (TDI POWER)¦ UL 2919-AMESB 24AWG 4Px4조 (TDI)¦ FR-CV 3C/4.0㎟x1조 (CA POWER)(철거)¦ ECX 5C-2Vx15조 (CAMERA)(기존활용)¦ UTP Cat.5E 4Px4조 (CONSOLE)¦ HIV 2.5㎟x2조 (CL POWER)(철거)¦ FR-CVVSB 10C/1.5㎟x1조 (PAN TILT)(철거)¦ UTP Cat.5E 25Px1조 (CONSOLE)¦ D¦ TRAY (600x150)¦ FR-CV 3C/4.0㎟x4조 (TDI POWER)¦ UTP Cat.5E 4Px8조 (TDI)¦ UL 2919-AMESB 24AWG 4Px4조 (TDI)¦ UTP Cat.5E 4Px4조 (CONSOLE)¦ UTP Cat.5E 25Px1조 (CONSOLE)¦ UTP Cat.5E 4Px8조 (TDI)¦ E¦ FR-CV 3C/4.0㎟x4조 (TDI POWER)¦ UL 2919-AMESB 24AWG 4Px4조 (TDI)¦ UTP Cat.5E 4Px4조 (CONSOLE)¦ HIV 2.5㎟x2조 (CL POWER)(철거)¦ UTP Cat.5E 25Px1조 (CONSOLE)¦ OF-MM-12Core(난연)x4조 (TDI)¦ F¦ FR-CV 3C/4.0㎟x1조 (CA POWER)(철거)¦ ECX 5C-2Vx12조 (CAMERA)(기존활용)¦ HIV 2.5㎟x2조 (CL POWER)(철거)¦ FR-CVVSB 10C/1.5㎟x1조 (PAN TILT)(철거)¦ G¦ UTP Cat.5E 4Px4조 (CONSOLE)¦ FR-CV 3C/4.0㎟x4조 (TDI POWER)¦ OF-MM-12Core(난연)x4조 (TDI)¦ UL 2919-AMESB 24AWG 4Px4조 (TDI)¦ UTP Cat.5E 25Px1조 (CONSOLE)¦ I¦ FR-CV 3C/4.0㎟x1조 (CA POWER)(철거)¦ ECX 5C-2Vx10조 (CAMERA)(기존활용)¦ HIV 2.5㎟x2조 (CL POWER)(철거)¦ FR-CVVSB 10C/1.5㎟x1조 (PAN TILT)(철거)¦ L¦ FR-CVVSB 10C/1.5㎟x1조 (PAN TILT)(철거)¦ FR-CV 3C/4.0㎟x1조 (CA POWER)(철거)¦ K¦ (16) HIV 2.5㎟x2조 (CL POWER)(철거)¦ MATCH LINE DWG No. "S1-TA-S19-DB-017-0"¦ 지상E/L¦ ELE-4¦ 지상E/L¦ (P24:200x200x100)¦ ELE-6¦ (16) ECX 5C-2Vx1조 (CAMERA)(기존활용)¦ (16) ECX 5C-2Vx1조 (CAMERA)(기존활용)¦ (16) ECX 5C-2Vx1조 (CAMERA)(기존활용)¦ UP TO 지상 E/V¦ (16) ECX 5C-2Vx1조 (CAMERA)(기존활용)¦ (16) ECX 5C-2Vx1조 (CAMERA)(기존활용)¦ DOWN TO 지하1층 E/V¦ (22) ECX 5C-2Vx2조 (CAMERA)(기존활용)¦ (16) ECX 5C-2Vx1조 (CAMERA)(기존활용)¦ (16) ECX 5C-2Vx1조 (CAMERA)(기존활용)¦ (16) ECX 5C-2Vx1조 (CAMERA)(기존활용)¦ (P13:300x300x200)¦ (P11:300x300x200)¦ (P10:200x200x100)¦ (P12:200x200x100)¦ (P156:200x200x100)¦ (P20:200x200x100)¦ (P19:150x150x200)¦ (P21:200x200x100)¦ (P26:200x200x100)¦ (P27:200x200x100)¦ (P28:200x200x100)¦ (P30:200x200x100)¦ (P29:200x200x100)¦ (P31:200x200x100)¦ (P23:300x300x200)¦ (P22:200x200x100)¦ ES-2¦ ES-4¦ AGM-1¦ ATVM-1¦ T-1¦ ES-10¦ ELE-3¦ C-2¦ ES-8¦ ES-9¦ ES-7¦ ES-6¦ ELE-5¦ ES-5¦ (28) ECX 5C-2Vx3조 (CAMERA)(기존활용)¦ (28) FR-CV 3C/4.0㎟x1조 (CA POWER)(철거)¦ (36) FR-CVVSB 10C/1.5㎟x1조 (PAN TILT)(철거)¦ (22) ECX 5C-2Vx2조 (CAMERA)(기존활용)¦ (16) ECX 5C-2Vx1조 (CAMERA)(기존활용)¦ (16) ECX 5C-2Vx1조 (CAMERA)(기존활용)¦ (16) ECX 5C-2Vx1조 (CAMERA)(기존활용)¦ (16) ECX 5C-2Vx1조 (CAMERA)(기존활용)¦ (16) ECX 5C-2Vx1조 (CAMERA)(기존활용)¦ DOWN TO 지하 1층 E/V¦ (16) ECX 5C-2Vx1조 (CAMERA)(기존활용)¦ UP TO 지상 E/V¦ (16) ECX 5C-2Vx2조 (CAMERA)(기존활용)¦ (22) ECX 5C-2Vx2조 (CAMERA)(기존활용)¦ (16) ECX 5C-2Vx1조 (CAMERA)(기존활용)¦ (16) ECX 5C-2Vx1조 (CAMERA)(기존활용)¦ (16) ECX 5C-2Vx1조 (CAMERA)(기존활용)¦ (16) ECX 5C-2Vx1조 (CAMERA)(기존활용)¦ (36) ECX 5C-2Vx5조 (CAMERA)(기존활용)¦ (16) ECX 5C-2Vx1조 (CAMERA)(기존활용)¦ A¦ B¦ D¦ E¦ F¦ G¦ I¦ L¦ B¦ (16) HIV 2.5㎟x4조 (CL POWER)(철거)¦ DOWN TO 안전관리실 ACCESS FLOOR¦ TRAY (300x100)¦ FR-CV 3C/4.0㎟x1조 (CA POWER)(철거)¦ ECX 5C-2Vx14조 (CAMERA)(기존활용)¦ FR-CVVSB 10C/1.5㎟x1조 (PAN TILT)(철거)¦ TRAY (300x100)¦ TRAY (300x100)¦ TRAY (300x100)¦ J¦ (16) ECX 5C-2Vx1조 (CAMERA)(기존활용)¦ ECX 5C-2Vx3조 (CAMERA)(기존활용)¦ TRAY (300x100)¦ (16) ECX 5C-2Vx1조 (CAMERA)(기존활용)¦ (P14:200x200x100)¦ J¦ K¦ (P18:200x200x100)¦ (P25:200x200x100)¦ (P17:200x200x100)¦ AGM-2¦ 대합실¦ 안전관리실¦ 발매기실¦ 화 장 실¦ 공조기계실-2¦ 편의점¦ 내부계단2¦ 내부계단3¦ 외부출입구2¦ 외부출입구3¦ 외부출입구4¦ 연결통로¦ UP¦ UP¦ UP¦ UP¦ UP¦ 외부엘리베이터1¦ 외부엘리베이터2¦ DN¦ DN¦ OPEN¦ X30¦ X29¦ X28¦ X27¦ X26¦ X25¦ X24¦ X23¦ X22¦ X21¦ X20¦ X19¦ X18¦ X17¦ X16¦ 93,750¦ Y00¦ Y01¦ Y02¦ Y03¦ Y04¦ Y05¦ Y06¦ 919 정거장¦ STA.21KM280.000¦ 외부출입구1¦ OF-MM-12Core(난연)x4조 (TDI)¦ OF-MM-12Core(난연)x4조 (TDI)¦ UTP Cat.5E 4Px8조 (TDI)¦ UTP Cat.5E 4Px8조 (TDI)¦ (16) ECX 5C-2Vx1조 (CAMERA)(기존활용)¦ P¦ FR-CV 3C/6.0㎟x1조 (LSE POWER)¦ FR-CV 3C/6.0㎟x1조 (LSE POWER)¦ FR-CV 3C/6.0㎟x1조 (LSE POWER)¦ FR-CV 3C/6.0㎟x1조 (LSE POWER)¦ NOTE¦ 1. 광케이블, 전원/접지케이블 (OF-SM-4Core, CV 3C/2.5㎟)¦ 2. 승강장 ANT설치위치: 열차 진행방향 정거장 시종점부에 설치¦ 2. 광케이블, 전원/접지케이블 (OF-SM-8Core, CV 3C/2.5㎟)¦ (28) FR-CV 3C/4.0㎟x1조 (출입구게시기)(철거)¦ (16) UTP Cat 5E 4Px1조 (출입구게시기)(철거)¦ (28) FR-CV 3C/4.0㎟x1조 (출입구게시기)(철거)¦ (16) UTP Cat 5E 4Px1조 (출입구게시기)(철거)¦ (28) FR-CV 3C/4.0㎟x1조 (출입구게시기)(철거)¦ (16) UTP Cat 5E 4Px1조 (출입구게시기)(철거)¦ (28) FR-CV 3C/4.0㎟x1조 (출입구게시기)(철거)¦ (16) UTP Cat 5E 4Px1조 (출입구게시기)(철거)¦ (28) FR-CV 3C/4.0㎟x1조 (출입구게시기)(철거)¦ (16)x2 UTP Cat 5E 4Px2조 (출입구게시기)(철거)¦ (28) FR-CV 3C/4.0㎟x1조 (출입구게시기)(철거)¦ (16) UTP Cat 5E 4Px1조 (출입구게시기)(철거)¦ (28) FR-CV 3C/4.0㎟x1조 (출입구게시기)(철거)¦ (16) UTP Cat 5E 4Px1조 (출입구게시기)(철거)¦ (28) FR-CV 3C/4.0㎟x1조 (출입구게시기)(철거)¦ (16) UTP Cat 5E 4Px1조 (출입구게시기)(철거)¦ M¦ (28) FR-CV 3C/4.0㎟x1조 (출입구게시기)(철거)¦ (16) UTP Cat 5E 4Px1조 (출입구게시기)(철거)¦ M¦ FR-CV 3C/4.0㎟x1조 (출입구게시기)(철거)¦ UTP Cat 5E 4Px1조 (출입구게시기)(철거)¦ (28) FR-CV 3C/4.0㎟x1조 (출입구게시기)(철거)¦ (16) UTP Cat 5E 4Px1조 (출입구게시기)(철거)¦ (28) FR-CV 3C/4.0㎟x1조 (출입구게시기)(철거)¦ (16) UTP Cat 5E 4Px1조 (출입구게시기)(철거)¦ FR-CV 3C/4.0㎟x2조 (출입구게시기)(철거)¦ UTP Cat 5E 4Px3조 (출입구게시기)(철거)¦ FR-CV 3C/4.0㎟x2조 (출입구게시기)(철거)¦ UTP Cat 5E 4Px3조 (출입구게시기)(철거)¦ FR-CV 3C/4.0㎟x2조 (출입구게시기)(철거)¦ UTP Cat 5E 4Px4조 (출입구게시기)(철거)¦ FR-CV 3C/4.0㎟x2조 (출입구게시기)(철거)¦ UTP Cat 5E 4Px4조 (출입구게시기)(철거)¦ 임대상가-1¦ 임대상가-2¦ 임대상가-3¦ (철거)¦ (철거)¦ N¦ N¦ N¦ (16) UTP Cat.5E 4Px2조 (대합실게시기)(기존활용)¦ (28) FR-CV 3C/4.0㎟x1조 (대합실게시기 POWER)(기존활용)¦ E-1¦ UTP Cat.5E 4Px4조 (대합실게시기)(기존활용)¦ FR-CV 3C/4.0㎟x1조 (대합실게시기 POWER)(기존활용)¦ UTP Cat.5E 4Px4조 (대합실게시기)(기존활용)¦ FR-CV 3C/4.0㎟x1조 (대합실게시기 POWER)(기존활용)¦ UTP Cat.5E 4Px4조 (대합실게시기)(기존활용)¦ FR-CV 3C/4.0㎟x1조 (대합실게시기 POWER)(기존활용)¦ E-1¦ FR-CV 3C/4.0㎟x4조 (TDI POWER)¦ UL 2919-AMESB 24AWG 4Px4조 (TDI)¦ UTP Cat.5E 4Px4조 (CONSOLE)¦ HIV 2.5㎟x2조 (CL POWER)(철거)¦ UTP Cat.5E 25Px1조 (CONSOLE)¦ OF-MM-12Core(난연)x4조 (TDI)¦ TRAY (300x100)¦ FR-CV 3C/4.0㎟x1조 (CA POWER)(철거)¦ ECX 5C-2Vx14조 (CAMERA)(기존활용)¦ FR-CVVSB 10C/1.5㎟x1조 (PAN TILT)(철거)¦ UTP Cat.5E 4Px8조 (TDI)¦ FR-CV 3C/6.0㎟x1조 (LSE POWER)¦ (철거)¦ (철거)¦ (철거)¦ (철거)¦ HIV 1.5㎟x4조 (CLOCK)(철거)¦ HIV 1.5㎟x2조 (CLOCK)(철거)¦ HIV 1.5㎟x2조 (CLOCK)(철거)¦ HIV 1.5㎟x2조 (CLOCK)(철거)¦ (16) HIV 1.5㎟x2조 (CLOCK)(철거)¦ (16) HIV 1.5㎟x2조 (CLOCK)(철거)¦ (16) HIV 1.5㎟x4조 (CLOCK)(철거)¦ HIV 1.5㎟x4조 (CLOCK)(철거)¦ (철거)¦ HIV 1.5㎟x4조 (CLOCK)(철거)¦ 지하철 919정거장¦ 노들¦ 중앙대입구¦ 동작¦ 1/400¦ S = 1 / 400¦ 919정거장 CCTV,TDI,시계설비 지하1층 철거평면도(2/2)¦ 919정거장 CCTV,TDI,시계설비 지하1층¦ 철거평면도(2/2)¦ T¦ 7¦ 0¦ 0¦ 5¦ 0¦ 3¦ 4¦ 0¦ 0¦ 6¦ CCTV(기존동축활용)¦ P¦
| 1단계_정거장 - 복사본 | 1단계_정거장 - 복사본 | 050. T7005034-007 913정거장 CCTV,TDI,시계설비 지하3층 신설평면도 (2_2).dwg | G¦ P¦ \A1;88,378¦ \A1;88,378¦ \A1;3,378¦ \A1;7,500¦ \A1;7,500¦ \A1;7,500¦ \A1;7,500¦ \A1;7,500¦ \A1;7,500¦ \A1;7,500¦ \A1;7,500¦ \A1;7,500¦ \A1;7,500¦ \A1;5,000¦ \A1;5,000¦ \A1;21,370¦ \A1;6,750¦ \A1;7,800¦ \A1;6,820¦ TRAY (300x100)¦ UTP CAT.5E 25Px1조 (CONSOLE)¦ UTP CAT.5E 4Px4조 (CONSOLE)¦ FR-CV 3C/6.0㎟x1조 (LSE POWER)¦ UTP Cat.5E 4Px2조 (CL POWER)(신설)¦ F-CV 3C/2.5㎟x1조 (공간화상)(기존활용)¦ OF- SM-4Cx1조 (공간화상)(기존활용)¦ UTP Cat.5E4Px15조 (CAMERA)(신설)¦ OF-SM-8C(난연)x10조(신설) ¦ FR-CV 3C/4.0㎟x10조(신설) ¦ OF-SM-8C(난연)x2조(승강장모니터)(신설) ¦ FR-CV 3C/4.0㎟x2조(승강장모니터)(신설) ¦ MATCH LINE DWG No. "S1-TA-S13-DB-028-0"¦ 정화조¦ KEY PLAN¦ X31¦ X32¦ X33¦ X34¦ X35¦ X36¦ X37¦ X38¦ X39¦ X40¦ X41¦ X42¦ X43¦ Y00¦ Y02¦ Y05¦ Y07¦ Y01¦ Y03¦ Y06¦ Y04¦ UP¦ PSD기계실¦ 내부계단4¦ 913 정거장¦ STA.14km831.097¦ (P41:200x200x100)¦ P-2¦ P-4¦ (P40:300x300x200)¦ (P38:300x300x200)¦ (P39:300x300x200)¦ NOTE¦ 1. 광케이블, 전원/접지케이블 (OF-SM-4Core, CV 3C/2.5㎟)¦ 3. 승강장 ANT설치위치: 열차 진행방향 정거장 시종점부에 설치¦ 2. 광케이블, 전원/접지케이블 (OF-SM-8Core, CV 3C/2.5㎟)¦ vmh¦ vmh¦ (16) OF-SM-8C(난연)x1조(CAMERA) ¦ (16) FR-CV 3C/4.0㎟x1조(CAMERA) ¦ (16) OF-SM-8C(난연)x1조(CAMERA) ¦ (16) FR-CV 3C/4.0㎟x1조(CAMERA) ¦ (16) OF-SM-8C(난연)x1조(CAMERA) ¦ (16) FR-CV 3C/4.0㎟x1조(CAMERA) ¦ (16) OF-SM-8C(난연)x1조(CAMERA) ¦ (16) FR-CV 3C/4.0㎟x1조(CAMERA) ¦ 모니터¦ 하행 승강장¦ (16) OF-SM-8Core(난연)x1조 (모니터)(신설)¦ (28) FR-CV 3C/4.0㎟x1조 (모니터POWER)(신설) ¦ (16) OF-SM-8Core(난연)x1조 (모니터)(신설)¦ (28) FR-CV 3C/4.0㎟x1조 (모니터POWER)(신설) ¦ (16) OF-SM-8Core(난연)x1조 (모니터)(신설)¦ (28) FR-CV 3C/4.0㎟x1조 (모니터POWER)(신설) ¦ FR-CV 3C/4.0㎟x4조 (TDI POWER)(기존활용)¦ UP TO 안전관리실¦ UTP Cat.5E 4Px8조 (TDI)(기존활용)¦ UL 2919-AMESB 24AWG 4Px4조 (TDI)(기존활용)¦ (22) UTP Cat.5E 4Px4조 (TDI)(기존활용)¦ (36) FR-CV 3C/4.0㎟x2조 (TDI POWER)(기존활용)¦ (28) UL 2919-AMESB 24AWG 4Px2조 (TDI)(기존활용)¦ (16) UTP Cat.5E 4Px2조 (TDI)(기존활용)¦ (16) UL 2919-AMESB 24AWG 4Px1조 (TDI)(기존활용)¦ (28) FR-CV 3C/4.0㎟x1조 (TDI POWER)(기존활용)¦ (16) UTP Cat.5E 4Px2조 (TDI)(기존활용)¦ (16) UL 2919-AMESB 24AWG 4Px1조 (TDI)(기존활용)¦ (28) FR-CV 3C/4.0㎟x1조 (TDI POWER)(기존활용)¦ (16) UTP Cat.5E 4Px2조 (TDI)(기존활용)¦ (16) UL 2919-AMESB 24AWG 4Px1조 (TDI)(기존활용)¦ (28) FR-CV 3C/4.0㎟x1조 (TDI POWER)(기존활용)¦ (16) UTP Cat.5E 4Px2조 (TDI)(기존활용)¦ (16) UL 2919-AMESB 24AWG 4Px1조 (TDI)(기존활용)¦ (28) FR-CV 3C/4.0㎟x1조 (TDI POWER)(기존활용)¦ (22) UTP Cat.5E 4Px4조 (TDI)(기존활용)¦ (36) FR-CV 3C/4.0㎟x2조 (TDI POWER)(기존활용)¦ (28) UL 2919-AMESB 24AWG 4Px2조 (TDI)(기존활용)¦ TRAY (600x150)¦ (28) OF-MM-12Core(난연)x1조 (TDI)(기존활용)¦ (28) OF-MM-12Core(난연)x1조 (TDI)(기존활용)¦ (28) OF-MM-12Core(난연)x1조 (TDI)(기존활용)¦ (28) OF-MM-12Core(난연)x1조 (TDI)(기존활용)¦ (28)x2 OF-MM-12Core(난연)x1조x2 (TDI)(기존활용)¦ (28)x2 OF-MM-12Core(난연)x1조x2 (TDI)(기존활용)¦ OF-MM-12Core(난연)x4조 (TDI)(기존활용)¦ 지하철 913정거장¦ 선유도¦ 당산¦ 국회의사당¦ 1/400¦ S = 1 / 400¦ 913정거장 CCTV,TDI,시계설비 지하3층 신설평면도(2/2)¦ 913정거장 CCTV,TDI,시계설비 지하3층¦ 신설평면도(2/2)¦ T¦ 7¦ 0¦ 0¦ 5¦ 0¦ 3¦ 4¦ 0¦ 0¦ 7¦ CCTV(기존동축활용)¦ P¦
| 1단계_정거장 - 복사본 | 1단계_정거장 - 복사본 | 010. T1001026-006 916정거장 종합무선중계,열차무선설비 DIAGRAM.dwg | 기설역사내 종합무선 공중선¦ A¦ B¦ 철거 후 직결¦ 3D¦ RFCL-42D-광대역¦ RFCL-42D-광대역¦ 강¦ 선¦ 널¦ 터¦ &¦ 본¦ 장¦ B3¦ 승¦ 콘솔내 접속단자¦ 안전관리실¦ B1¦ B2¦ RFCL-42D-광대역¦ RFCL-42D-광대역¦ UTP Cat.5E 4Px2조¦ 라디오 송수신제어 ANTENNA¦ 상행¦ 하행¦ 무선호출 및¦ 이동전화 ANT.¦ (예비)¦ 경찰 C3 ANT.¦ (예비)¦ 이동전화 중계기¦ 무선호출 및¦ 경찰 무선중계기¦ 외부접속 단자함¦ 소방무선통신¦ 신호통신기계실 (종합무선중계설비)¦ D¦ 광전변환기¦ 광전송장치¦ 광커플러¦ FM¦ 중계장치¦ HFC-12D-FR¦ HFC-12D-FR¦ MIXER¦ COMBINER¦ COMBINER¦ HFC-12D-FR¦ 대¦ RFCL-42D-광대역¦ RFCL-42D-광대역¦ 강¦ 선¦ 널¦ 터¦ &¦ 본¦ 장¦ B3¦ 승¦ 상¦ 콘솔내 접속단자¦ 안전관리실¦ 임¦ B1¦ 이동통신기계실¦ 합¦ 실¦ 대¦ B2¦ HFC-12D-FR¦ 복합통신 ANTENNA¦ 복합통신 ANTENNA¦ 복합통신 ANTENNA¦ 가¦ HFC-12D-FR¦ 열차무선장치¦ HFC-12D-FR¦ HFC-22D-FR¦ NOTE¦ 심 볼¦ 명 칭¦ 역사시공¦ 본선시공¦ 장비사 공급분¦ c¦ From: 915정거장¦ OF-SM-1Core¦ To: 917정거장¦ OF-SM-1Core¦ RFCL-42D-광대역¦ RFCL-42D-광대역¦ HFC-22D-FR¦ From: 918정거장¦ OF-SM-1Core¦ UTP Cat.5E 4Px2조¦ 라디오 송수신제어 ANTENNA¦ 상행¦ 하행¦ UTP Cat.5E 4Px2조¦ 무선호출 및¦ 이동전화 ANT.¦ (예비)¦ 경찰 C3 ANT.¦ (예비)¦ 이동전화 중계기¦ 무선호출 및¦ 경찰 무선중계기¦ HFC-22D-FR¦ From: 934정거장¦ 외부접속 단자함¦ 소방무선통신¦ 통신기계실 (종합무선중계설비)¦ 광전변환기¦ 광전송장치¦ 광커플러¦ FM¦ 중계장치2¦ HFC-12D-FR¦ HFC-12D-FR¦ MIXER¦ COMBINER¦ D¦ HFC-12D-FR¦ 복합통신 ANTENNA¦ 콘솔내 접속단자¦ 역무관리실¦ OF-SM-1Core¦ HFC-12D-FR¦ 제2,3이동통신사업자기계실¦ 열차무선장치 (기지국,TRS)¦ OF-SM-1Core¦ c¦ To: 정거장¦ 복합통신안테나 및 콤바이너 철거전 주파수 대역 ¦ NOTE¦ RFCL-42D-광대역¦ RFCL-42D-광대역¦ To: 936정거장¦ OF-SM-1Core¦ B1¦ 복합통신 ANTENNA¦ 복합통신 ANTENNA¦ 복합통신 ANTENNA¦ 선¦ 터¦ 본¦ 널¦ RFCL-42D-광대역¦ RFCL-42D-광대역¦ B2¦ 전¦ 실¦ 변¦ 기¦ 실¦ 환¦ 합¦ 실¦ 대¦ 기¦ 실¦ 환¦ From: 934정거장¦ 광전변환기¦ 광전송장치¦ 광커플러¦ DMB¦ 중계장치2¦ OF-SM-1Core¦ To: 936정거장¦ OF-SM-1Core¦ 타사업분¦ RRU¦ I¦ Q¦ 본선터널¦ 철거¦ 신설¦ FM¦ 중계장치1¦ 2D¦ DMB¦ 중계장치1¦ MIXER¦ COMBINER¦ IP MPLS¦ OF-SM-2Core¦ 복합통신ANTENNA 철거 후 설치¦ RFCL-42D-광대역¦ RFCL-42D-광대역¦ RFCL-42D-광대역¦ RFCL-42D-광대역¦ : FM, DMB, TRS, 소방¦ : FM, DMB, TRS, 소방, LTE-R¦ 복합통신안테나 및 콤바이너 철거후 주파수 대역 ¦ LTE-R¦ 교체¦ 4¦ D¦ 1¦ D¦ 2¦ D¦ 3¦ 무선호출 및¦ 이동전화 ANT.¦ (예비)¦ 경찰 C3 ANT.¦ (예비)¦ 이동전화 중계기¦ 무선호출 및¦ 경찰 무선중계기¦ HFC-22D-FR¦ From: 915정거장¦ 외부접속 단자함¦ 소방무선통신¦ 통신기계실 (종합무선중계설비)¦ 광전변환기¦ 광전송장치¦ 광커플러¦ FM¦ 중계장치2¦ HFC-12D-FR¦ HFC-12D-FR¦ MIXER¦ COMBINER¦ D¦ HFC-12D-FR¦ OF-SM-1Core¦ HFC-12D-FR¦ 제2,3이동통신사업자기계실¦ 열차무선장치 (기지국,TRS)¦ OF-SM-1Core¦ c¦ To: 정거장¦ To: 917정거장¦ OF-SM-1Core¦ From: 915정거장¦ 광전변환기¦ 광전송장치¦ 광커플러¦ DMB¦ 중계장치2¦ OF-SM-1Core¦ To: 917정거장¦ OF-SM-1Core¦ RRU¦ 철거¦ 신설¦ FM¦ 중계장치1¦ 2D¦ DMB¦ 중계장치1¦ MIXER¦ COMBINER¦ IP MPLS¦ OF-SM-2Core¦ LTE-R¦ 4¦ D¦ 1¦ D¦ 2¦ D¦ 3¦ 2D¦ 공조기계실-1¦ 2D¦ 대합실¦ 2D¦ 대합실¦ 3D¦ 2D¦ 공조기계실-2¦ 2D¦ 공조기계실-2¦ 2D¦ 2D¦ 공조기계실-1¦ 2D¦ MCC-1¦ 환기실-1¦ 2D¦ 복도¦ 전기실¦ MCC-2¦ 환기실-2¦ 916정거장 종합무선중계,열차무선설비 DIAGRAM¦ 916정거장 종합무선중계,열차무선설비 DIAGRAM¦ S = NONE¦ NONE¦ 여의도¦ 샛강¦ 노량진¦ T¦ 1¦ 0¦ 0¦ 1¦ 0¦ 2¦ 6¦ 0¦ 0¦ 6¦ 2D¦ HFC-12D-FR (신설)¦ -¦ T¦ 0¦ 0¦ 0¦ 0¦ 0¦ 0¦ 0¦ 0¦ 0¦ 0¦
| 1단계_정거장 - 복사본 | 1단계_정거장 - 복사본 | 044. T7005034-001 902정거장 CCTV,TDI,시계설비 지하1층신설평면도(1-3).dwg | L1¦ 향후 연결통로 설치¦ 국내선청사방향¦ DS¦ DS¦ UP¦ UP¦ 장애인용 ¦ ELEV.¦ X¦ 05¦ 00¦ Y¦ 01¦ Y¦ 02¦ Y¦ 03¦ Y¦ 04¦ X¦ 03¦ X¦ 02¦ X¦ 01¦ X¦ X¦ 00¦ X¦ -1¦ X¦ -2¦ X¦ -3¦ Y¦ 04¦ -4¦ X¦ 국내선청사¦ 화장실¦ 상부OPEN¦ 국제선구청사¦ 5호선 김포공항역사¦ 화장실-1¦ 운전취급실¦ 화장실-2¦ 방호용창고¦ 승차권창고-2¦ 비품창고¦ 통신,신호기계실¦ 역무실/매표소¦ 발매기실-3¦ 대 합 실¦ PAID AREA¦ PAID AREA¦ 발매기실-1¦ 공항철도¦ 역무실/매표소¦ 승차권창고-1¦ 휴게공간¦ 휴게공간¦ 급기¦ 배기¦ 5060¦ 7500¦ 7500¦ 7500¦ 7500¦ 7500¦ 7500¦ 7500¦ 7500¦ 7500¦ 지하1층 평면도(대합실층) ¦ 축 척 : 1 / 200¦ P¦ P¦ P¦ 25P¦ 50P¦ PB(200X200X100)¦ PB(200X200X100)¦ C¦ C¦ (28)UTP CAT.5 25P(공중전화B1)¦ C¦ PB(600X600X400)¦ C¦ P¦ P¦ PB(400X400X300)¦ PB(500X500X300)¦ G¦ P¦ H¦ AMP¦ F¦ P¦ INT¦ INT¦ PB(400X400X300)¦ INT¦ UP TO 지상층¦ (16)5C-2V(CCTV)¦ (22)CV3.5 /2C(C.POW)¦ (22)CV3.5 /2C(C.POW)¦ P¦ AMP¦ PB(400X400X300)¦ P¦ WPB¦ PB(400X400X300)¦ WPB(500X300X150)¦ 접지단자함6CCT¦ KT 200P¦ T¦ T¦ 25P¦ (22)5C-HIBTX2(TV)¦ T¦ P¦ PB(600X600X400)¦ O¦ DOWN TO 통신실¦ J¦ P¦ PB(300X300X200)¦ K¦ L¦ P¦ C¦ P¦ C¦ C¦ PB(150X150X100)¦ PB(150X150X100)¦ (16)UTP Cat. 5E4PX1(CCTV)¦ DOWN TO 통신실¦ 5¦ AFC 접지¦ 5¦ SHEATH¦ 접지¦ 10¦ 통신기기¦ 접지¦ 100¦ 통신보안¦ 접지¦ H¦ 수공1호¦ WPB¦ WPB(500X300X150)¦ AMP¦ I¦ DOWN TO B2¦ P¦ 접지단자함 4CCT¦ (16)UTP CAT.5 4P(INT)¦ INT¦ INT¦ INT¦ INT¦ INT¦ INT¦ INT¦ INT¦ INT¦ INT¦ INT¦ INT¦ INT¦ INT¦ INT¦ INT¦ TV ANT¦ (16)HIV1.2X2¦ (16)HIV1.2X3¦ (16)HIV1.2X5¦ C¦ (16)5C-2V(CCTV)¦ (22)CV3.5 /2C(C.POW)¦ DOWN TO B1¦ X¦ -1¦ X¦ -2¦ 지상층¦ INT¦ INT¦ INT¦ 2D¦ -1¦ 8840¦ 37800¦ 9020¦ 11790¦ 8150¦ C/R¦ UTP CAT.5 4Px2조(16C)¦ 5호선 김포공항역 통신기계실¦ P¦ P¦ P¦ UTP CAT.5 25P (28C)¦ DOWN TO B2¦ FIDS¦ UTP CAT.5 50Px1(28C)¦ OFMM 36CORE(50/125)x2조(36C)¦ P¦ P/T 카메라¦ P/T 카메라¦ TRAY (W200xH100)¦ TRAY (W100xH100)¦ 스피드돔¦ P-1¦ C¦ 발매기1¦ 게이트1¦ 역무실¦ 게이트2¦ E/V-2¦ EV-1(지상)¦ EV-3¦ E/S-1¦ DOWN TO 안전관리실¦ (16)UTP Cat. 5E4PX1(CCTV)¦ (16)UTP Cat. 5E4PX7(CCTV)¦ (16)UTP Cat. 5E4PX1(CCTV)¦ (16)UTP Cat. 5E4PX3(CCTV)¦ UTP Cat. 5E4PX10(CCTV)¦ (16)UTP Cat. 5E4PX1(신설)¦ (16)UTP Cat. 5E4PX1(CCTV)¦ (28)UTP Cat. 5E4PX3(CCTV)¦ F¦ G¦ (16)UTP Cat. 5E4PX1(CCTV)¦ H¦ (16)UTP Cat. 5E4PX2(CCTV)¦ I¦ DOWN TO B2¦ DUCT(600X100) ¦ ¦ P¦ J¦ K¦ L¦ (16)UTP Cat. 5E4PX2(CCTV)¦ M¦ O¦ DUCT(3000X100)¦ DOWN TO 철도 역무실¦ O¦ DUCT(3000X100)¦ OF-MM-12Core(난연)x4조 (TDI)(기존활용)¦ CV-3.5 12C X2조(TDI POWER)(기존활용)¦ (54)OF-MM-12Core(난연)x4조 (TDI)(기존활용)¦ (42)CV-3.5 12C X4조(TDI POWER)(기존활용)¦ (28)OF-SM-8Core(난연)x2조(대합실게시기)(신설)¦ (28)FR-CV 3C/4.0㎟x1조 (대합실게시기 POWER)(기존활용)¦ (28)OF-SM-8Core(난연)x1조(대합실게시기)(신설)¦ (28)FR-CV 3C/4.0㎟x1조 (대합실게시기 POWER)(기존활용)¦ 지하철 902정거장¦ 김포공항¦ 공항시장¦ 1/400¦ 902정거장 CCTV,TDI,시계설비 지하1층 신설평면도(1/3)¦ S = 1/400¦ 개화¦ 902정거장 CCTV,TDI,시계설비 지하1층 ¦ 신설평면도(1/3)¦ T¦ 7¦ 0¦ 0¦ 5¦ 0¦ 3¦ 4¦ 0¦ 0¦ 1¦ CCTV(기존동축활용)¦
| 1단계_정거장 - 복사본 | 1단계_정거장 - 복사본 | 007. T1001026-003 906정거장 COMMUNICATION CABLE WIRING DIAGRAM.dwg | -¦ T¦ 7¦ 0¦ 0¦ 3¦ 0¦ 3¦ 4¦ 0¦ 1¦ 6¦ 통신기계실¦ COMMUNICATION CABLE BLOCK DIAGRAM¦ [25P]¦ [25P]¦ 대합실공중전화 ¦ [25P]¦ 전기실 ¦ 안전관리실¦ 층¦ 1¦ 하¦ 지¦ UTP Cat.5E 4Px2조¦ UTP Cat.5E 25Px1조¦ UTP Cat.5E 4Px2조¦ UTP Cat.5E 4Px2조x2¦ UTP Cat.5E 4Px3조¦ UTP Cat.5E 4Px3조¦ UTP Cat.5E 4Px3조¦ KT.LINE 100P¦ 선¦ 배¦ 반¦ 안전관리실¦ 대합실 E/L x 4¦ 인터폰선 0.6x2Px4조¦ 지상 E/L x 2¦ 승강장 E/L x 2¦ Callphone x 11¦ 장애인용화장실 x 2¦ 승강장상선 (INT)x3¦ 인터폰선 0.6x2Px2조¦ 인터폰선 0.6x2Px2조¦ UTP Cat.5E 4Px3조¦ 승강장 인터폰 및 장애인 편의설비 CABLE WIRING DIAGRAM¦ 통신기계실¦ 용역원대기실¦ 5C-HFBTx1조¦ 운영원대기실¦ V¦ T¦ A¦ [25P]¦ KT. MANHOLE¦ 승강장공중전화 상선¦ 승강장공중전화 하선¦ 공조기계실-1¦ 안전관리실¦ 편의점¦ 용역원대기실¦ 이동통신기계실-1,2¦ 대합실공중전화 (지하1층)¦ 승강장공중전화 (상선)¦ 승강장공중전화 (하선)¦ M¦ 승강장하선 (INT)x3¦ UTP Cat.5E 4Px3조¦ 층¦ 2¦ 하¦ 지¦ 전기실¦ 공조기게실-2¦ UTP Cat.5E 25Px2조¦ UTP Cat.5E 4Px2조¦ 5C-HFBTx1조¦ 안전관리실¦ 편의점¦ M¦ P¦ (2D)¦ [TB No.1]¦ [TB No.4]¦ [TB No.6] ¦ [TB No.7] ¦ [TB No.3]¦ [50P]¦ [50P]¦ [TB No.2]¦ 7C-HFBTx1조 (CATV용)¦ 4D¦ 대합실 분배기함¦ 운영원대기실¦ UTP Cat.5E 25Px1조¦ UTP Cat.5E 4Px2조¦ 변전실(운영원대기실)¦ [TB No.5]¦ [25P]¦ M¦ From: KT.MANHOLE¦ 통신기계실¦ 906정거장 COMMUNICATION CABLE WIRING DIAGRAM¦ S = NONE¦ 인터폰¦ 모장치¦ 배선반 / MIS HUB¦ UTP Cat.5E 4Px1조¦ HUB¦ MIS¦ UTP Cat.5E 25Px1조¦ COMMUNICATION CABLE WIRING DIAGRAM¦ TV 공시청설비 CABLE WIRING DIAGRAM¦ 인터폰선 0.6x2Px4조¦ 편 의 점¦ UTP Cat.5E 4Px1조¦ UTP Cat.5E 25Px1조¦ 인터폰선 0.6x2Px2조¦ 보조통신실¦ UTP Cat.5E 4Px1조¦ 인터폰선 0.6x2Px4조¦ 906정거장 COMMUNICATION CABLE WIRING¦ NONE¦ 지하철 906정거장¦ 마곡나루¦ 양천향교¦ 가양¦ T¦ 1¦ 0¦ 0¦ 1¦ 0¦ 2¦ 6¦ 0¦ 0¦ 3¦ DIAGRAM¦ T¦
| 1단계_정거장 - 복사본 | 1단계_정거장 - 복사본 | 049. T9103066-004 910정거장 AFC설비 지하1층 장비배치도 (철거).dwg | \A1;5,000¦ \A1;5,000¦ \A1;5,000¦ \A1;5,000¦ \A1;5,000¦ \A1;5,000¦ \A1;5,000¦ \A1;5,000¦ \A1;5,000¦ \A1;7,500¦ \A1;7,500¦ \A1;20,000¦ \A1;32,500¦ \A1;520¦ \A1;7,711¦ \A1;7,709¦ \A1;520¦ \A1;3,730¦ \A1;3,729¦ \A1;8,231¦ \A1;8,229¦ \A1;3,730¦ \A1;11,960¦ \A1;11,959¦ \A1;23,919¦ \A1;800¦ \A1;1,000¦ \A1;1,780¦ \A1;800¦ \A1;600¦ \A1;1,800¦ \A1;200¦ \A1;600¦ \A1;200¦ \A1;600¦ \A1;200¦ \A1;600¦ \A1;200¦ \A1;600¦ \A1;200¦ \A1;200¦ \A1;200¦ \A1;1,450¦ \A1;900¦ \A1;777¦ \A1;1,200¦ \A1;389¦ \A1;1,800¦ \A1;600¦ \A1;1,311¦ \A1;200¦ \A1;800¦ \A1;4,000¦ \A1;1,000¦ AAM ¦ Detail "B"¦ Detail "A"¦ X21¦ X22¦ X23¦ X24¦ X25¦ X26¦ X27¦ X00¦ X01¦ X20¦ X19¦ X18¦ X17¦ X16¦ X15¦ X02¦ X03¦ X04¦ X05¦ X06¦ X07¦ X08¦ X09¦ X12¦ X13¦ X14¦ X10¦ X11¦ 7,500¦ 7,500¦ 7,500¦ 7,500¦ 7,500¦ 7,500¦ 7,500¦ 7,500¦ 7,500¦ 7,500¦ 5,000¦ 5,000¦ 5,000¦ 5,000¦ 5,000¦ 5,573¦ 60,000¦ 32,500¦ 20,573¦ Y-00¦ Y-01¦ Y-05¦ Y-06¦ Y-03¦ DN¦ 올라옴¦ DN¦ 올라옴¦ DN¦ 올라옴¦ DN¦ 올라옴¦ DN¦ 통신기계실¦ 비상전원실¦ 전기실¦ CO2실¦ 용역대기실¦ 이동통신기계실¦ 공조기계실-2¦ 편의점¦ 발매기실¦ 안전관리실¦ 물탱크실¦ 공조기계실-1¦ 화장실¦ 대합실¦ 복 도¦ 외부출입구1¦ 외부출입구4¦ 외부출입구3¦ 외부출입구2¦ 외부엘리베이터2¦ 외부엘리베이터1¦ 내부엘리베이터2¦ 내부엘리베이터1¦ 내부계단1¦ 내부계단2¦ 내부계단3¦ 내부계단4¦ 방범셔터설치¦ 방범셔터설치¦ 910 정거장¦ STA.11km750.167¦ Detail "B"¦ Detail "A"¦ 발매기실¦ AAM ¦ 11형¦ 12형¦ 10형¦ 8형¦ 8형¦ 6형¦ 8형¦ 대합실¦ PAID AREA¦ 대합실¦ FREE AREA¦ 910정거장 AFC설비 지하1층 장비배치도 (철거)¦ 910정거장 AFC설비 지하1층 장비배치도 (철거)¦ S = 1 / 600¦ 1/600¦ 지하철 910정거장¦ 등촌¦ 염창¦ 신목동¦ 4¦ 0¦ 0¦ T¦ 9¦ 1¦ 0¦ 3¦ 0¦ 5¦ 1¦
| 1단계_정거장 - 복사본 | 1단계_정거장 - 복사본 | 047. T9103066-002 918정거장 안전관리실 기기배치도 및 바닥 TRAY 설치도.dwg | \A1;1,000¦ \A1;800¦ \A1;1,000¦ \A1;16,200¦ \A1;4,675¦ \A1;7,500¦ \A1;4,025¦ \A1;5,900¦ \A1;800¦ \A1;4,675¦ \A1;7,500¦ \A1;4,025¦ \A1;16,200¦ \A1;5,900¦ \A1;2,602¦ \A1;3,783¦ \A1;799¦ TRAY 설치도¦ 906정거장 안전관리실 기기배치도 및 바닥¦ -¦ T¦ 0¦ 0¦ 0¦ 0¦ 0¦ 0¦ 0¦ 0¦ 0¦ 0¦ 안전관리실¦ 발매기실-1¦ X05¦ X06¦ Y00¦ 행선안내¦ SMS¦ PRINTER¦ PSD 제어반¦ 설비자동제어반¦ 화재탐지반¦ CCTV 및 통신종합집중관리반¦ 종합집중관리¦ 설비 콘솔1¦ 종합집중관리¦ 설비 콘솔2¦ 행선안내¦ TRAY (W300xH100)¦ \pi17.324;{\C0;AFC GATE용}¦ \pi127.93;{\C0;L-AFC}¦ \pi24.66;{\C0;접지단자함}¦ \pi81.498;{\C0;UTP 50P}¦ \pi81.498;{\C0;UTP 25P}¦ (28)x6¦ (28)x3¦ (28)x6¦ 조명제어반¦ 안전관리실¦ 발매기실-1¦ X05¦ X06¦ Y00¦ \A1;700¦ 행선안내¦ SMS¦ PSD 제어반¦ 설비자동제어반¦ 화재탐지반¦ CCTV 및 통신¦ 종합집중관리¦ 설비 콘솔1¦ 종합집중관리¦ 설비 콘솔2¦ 행선안내¦ \A1;1,000¦ TRAY (W300xH100)¦ \pi34.647;{\C0;AFC GATE용}¦ \pi255.87;{\C0;L-AFC}¦ \pi49.321;{\C0;접지단자함}¦ \pi163;{\C0;UTP 50P}¦ \pi163;{\C0;UTP 25P}¦ (28)x6¦ (28)x3¦ (28)x6¦ 조명제어반¦ Equipment Schedule¦ 1¦ 번 호¦ 장 비 명¦ 규 격 (W x D x H)¦ 행선안내¦ 1200x750x1000¦ 설비자동제어반¦ 화재탐지반¦ 조명제어반¦ CCTV 및 통신종합집중관리반¦ PSD 제어반¦ SMS¦ PRINTER¦ 종합집중관리 설비 콘솔1¦ 종합집중관리 설비 콘솔2¦ 1000x600x1600¦ 1800x600x1800¦ 864x600x2304¦ 1768x600x1600¦ 800x800x2000¦ 650x800x1000¦ 700x800x750¦ 600x600x1600¦ 600x600x1600¦ 6¦ 5¦ 4¦ 3¦ 2¦ 10¦ 9¦ 8¦ 7¦ 종합집중관리반¦ 축척 - 2배확대¦ (LSE 2)¦ (LSE 1)¦ \A1;900¦ 918정거장 안전관리실 기기배치도 및 바닥 TRAY 설치도¦ S = 1/50¦ 1/50¦ 지하철 918정거장¦ 노량진¦ 노들¦ 중앙대입구¦ TRAY 설치도¦ 918정거장 안전관리실 기기배치도 및 바닥¦ 9¦ 1¦ 0¦ 3¦ 0¦ 6¦ 6¦ 0¦ 0¦ 2¦ T¦ \A1;1,834¦
| 1단계_정거장 - 복사본 | 1단계_정거장 - 복사본 | 035. T7005034-007 909정거장 CCTV,TDI,시계설비 지하1층 철거평면도 (2_2).dwg | CONSOLE¦ \A1;7,900¦ \A1;28,000¦ \A1;7,600¦ \A1;7,900¦ \A1;6,100¦ \A1;6,100¦ \A1;5,000¦ \A1;5,000¦ \A1;5,000¦ \A1;5,000¦ \A1;5,000¦ \A1;5,000¦ \A1;5,000¦ \A1;7,500¦ \A1;7,500¦ \A1;7,500¦ \A1;7,500¦ \A1;7,500¦ \A1;7,500¦ \A1;7,500¦ \A1;7,500¦ \A1;2,537¦ \A1;5,000¦ \A1;5,000¦ \A1;5,000¦ \A1;5,000¦ \A1;5,000¦ \A1;5,000¦ \A1;77,538¦ \A1;30,000¦ \A1;137,537¦ \A1;107,537¦ \A1;30,000¦ \A1;5,000¦ \A1;5,000¦ L¦ L1¦ C/R¦ A¦ FR-CV 3C/4.0㎟x2조 (TDI POWER)¦ UL 2919-AMESB 24AWG 4Px2조 (TDI)¦ C¦ TRAY (300x100)¦ ECX 5C-2Vx10조 (CAMERA)(기존활용)¦ UTP Cat.5E 4Px4조 (CONSOLE)¦ UTP Cat.5E 25Px1조 (CONSOLE)¦ E¦ TRAY (300x100)¦ F¦ UL 2919-AMESB 24AWG 4Px2조 (TDI)¦ FR-CV 3C/4.0㎟x2조 (TDI POWER)¦ G¦ TRAY (300x100)¦ H¦ ECX 5C-2Vx2조 (CAMERA)(기존활용)¦ J¦ TRAY (300x100)¦ K¦ UL 2919-AMESB 24AWG 4Px4조 (TDI)¦ TRAY (300x100)¦ UTP Cat.5E 4Px8조 (TDI)¦ FR-CV 3C/4.0㎟x4조 (TDI POWER)¦ UTP Cat.5E 4Px4조 (CONSOLE)¦ UTP Cat.5E 25Px1조 (CONSOLE)¦ I¦ TRAY (300x100)¦ M¦ (16) ECX 5C-2Vx1조 (CAMERA)(기존활용)¦ L¦ UL 2919-AMESB 24AWG 4Px4조 (TDI)¦ TRAY (300x100)¦ OF-MM-12Core(난연)x4조 (TDI)¦ FR-CV 3C/4.0㎟x4조 (TDI POWER)¦ UTP Cat.5E 4Px4조 (CONSOLE)¦ UTP Cat.5E 25Px1조 (CONSOLE)¦ UTP Cat.5E 4Px4조 (TDI)¦ UTP Cat.5E 4Px4조 (CONSOLE)¦ UTP Cat.5E 25Px1조 (CONSOLE)¦ ECX 5C-2Vx9조 (CAMERA)(기존활용)¦ UL 2919-AMESB 24AWG 4Px4조 (TDI)¦ UTP Cat.5E 4Px8조 (TDI)¦ FR-CV 3C/4.0㎟x4조 (TDI POWER)¦ UTP Cat.5E 4Px4조 (CONSOLE)¦ UTP Cat.5E 25Px1조 (CONSOLE)¦ ECX 5C-2Vx6조 (CAMERA)(기존활용)¦ UL 2919-AMESB 24AWG 4Px4조 (TDI)¦ UTP Cat.5E 4Px8조 (TDI)¦ FR-CV 3C/4.0㎟x4조 (TDI POWER)¦ UTP Cat.5E 4Px4조 (CONSOLE)¦ UTP Cat.5E 25Px1조 (CONSOLE)¦ ECX 5C-2Vx5조 (CAMERA)(기존활용)¦ UL 2919-AMESB 24AWG 4Px4조 (TDI)¦ UTP Cat.5E 4Px8조 (TDI)¦ FR-CV 3C/4.0㎟x4조 (TDI POWER)¦ UTP Cat.5E 4Px4조 (CONSOLE)¦ UTP Cat.5E 25Px1조 (CONSOLE)¦ ECX 5C-2Vx5조 (CAMERA)(기존활용)¦ UL 2919-AMESB 24AWG 4Px4조 (TDI)¦ OF-MM-12Core(난연)x4조 (TDI)¦ FR-CV 3C/4.0㎟x4조 (TDI POWER)¦ UTP Cat.5E 4Px4조 (CONSOLE)¦ UTP Cat.5E 25Px1조 (CONSOLE)¦ MATCH LINE¦ MATCH LINE¦ TRAY (600x150)¦ DOWN TO 지하 2층¦ D¦ UL 2919-AMESB 24AWG 4Px4조 (TDI)¦ FR-CV 3C/4.0㎟x4조 (TDI POWER)¦ OF-MM-12Core(난연)x2조 (TDI)¦ UL 2919-AMESB 24AWG 4Px2조 (TDI)¦ FR-CV 3C/4.0㎟x2조 (TDI POWER)¦ KEY PLAN¦ Y04¦ Y03¦ Y02¦ Y01¦ Y00¦ X10¦ X12¦ X14¦ X16¦ X18¦ X20¦ X22¦ X24¦ X26¦ X27¦ X28¦ X29¦ X30¦ X31¦ X32¦ X33¦ UP¦ 운영원대기실¦ CO2실¦ 내부계단 3¦ 비상전원실¦ 안전관리실¦ 발매기실 2¦ 변전실¦ 전 기 실¦ 창 고¦ 내부계단 4¦ 909 정거장¦ STA.10km845.167¦ 외부계단 3¦ 공조기계실(PIT)¦ CO2실¦ DOWN TO 지하 2층¦ TRAY (600x150)¦ MATCH LINE¦ MATCH LINE DWG No. "S1-TA-S09-DB-017-0"¦ (P17:200x200x100)¦ (P18:200x200x100)¦ (P19:200x200x100)¦ (P21:200x200x100)¦ (P22:200x200x100)¦ ES-10¦ ES-11¦ AGM-3¦ ATVM-2¦ ES-12¦ UTP Cat.5E 4Px4조 (CONSOLE)¦ UTP Cat.5E 25Px1조 (CONSOLE)¦ TRAY (300x100)¦ ECX 5C-2Vx10조 (CAMERA)(기존활용)¦ UTP Cat.5E 4Px4조 (TDI)¦ UL 2919-AMESB 24AWG 4Px2조 (TDI)¦ FR-CV 3C/4.0㎟x2조 (TDI POWER)¦ OF-MM-12Core(난연)x2조 (TDI)¦ UTP Cat.5E 4Px4조 (TDI)¦ UL 2919-AMESB 24AWG 4Px2조 (TDI)¦ FR-CV 3C/4.0㎟x2조 (TDI POWER)¦ OF-MM-12Core(난연)x2조 (TDI)¦ UTP Cat.5E 4Px4조 (TDI)¦ UL 2919-AMESB 24AWG 4Px2조 (TDI)¦ FR-CV 3C/4.0㎟x2조 (TDI POWER)¦ (22) ECX 5C-2Vx2조 (CAMERA)(기존활용)¦ FR-CV 3C/4.0㎟x4조 (TDI)¦ UTP Cat.5E 4Px4조 (CONSOLE)¦ UTP Cat.5E 25Px1조 (CONSOLE)¦ UTP Cat.5E 4Px8조 (TDI)¦ UL 2919-AMESB 24AWG 4Px4조 (TDI)¦ OF-MM-12Core(난연)x4조 (TDI)¦ A¦ D¦ E¦ G¦ M¦ I¦ N¦ L¦ TRAY (300x100)¦ ECX 5C-2Vx9조 (CAMERA)(기존활용)¦ OF-MM-12Core(난연)x4조 (TDI)¦ (16) ECX 5C-2Vx1조 (CAMERA)(기존활용)¦ (16) ECX 5C-2Vx1조 (CAMERA)(기존활용)¦ (P25:200x200x100)¦ (P16:200x200x100)¦ C¦ ELEC-1¦ M¦ (P20:200x200x100)¦ AGM-4¦ H¦ F¦ UTP Cat.5E 4Px4조 (TDI)¦ TRAY (300x150)¦ ECX 5C-2Vx1조 (CAMERA)(기존활용)¦ OF-MM-12Core(난연)x2조 (TDI)¦ TRAY (300x100)¦ TRAY (300x100)¦ DOWN TO 안전관리실 ACCESS FLOOR¦ OF-MM-12Core(난연)x2조 (TDI)¦ UTP Cat.5E 4Px4조 (TDI)¦ UTP Cat.5E 4Px8조 (TDI)¦ OF-MM-12Core(난연)x4조 (TDI)¦ OF-MM-12Core(난연)x2조 (TDI)¦ OF-MM-12Core(난연)x4조 (TDI)¦ UTP Cat.5E 4Px8조 (TDI)¦ OF-MM-12Core(난연)x4조 (TDI)¦ UTP Cat.5E 4Px8조 (TDI)¦ OF-MM-12Core(난연)x4조 (TDI)¦ K¦ J¦ NOTE¦ 1. 광케이블, 전원/접지케이블 (OF-SM-4Core, CV 3C/2.5㎟)¦ 3. 승강장 ANT설치위치: 열차 진행방향 정거장 시종점부에 설치¦ 2. 광케이블, 전원/접지케이블 (OF-SM-8Core, CV 3C/2.5㎟)¦ FR-CV 3C/6.0㎟x1조 (LSE POWER)¦ FR-CV 3C/6.0㎟x1조 (LSE POWER)¦ FR-CV 3C/6.0㎟x1조 (LSE POWER)¦ FR-CV 3C/6.0㎟x1조 (LSE POWER)¦ FR-CV 3C/6.0㎟x1조 (LSE POWER)¦ FR-CV 3C/6.0㎟x1조 (LSE POWER)¦ FR-CV 3C/6.0㎟x1조 (LSE POWER)¦ FR-CV 3C/6.0㎟x1조 (LSE POWER)¦ FR-CV 3C/6.0㎟x1조 (LSE POWER)¦ FR-CV 3C/6.0㎟x1조 (LSE POWER)¦ TRAY (300x150)¦ MATCH LINE¦ 외부출입구 2¦ ES-13(1)¦ ES-13(2)¦ (P24:200x200x100)¦ (16) ECX 5C-2Vx1조 (CAMERA)(기존활용)¦ (22) ECX 5C-2Vx2조 (CAMERA)(기존활용)¦ vmh¦ vmh¦ vmh¦ vmh¦ vmh¦ vmh¦ vmh¦ vmh¦ vmh¦ vmh¦ FR-CV 3C/4.0㎟x3조 (출입구게시기)(철거)¦ UTP Cat 5E 4Px6조 (출입구게시기)(철거)¦ (28) FR-CV 3C/4.0㎟x1조 (출입구게시기)(철거)¦ (16) UTP Cat 5E 4Px1조 (출입구게시기)(철거)¦ (28) FR-CV 3C/4.0㎟x1조 (출입구게시기)(철거)¦ (16) UTP Cat 5E 4Px1조 (출입구게시기)(철거)¦ M¦ (28) FR-CV 3C/4.0㎟x1조 (출입구게시기)(철거)¦ (16) UTP Cat 5E 4Px1조 (출입구게시기)(철거)¦ FR-CV 3C/4.0㎟x3조 (출입구게시기)(철거)¦ UTP Cat 5E 4Px6조 (출입구게시기)(철거)¦ FR-CV 3C/4.0㎟x3조 (출입구게시기)(철거)¦ UTP Cat 5E 4Px6조 (출입구게시기)(철거)¦ FR-CV 3C/4.0㎟x3조 (출입구게시기)(철거)¦ UTP Cat 5E 4Px6조 (출입구게시기)(철거)¦ FR-CV 3C/4.0㎟x3조 (출입구게시기)(철거)¦ UTP Cat 5E 4Px6조 (출입구게시기)(철거)¦ FR-CV 3C/4.0㎟x3조 (출입구게시기)(철거)¦ UTP Cat 5E 4Px6조 (출입구게시기)(철거)¦ FR-CV 3C/4.0㎟x3조 (출입구게시기)(철거)¦ UTP Cat 5E 4Px6조 (출입구게시기)(철거)¦ FR-CV 3C/4.0㎟x1조 (출입구게시기)(철거)¦ UTP Cat 5E 4Px2조 (출입구게시기)(철거)¦ FR-CV 3C/4.0㎟x4조 (출입구게시기)(철거)¦ UTP Cat 5E 4Px8조 (출입구게시기)(철거)¦ FR-CV 3C/4.0㎟x4조 (출입구게시기)(철거)¦ UTP Cat 5E 4Px8조 (출입구게시기)(철거)¦ O¦ O¦ ELEC-2¦ O¦ O¦ FR-CV 3C/4.0㎟x4조 (출입구게시기)(철거)¦ UTP Cat 5E 4Px8조 (출입구게시기)(철거)¦ P¦ P¦ FR-CV 3C/4.0㎟x3조 (대합실,출입구게시기)¦ FR-CV 3C/4.0㎟x3조 (대합실,출입구게시기)¦ K-1¦ FR-CV 3C/4.0㎟x3조 (대합실게시기 POWER)(기존활용)¦ UTP Cat.5E 4Px1조 (대합실게시기)(철거)¦ FR-CV 3C/4.0㎟x3조 (대합실게시기 POWER)(기존활용)¦ UTP Cat.5E 4Px1조 (대합실게시기)(철거)¦ FR-CV 3C/4.0㎟x3조 (대합실게시기 POWER)(기존활용 )¦ UTP Cat.5E 4Px1조 (대합실게시기)(철거)¦ FR-CV 3C/4.0㎟x3조 (대합실게시기 POWER)(기존활용)¦ UTP Cat.5E 4Px1조 (대합실게시기)(철거)¦ FR-CV 3C/4.0㎟x3조 (대합실게시기 POWER)(기존활용)¦ UTP Cat.5E 4Px1조 (대합실게시기)(철거)¦ FR-CV 3C/4.0㎟x3조 (대합실게시기 POWER)(기존활용)¦ UTP Cat.5E 4Px1조 (대합실게시기)(철거)¦ FR-CV 3C/4.0㎟x3조 (대합실게시기 POWER)(기존활용)¦ UTP Cat.5E 4Px1조 (대합실게시기)(철거)¦ FR-CV 3C/4.0㎟x3조 (대합실게시기 POWER)(기존활용)¦ UTP Cat.5E 4Px1조 (대합실게시기)(철거)¦ FR-CV 3C/4.0㎟x3조 (대합실게시기 POWER)(기존활용)¦ UTP Cat.5E 4Px1조 (대합실게시기)(철거)¦ FR-CV 3C/4.0㎟x2조 (대합실게시기 POWER)(기존활용)¦ UTP Cat.5E 4Px2조 (대합실게시기)(철거)¦ FR-CV 3C/4.0㎟x3조 (대합실게시기 POWER)(기존활용)¦ UTP Cat.5E 4Px1조 (대합실게시기)(철거)¦ K-1¦ UL 2919-AMESB 24AWG 4Px4조 (TDI)¦ TRAY (300x100)¦ UTP Cat.5E 4Px8조 (TDI)¦ FR-CV 3C/4.0㎟x4조 (TDI POWER)¦ UTP Cat.5E 4Px4조 (CONSOLE)¦ UTP Cat.5E 25Px1조 (CONSOLE)¦ OF-MM-12Core(난연)x4조 (TDI)¦ FR-CV 3C/6.0㎟x1조 (LSE POWER)¦ FR-CV 3C/4.0㎟x3조 (대합실,출입구게시기)¦ FR-CV 3C/4.0㎟x3조 (대합실게시기)(철거)¦ UTP Cat.5E 4Px1조 (대합실게시기)(철거)¦ (철거)¦ (철거)¦ HIV 1.5㎜x2조 (CLOCK)(철거)¦ HIV 1.5㎜x2조 (CLOCK)(철거)¦ HIV 1.5㎜x2조 (CLOCK)(철거)¦ HIV 1.5㎜x2조 (CLOCK)(철거)¦ HIV 1.5㎜x2조 (CLOCK)(철거)¦ HIV 1.5㎜x2조 (CLOCK)(철거)¦ HIV 1.5㎜x2조 (CLOCK)(철거)¦ HIV 1.5㎜x2조 (CLOCK)(철거)¦ HIV 1.5㎟x2조 (CLOCK)(철거)¦ (16) HIV 1.5㎟x4조 (CLOCK)(철거)¦ (16) HIV 1.5㎟x2조 (CLOCK)(철거)¦ (16) HIV 1.5㎟x4조 (CLOCK)(철거)¦ N¦ (철거)¦ (철거)¦ HIV 1.5㎜x2조 (CLOCK)(철거)¦ 지하철 909정거장¦ 가양¦ 등촌¦ 염창¦ 1/400¦ S = 1 / 400¦ 909정거장 CCTV,TDI,시계설비 지하1층 철거평면도(2/2)¦ 909정거장 CCTV,TDI,시계설비 지하1층¦ 철거평면도(2/2)¦ T¦ 7¦ 0¦ 0¦ 5¦ 0¦ 3¦ 4¦ 0¦ 0¦ 7¦ CCTV(기존동축활용)¦ P¦
| 1단계_정거장 - 복사본 | 1단계_정거장 - 복사본 | 022. T7001034-005 908정거장 전화설비 지하1층 철거평면도.dwg | INT¦ H¦ M¦ AMP¦ 배선반¦ GTB¦ IP¦ \A1;1,100¦ \A1;1,100¦ \A1;3,100¦ \A1;3,100¦ \A1;22,500¦ \A1;22,500¦ \A1;37,500¦ \A1;22,500¦ \A1;7,500¦ \A1;7,500¦ \A1;7,500¦ \A1;7,500¦ \A1;7,500¦ \A1;7,500¦ \A1;7,500¦ \A1;7,500¦ \A1;7,500¦ \A1;7,500¦ \A1;7,500¦ \A1;7,500¦ \A1;7,500¦ \A1;105,000¦ \A1;7,500¦ \A1;7,150¦ \A1;7,150¦ \A1;22,700¦ \A1;3,500¦ \A1;11,788¦ \A1;15,288¦ \A1;60,334¦ \A1;3,500¦ 1. 음향유도기 전원은 전기콘센트를 이용한다.¦ 2. 증폭기전원은 전기콘센트를 이용한다.¦ 3. 통신기계실 및 안전관리실 MAIN 분전반은 전기에서 설치한다.¦ (36) UTP Cat.5E 25Px1조 (전기실)¦ A¦ (36) SPARE (전기실)¦ TRAY (900x150)¦ 5C-HFBTx5조 (TV)¦ B¦ DOWN TO 통신기계실 ACCESS FLOOR¦ UTP Cat.5E 4Px6조 (대합실 공중전화 지하1,2층)¦ UTP Cat.5E 25Px1조 (전기실)¦ UTP Cat.5E 4Px4조 (공조기계실1, 2)¦ UTP Cat.5E 4Px2조 (이동통신기계실)¦ UTP Cat.5E 4Px2조 (용역원대기실)¦ F-GV 4.0㎟x6조 (GND)¦ F-GV 50㎟x2조 (MGB)¦ 7C-HFBTx1조 (TV)¦ TRAY (900x150)¦ C¦ DOWN TO 지하 2층¦ E¦ TRAY (300x100)¦ UTP Cat.5E 25Px1조 (전기실)¦ UTP Cat.5E 4Px2조 (공조기계실-1)¦ F¦ G¦ (16) UTP Cat.5E 4Px2조 (이동통신기계실)¦ H¦ TRAY (300x100)¦ UTP Cat.5E 4Px2조 (용역원대기실)¦ E/V¦ UTP Cat.5E 4Px6조 (승강장 공중전화)¦ UTP Cat.5E 4Px4조 (예비실, 독서실)¦ Y00¦ Y04¦ Y08¦ Y03¦ Y05¦ X12¦ X13¦ X14¦ X15¦ X16¦ X17¦ X18¦ X19¦ X20¦ X21¦ X22¦ X23¦ X24¦ X25¦ X26¦ DN¦ DN¦ 공조기계실¦ 물탱크실¦ 전기실¦ CO2 실¦ 비상전원실¦ 통신기계실¦ 복 도¦ 이동통신기계실¦ 용역원대기실¦ 대합실¦ 통 로¦ 내부계단1¦ 외부출입구1¦ 외부출입구2¦ 외부출입구3¦ 외부출입구4¦ UP¦ UP¦ UP¦ DN¦ 외부엘리베이터¦ 방범셔터설치¦ 908 정거장¦ STA.9km840.167¦ UTP 25P¦ [TB No.1]¦ UTP 25P¦ [TB No.2]¦ DOWN TO 지하 2층¦ (P1:300x300x200)¦ (P3:400x400x200)¦ (16) UTP Cat.5E 4Px2조 (공조기계실1)¦ UTP Cat.5E 4Px2조 (공조기계실1)¦ UTP Cat.5E 25Px1조 (전기실)¦ TRAY (300x100)¦ (22) UTP Cat.5E 4Px3조 (대합실공중전화 지하1층)¦ (54)x2 SPARE (KT LINE)¦ A¦ C¦ B¦ D¦ E¦ F¦ G¦ H¦ 지상E/L¦ KT MANHOLE ¦ 수공¦ (700x400x100)¦ (700x400x100)¦ 공중전화¦ (36)x2 SPARE (CATV)¦ (54)x2 SPARE (KT.LINE)¦ x2¦ x2¦ x2¦ x2¦ TRAY (300x100)¦ UTP Cat.5E 4Px3조 (대합실공중전화 지하1층)¦ (P4:300x300x200)¦ (염창18 직4)¦ I¦ (16) UTP Cat.5E 4Px2조 (용역원대기실)¦ I¦ NOTE¦ UTP Cat.5E 25Px3조 (안전관리실)¦ UTP Cat.5E 4Px6조 (편의점, 임대상가1,2)¦ (600x600x300)¦ (600x600x300)¦ D¦ UTP Cat.5E 25Px3조 (안전관리실)¦ UTP Cat.5E 25Px2조 (CONSOLE CONTROL, LSE)¦ F-GV 50㎟x2조 (MGB)¦ F-GV 4.0㎟x2조 (GND)¦ UTP Cat.5E 4Px4조 (편의점, 임대상가1,2)¦ 5C-HFBTx4조 (TV)¦ UTP Cat.5E 4Px4조 (예비실,독서실)¦ UTP Cat.5E 4Px2조 (공조기계실2)¦ UTP Cat.5E 4Px3조 (승강장 INT)¦ UTP Cat.5E 4Px3조 (승강장공중전화)¦ UTP Cat.5E 4Px3조 (승강장공중전화)¦ UTP Cat.5E 4Px3조 (승강장 INT)¦ UTP Cat.5E 4Px3조 (대합실공중전화 지하2층)¦ (16) F-GV 4.0㎟x1조 (GND)¦ TRAY (900x150)¦ (16) 인터폰선 0.6x2Px5조 (INT)¦ DOWN TO CP PANEL¦ UTP Cat.5E 4Px3조 (대합실공중전화 지하1층)¦ J¦ J¦ UTP Cat.5E 4Px3조 (승강장공중전화)¦ UTP Cat.5E 4Px3조 (승강장 INT)¦ UTP Cat.5E 4Px3조 (대합실공중전화 지하2층)¦ TRAY (300x100)¦ UTP Cat.5E 4Px2조 (이동통신기계실)¦ UTP Cat.5E 4Px3조 (승강장공중전화)¦ UTP Cat.5E 4Px3조 (승강장 INT)¦ UTP Cat.5E 4Px6조 (대합실 공중전화 지하1,2층)¦ TRAY (300x100)¦ UTP Cat.5E 4Px2조 (이동통신기계실)¦ UTP Cat.5E 4Px2조 (용역원대기실)¦ UTP Cat.5E 4Px3조 (승강장공중전화)¦ UTP Cat.5E 4Px3조 (승강장 INT)¦ UTP Cat.5E 4Px6조 (대합실 공중전화 지하1,2층)¦ UTP Cat.5E 4Px2조 (이동통신기계실)¦ UTP Cat.5E 4Px2조 (용역원대기실)¦ 4-11~14¦ 4-15~18¦ 3-1~4¦ 3-5~8¦ V1.2¦ 2-31~34¦ 2-35~38¦ 외부출입구2¦ UP¦ X26¦ MATCH LINE¦ MATCH LINE¦ (철거)¦ (철거)¦ (철거)¦ 지하철 908정거장¦ 가양¦ 증미¦ 등촌¦ 1/400¦ 908정거장 전화설비 지하1층 철거평면도¦ S = 1/400¦ 908정거장 전화설비 지하1층 철거평면도¦ T¦ 7¦ 0¦ 0¦ 1¦ 0¦ 3¦ 4¦ 0¦ 0¦ 5¦ (기설활용)¦ P¦
| 1단계_정거장 - 복사본 | 1단계_정거장 - 복사본 | 058. T9203038-016 수공철개 상세도.dwg | \A1;40¦ \A1;30¦ \A1;100¦ -¦ T¦ 0¦ 0¦ 0¦ 0¦ 0¦ 0¦ 0¦ 0¦ 0¦ 0¦ 공통¦ 3. 틀¦ 2. 속 뚜 껑¦ 4. 손 잡 이¦ KSD 4301¦ KSD 4301¦ KSD 3792¦ 6C 19¦ 6C 19¦ SW 200¦ 1¦ 1¦ 4¦ 품 명¦ 1. 뚜 껑¦ KSD 4101¦ SC 46¦ 재 질¦ 1¦ 수 량¦ 비 고¦ 재 료 표¦ 통 신¦ {\fHYHeadLine-Medium¦b1¦i1¦c129¦p18;METRO 9}¦ 20¦ 1.5 (576 1.5)¦ 620¦ 580¦ -¦ +¦ -¦ +¦ 1.5 (1076 1.5)¦ 540(538)¦ 20¦ 1080¦ -¦ +¦ 540(538)¦ 1,120¦ -¦ +¦ 40¦ R 70¦ 20¦ 30¦ 40¦ 40¦ 20¦ 40¦ 20¦ 수공 철개¦ {\fHYHeadLine-Medium¦b1¦i1¦c129¦p18;METRO 9}¦ {\fHYHeadLine-Medium¦b1¦i0¦c129¦p18;서울시 메트로 9호선 주식회사}¦ 766¦ 직4호 철개¦ 서울시 메트로 9호선 주식회사¦ 6¦ 10¦ 10¦ 160¦ 180¦ 마 크 상 세¦ 통신용 탄소주강 및 구상 흑연주철 뚜껑용 회주철¦ 비고 ( ) 치수는 뚜껑이다¦ (보도용 수공) 속 뚜껑¦ 80¦ 100¦ R=20¦ 30¦ 체인 Φ6¦ Φ10¦ 20¦ 20 ¦ \A1;30¦ 20¦ 40¦ 20 ¦ 10¦ 20¦ 50¦ 43¦ 22¦ 135¦ 고리체인 상세¦ 손잡이 상세¦ 20¦ 40¦ {\fHYHeadLine-Medium¦b1¦i1¦c129¦p18;METRO 9}¦ {\fHYHeadLine-Medium¦b1¦i0¦c129¦p18;서울시 메트로 9호선 주식회사}¦ "뒷 면"¦ 통 신 ¦ {\fHYHeadLine-Medium¦b1¦i1¦c129¦p18;METRO 9}¦ {\fHYHeadLine-Medium¦b1¦i0¦c129¦p18;서울시 메트로 9호선 주식회사}¦ 통 신 ¦ 통 신 ¦ 수공철개 상세도¦ S = NONE¦ NONE¦ 공통¦ T¦ 9¦ 2¦ 0¦ 3¦ 0¦ 3¦ 8¦ 0¦ 1¦ 6¦ 수공철개 상세도 ¦ \A1;100¦
| 1단계_정거장 - 복사본 | 1단계_정거장 - 복사본 | 049. T9103026-001 915(여의도)역사노드 랙 배치도.dwg | 역사노드백본 랙 ¦ OJCx8¦ 시리얼장치 랙¦ 스위치 랙 ¦ 기지국장치 랙 ¦ OFD 랙 ¦ MDF 랙 ¦ GND¦ OJCx8¦ OJCx16¦ OJCx4¦ UTP Cat6 25Px2¦ UTP Cat6 25Px2¦ HFCO 2C/4㎟¦ HFCO 2C/4㎟¦ HFCO 2C/4㎟¦ F-GV 16㎟¦ F-GV 16㎟¦ F-GV 16㎟¦ F-GV 16㎟¦ F-GV 16㎟¦ F-GV 16㎟¦ UPS¦ OJCx4¦ UTP Cat6 25Px2¦ F-GV 16㎟¦ 915(여의도)역사노드 랙 배치도¦ NONE¦ 915(여의도)역사노드 랙 배치도¦ S = NONE¦ OFD 랙¦ MDF 랙 (기설)¦ 기지국장치 랙¦ 역사노드백본 랙¦ 시리얼장치¦ MDF¦ MDF¦ MDF¦ MDF¦ MDF¦ OFD¦ OFD¦ OFD¦ OFD¦ OFD¦ PDP¦ 백본스위치¦ 백본스위치¦ \pi-15,l20,t20;* 예시도면이며 제조사별 구성도 다를 수 있음.¦ PDP¦ OPDP¦ \pi-15,l20,t20;* 랙 내 접지바에서 장치간 접지 연결.¦ RRU¦ RRU 정류기¦ 915(여의도)역사노드 랙 배치도¦ NONE¦ 915(여의도)역사노드 랙 배치도¦ S = NONE¦ OFD 랙¦ MDF 랙¦ 기지국장치 랙¦ 스위치 랙¦ 역사노드백본 랙¦ 시리얼장치¦ PDP¦ MDF¦ MDF¦ MDF¦ MDF¦ MDF¦ OFD¦ OFD¦ OFD¦ OFD¦ OFD¦ 스위치¦ 스위치¦ 스위치¦ PDP¦ 백본스위치¦ 백본스위치¦ UPS¦ OJCx8¦ 역사노드백본 랙 ¦ 스위치 랙 ¦ 기지국장치 랙 ¦ OFD 랙 ¦ MDF 랙 ¦ GND¦ OJCx8¦ OJCx12¦ OJCx4¦ UTP Cat6 25Px2¦ UTP Cat6 25Px2¦ HFCO 2C/4㎟¦ HFCO 2C/4㎟¦ HFCO 2C/4㎟¦ F-GV 16㎟¦ F-GV 16㎟¦ F-GV 16㎟¦ F-GV 16㎟¦ F-GV 16㎟¦ F-GV 16㎟¦ \pi-15,l20,t20;* 예시도면이며 제조사별 구성도 다를 수 있음.¦ PDP¦ PDOD¦ \pi-15,l20,t20;* 랙 내 접지바에서 장치간 접지 연결.¦ RRU¦ 정류기¦ 역사노드백본 랙 ¦ OJCx8¦ 시리얼장치 ¦ 기지국장치 랙 ¦ OFD 랙 ¦ MDF 랙 ¦ GND¦ OJCx36¦ OJCx4¦ UTP Cat5e 4Px2¦ HFCO 2C/4㎟¦ HFCO 2C/4㎟¦ F-GV 16㎟¦ F-GV 16㎟¦ F-GV 16㎟¦ UPS¦ UTP Cat6 25Px2¦ OPDP¦ RRU 1¦ RRU 2¦ RRU 3¦ 정류기¦ DU_A¦ DU_B¦ F-GV 16㎟¦ 914¦ 916¦ 915¦ T¦ 9¦ 1¦ 0¦ 3¦ 0¦ 2¦ 6¦ 0¦ 0¦ 1¦ OJCx10¦ OJCx8¦ F-GV 16㎟¦ 정류기¦ DU_A¦ PDP¦ DU_S¦ RRU¦ OPDP¦ OPDP¦ RRU 정류기¦ RRU 축전지¦
| 1단계_정거장 - 복사본 | 1단계_정거장 - 복사본 | 012. T1001026-008 903정거장 AFC SYSTEM DIAGRAM (철거).dwg | ATVM¦ ATVM¦ 02¦ 01¦ 통신기계실¦ D/I MUX¦ I/F¦ S/W HUB¦ L-AFC-1-분전반¦ MAIN POWER¦ 접지단자함¦ CONTROL¦ EM.GATE¦ BOX¦ 안전관리실¦ BOX¦ DPC¦ COM¦ INTER¦ COMMS¦ S/W HUB¦ SMS¦ 화재¦ 수신반¦ 주장치¦ 통로안내표시기¦ AAM¦ 01¦ [ 비상게이트 ]¦ AGM8¦ AGM6¦ AGM8¦ AGM8¦ 01¦ 02¦ 03¦ Cross Cable¦ Cross Cable¦ Cross Cable¦ Cross Cable¦ 04¦ 05¦ AGM10¦ AIM¦ GROUND¦ 접지단자함¦ MAIN¦ (공통)¦ 변전실¦ 903정거장 AFC SYSTEM DIAGRAM (철거)¦ S = NONE¦ NO.05(AGM10)¦ H U B¦ Cross Cable¦ AGM11¦ 06¦ 07¦ AGM12¦ 분전반~AAM, AGM, SMS, ATVM, AIM¦ : IN USE¦ 접지반~AAM, AGM, SMS, ATVM¦ EM. GATE¦ MAIN GROUND¦ INTERCOM~ATVM, AAM¦ SMS(S/W HUB)~TOM, AGM, ATVM¦ D/I MUX(ROUTER)~SMS(S/W HUB)¦ NOTE¦ 화재수신반~DPC BOX¦ I/F¦ DPC¦ DPC SW~AGM(DPC)¦ : FR-CV 3C/4.0㎟¦ : F-GV 4.0㎟¦ : FR-CV 2C/4.0㎟¦ : F-GV 50㎟¦ : CPEV 0.65/5P, STP Cat.5E 4P¦ : STP Cat.5E 4Px1조¦ : STP Cat.5E 4Px1조¦ : CPEV 0.9x5P¦ : Interface Unit¦ : Direct Power Control¦ : FR-CVVS 4C/2.5㎟¦ INTERCOM~EM.GATE¦ : UTP Cat.5E 4P¦ AIS~AIM¦ : OF-SM-2Core¦ : UTP Cat.5E 4P¦ AIS~AIM¦ 환급기¦ 01¦ 903정거장 AFC SYSTEM DIAGRAM (철거)¦ NONE¦ 지하철 903정거장¦ 김포공항¦ 공항시장¦ 신방화¦ T¦ 1¦ 0¦ 0¦ 1¦ 0¦ 2¦ 6¦ 8¦ 0¦ 0¦
| 1단계_정거장 - 복사본 | 1단계_정거장 - 복사본 | 043. T7009934-004 905정거장 출입통제설비 지하1층 철거 평면도(2_2).dwg | P¦ C/R¦ KEY PLAN¦ \A1;7880¦ \A1;8000¦ \A1;8000¦ \A1;7880¦ \A1;31760¦ \A1;5930¦ \A1;3900¦ \A1;12100¦ \A1;3900¦ \A1;5930¦ \A1;7500¦ \A1;7500¦ \A1;7500¦ \A1;7500¦ \A1;7500¦ \A1;7500¦ \A1;7500¦ \A1;7500¦ \A1;7500¦ \A1;6850¦ \A1;6850¦ \A1;81200¦ (16) UTP Cat.5E 4Px2조 (출입통제)¦ (16) UTP Cat.5E 4Px2조 (출입통제)¦ MATCH LINE DWG No. "S1-TA-S05--DB-018-1.dwg"¦ 905정거장 출입통제설비 지하1층 철거 평면도 (2/2)¦ S = 1 / 400¦ X16¦ X17¦ X18¦ X19¦ X20¦ X21¦ X22¦ X23¦ X12¦ X13¦ X14¦ X15¦ DN¦ DN¦ DN¦ DN¦ 공조기계실2¦ 물탱크실¦ Y00¦ Y01¦ Y02¦ Y03¦ Y04¦ DN¦ DN¦ DN¦ DN¦ 용역¦ 이동통신기계실¦ 예 비 실¦ 기능실통로¦ 전 기 실¦ 창고¦ UTP Cat.5E 4Px2조 (출입통제)¦ 905정거장 출입통제설비 지하1층 철거 평면도 (2/2)¦ 1/400¦ 지하철 905정거장¦ 신방화¦ 마곡나루¦ 양천향교¦ T¦ 7¦ 0¦ 0¦ 9¦ 9¦ 3¦ 4¦ 4¦ 0¦ 0¦
| 1단계_정거장 - 복사본 | 1단계_정거장 - 복사본 | 019. T7001034-002 907정거장 전화설비 지하1층 신설평면도 (2_3).dwg | \A1;5,000¦ \A1;5,000¦ \A1;105,000¦ \A1;5,000¦ \A1;5,000¦ \A1;5,000¦ \A1;5,000¦ \A1;5,000¦ \A1;5,000¦ \A1;2,500¦ \A1;5,000¦ \A1;5,000¦ \A1;5,000¦ \A1;5,000¦ \A1;5,000¦ \A1;5,000¦ \A1;5,000¦ \A1;5,000¦ \A1;2,500¦ \A1;27,800¦ \A1;13,900¦ \A1;13,900¦ \A1;5,000¦ \A1;5,000¦ \A1;5,000¦ \A1;5,000¦ P¦ (철거)¦ 901정거장 전화설비 지하1층 철거평면도(1/2)¦ (신설)¦ 1. 일반교환기에 수용된 전화기는 IP전화기로 교체한다.¦ NOTE¦ 2. 콜폰, E/L폰, 승강장 비상통화장치도 교체한다.¦ 3. 전화 및 인터폰 구간의 배선배관은 기존활용한다.¦ MATCH LINE DWG No. "S1-TA-S07-DB-009-0"¦ MATCH LINE DWG No. "S1-TA-S07-DB-011-0"¦ 1. 음향유도기 전원은 전기콘센트를 이용한다.¦ NOTE¦ 2. 증폭기전원은 전기콘센트를 이용한다.¦ 3. 통신기계실 및 안전관리실 MAIN 분전반은 전기에서 설치한다.¦ KEY PLAN¦ X25¦ X26¦ X27¦ X28¦ X29¦ X09¦ X10¦ X11¦ X12¦ X13¦ X14¦ X15¦ X16¦ X17¦ X18¦ X19¦ X21¦ X22¦ X23¦ X24¦ X20¦ Y00¦ Y01¦ Y02¦ 대 합 실¦ 물탱크실¦ 연결통로¦ 공조기계실¦ 창고¦ DN¦ DN¦ 내부계단¦ 창고¦ 내부계단¦ 용역¦ 용역원대기실¦ 907 정거장¦ STA.9km100.167¦ x2¦ (16) UTP Cat.5E 4Px2조 (용역원대기실)¦ x2¦ (16) UTP Cat.5E 4Px2조 (공조기계실)¦ UTP Cat.5E 25Px1조(콜폰)¦ UTP Cat.5E 4Px3조 (대합실 공중전화)¦ UTP Cat.5E 4Px5조 (편의점,임대상가-3)¦ TRAY (300x100)¦ 인터폰선 0.6x2Px12조 (INT)¦ UTP Cat.5E 25Px2조 (임대상가-1,2)¦ UTP Cat.5E 25Px1조(콜폰)¦ UTP Cat.5E 4Px2조 (용역원대기실)¦ UTP Cat.5E 4Px5조 (편의점,임대상가-3)¦ TRAY (300x100)¦ 인터폰선 0.6x2Px12조 (INT)¦ UTP Cat.5E 25Px2조 (임대상가-1,2)¦ UTP Cat.5E 4Px3조 (대합실 공중전화)¦ UTP Cat.5E 25Px1조(콜폰)¦ UTP Cat.5E 4Px2조 (용역원대기실)¦ UTP Cat.5E 4Px5조 (편의점,임대상가-3)¦ TRAY (300x100)¦ 인터폰선 0.6x2Px12조 (INT)¦ UTP Cat.5E 25Px2조 (임대상가-1,2)¦ UTP Cat.5E 4Px3조 (대합실 공중전화)¦ UTP Cat.5E 4Px2조 (공조기계실)¦ (200x200x100)¦ 4-21~24¦ 4-25~28¦ 3-31~34¦ 3-35~38¦ 임대상가2¦ 임대상가1¦ 1. 일반교환기에 수용된 전화기는 안전관리실만 IP전화기로 교체한다.¦ NOTE¦ 2. 콜폰, E/L폰, 승강장 비상통화장치도 교체한다.¦ 3. 전화 및 인터폰 구간의 배선배관은 기존활용한다.¦ 907정거장 전화설비 지하1층 신설평면도 (2/3)¦ S = 1 / 400¦ 지하철 907정거장¦ 양천향교¦ 가양¦ 증미¦ 1/400¦ 907정거장 전화설비 지하1층 신설평면도(2/3)¦ T¦ 7¦ 0¦ 0¦ 1¦ 0¦ 3¦ 4¦ 0¦ 0¦ 2¦ (기설활용)¦ T¦
| 1단계_정거장 - 복사본 | 1단계_정거장 - 복사본 | 034. T7005034-005 906정거장 CCTV,TDI,시계설비 지하1층 철거평면도(1_2).dwg | P¦ P¦ ACU¦ CCTV¦ CONSOLE¦ KEY PLAN¦ \A1;9750¦ \A1;9750¦ \A1;19500¦ \A1;6850¦ \A1;2900¦ \A1;6850¦ \A1;2900¦ \A1;7500¦ \A1;7500¦ \A1;7500¦ \A1;7500¦ \A1;7500¦ \A1;7500¦ \A1;7500¦ \A1;7500¦ \A1;7500¦ \A1;7500¦ \A1;7500¦ \A1;82500¦ L¦ L1¦ C/R¦ ES-1(1)¦ ES-2¦ ES-5¦ ES-10¦ T-1¦ ES-3¦ ATVM-1¦ COMM-1¦ ES-11¦ ES-9¦ ES-8¦ ELE-5¦ ES-4¦ (16) ECX 5C-2Vx1조 (CAMERA)(기존활용)¦ (16) ECX 5C-2Vx1조 (CAMERA)(기존활용)¦ (22) ECX 5C-2Vx2조 (CAMERA)(기존활용)¦ (28) ECX 5C-2Vx3조 (CAMERA)(기존활용)¦ (16) ECX 5C-2Vx1조 (CAMERA)(기존활용)¦ (16) ECX 5C-2Vx1조 (CAMERA)(기존활용)¦ (28) ECX 5C-2Vx3조 (CAMERA)(기존활용)¦ (42) ECX 5C-2Vx8조 (CAMERA)(기존활용)¦ (16) ECX 5C-2Vx1조 (CAMERA)(기존활용)¦ ELE-1¦ C-1¦ A¦ UP TO 지상 E/L¦ (16) ECX 5C-2Vx1조 (CAMERA)(기존활용)¦ ELE-2¦ (16) ECX 5C-2Vx1조 (CAMERA)(기존활용)¦ DOWN TO 지하1층 E/L¦ D¦ (16) ECX 5C-2Vx1조 (CAMERA)(기존활용)¦ (36) ECX 5C-2Vx4조 (CAMERA)(기존활용)¦ (16) ECX 5C-2Vx1조 (CAMERA)(기존활용)¦ (16) ECX 5C-2Vx1조 (CAMERA)(기존활용)¦ (28) ECX 5C-2Vx3조 (CAMERA)(기존활용)¦ (16) ECX 5C-2Vx1조 (CAMERA)(기존활용)¦ (28) ECX 5C-2Vx3조 (CAMERA)(기존활용)¦ F¦ E¦ AGM-1¦ UTP CAT.5E 4Px4조 (CONSOLE)¦ UTP CAT.5E 25Px1조(CONSOLE)¦ (16) ECX 5C-2Vx1조 (CAMERA)(기존활용)¦ ELE-6¦ (16) ECX 5C-2Vx1조 (CAMERA)(기존활용)¦ H¦ D¦ A¦ TRAY (600x150)¦ DOWN TO 통신기계실 ACCESS FLOOR¦ C¦ (16) ECX 5C-2Vx1조 (CAMERA)(기존활용)¦ (28) FR-CV 3C/4.0㎟x1조 (CA POWER)(철거)¦ (36) FR-CVVSB 10C/1.5㎟x1조 (PAN/TILT)(철거)¦ ECX 5C-2Vx8조 (CAMERA)(기존활용)¦ B¦ E¦ H¦ F¦ (16) HIV 2.5㎟x2조 (CL POWER)(철거)¦ D¦ MATCH LINE DWG No. "S1-TA-S06-DB-018-1.dwg"¦ (P1:200x200x100)¦ (P3:200x200x100)¦ (P4:200x200x100)¦ (P5:200x200x100)¦ (P8:300x300x200)¦ (P11:200x200x100)¦ ES-7¦ (P9:200x200x100)¦ (P7:200x200x100)¦ (P13:200x200x100)¦ ES-6¦ (P2:300x300x200)¦ P¦ (P10:100x100x100)¦ (16) ECX 5C-2Vx1조 (CAMERA)(기존활용)¦ AGM-2¦ (16) ECX 5C-2Vx1조 (CAMERA)(기존활용)¦ Y00¦ Y02¦ Y03¦ Y06¦ Y04¦ DN¦ DN¦ DN¦ DN¦ DN¦ DN¦ UP¦ UP¦ UP¦ UP¦ UP¦ UP¦ UP¦ UP¦ UP¦ 화 장 실¦ 편 의 점¦ 공조기계실1¦ 통신기계실¦ 안전관리실¦ 발매기실¦ 대 합 실¦ X08¦ X09¦ X10¦ X11¦ X02¦ X03¦ X04¦ X05¦ X06¦ X07¦ X01¦ X00¦ ES-14¦ ELE-9¦ (16) ECX 5C-2Vx1조 (CAMERA)(기존활용)¦ ELE-10¦ (16) ECX 5C-2Vx1조 (CAMERA)(기존활용)¦ DOWN TO 지하1층 E/L¦ (200x200x100)¦ (16) ECX 5C-2Vx1조 (CAMERA)(기존활용)¦ UP TO 지상 E/L¦ NOTE¦ 1. 광케이블, 전원/접지케이블 (OF-SM-4Core, CV 3C/2.5㎟)¦ 3. 승강장 ANT설치위치: 열차 진행방향 정거장 시종점부에 설치¦ 2. 광케이블, 전원/접지케이블 (OF-SM-8Core, CV 3C/2.5㎟)¦ (16) ECX 5C-2Vx1조 (CAMERA)(기존활용)¦ C¦ (16) ECX 5C-2Vx1조 (CAMERA)(기존활용)¦ FR-CV 3C/6.0㎟x1조 (LSE POWER)¦ ECX 5C-2Vx10조 (CAMERA)(기존활용)¦ OF-MM-12Core(난연)x4조(TDI)¦ UTP Cat.5E 4Px8조 (TDI)¦ OF-SM-8Cx1조 [공간화상)(철거)¦ F-CV 3C/2.5㎟x2조 (공간화상)(철거)¦ OF-SM-4Cx1조 [공간화상)(철거)¦ TRAY (300x100)¦ ECX 5C-2Vx17조 (CAMERA)(기존활용)¦ OF-MM-12Core(난연)x4조(TDI)¦ UTP Cat.5E 4Px8조 (TDI)¦ OF-SM-8Cx1조 [공간화상)(철거)¦ F-CV 3C/2.5㎟x2조 (공간화상)(철거)¦ OF-SM-4Cx1조 [공간화상)(철거)¦ TRAY (300x100)¦ HIV 2.5㎟x2조 (CL POWER)(철거)¦ UL 2919-AMESB 24AWG 4Px4조 (TDI)¦ FR-CV 3C/4.0㎟x4조 (TDI POWER)¦ ECX 5C-2Vx36조 (CAMERA)(기존활용)¦ OF-MM-12Core(난연)x4조(TDI)¦ UTP Cat.5E 4Px8조 (TDI)¦ OF-SM-8Cx1조 [공간화상)(철거)¦ F-CV 3C/2.5㎟x2조 (공간화상)(철거)¦ OF-SM-4Cx1조 [공간화상)(철거)¦ TRAY (300x100)¦ HIV 2.5㎟x2조 (CL POWER)(철거)¦ I¦ I¦ ECX 5C-2Vx18조 (CAMERA)(기존활용)¦ FR-CV 3C/4.0㎟x1조 (CA POWER)(철거)¦ FR-CVVSB 10C/1.5㎟x1조 (PAN/TILT)(철거)¦ TRAY (300x100)¦ UL 2919-AMESB 24AWG 4Px4조 (TDI)¦ FR-CV 3C/4.0㎟x4조 (TDI POWER)¦ UL 2919-AMESB 24AWG 4Px4조 (TDI)¦ FR-CV 3C/4.0㎟x4조 (TDI POWER)¦ FR-CVVSB 10C/1.5㎟x1조 (PAN/TILT)(철거)¦ FR-CV 3C/4.0㎟x1조 (CA POWER)(철거)¦ UL 2919-AMESB 24AWG 4Px4조 (TDI)¦ FR-CV 3C/4.0㎟x4조 (TDI POWER)¦ ECX 5C-2Vx37조 (CAMERA)(기존활용)¦ OF-MM-12Core(난연)x4조(TDI)¦ UTP Cat.5E 4Px8조 (TDI)¦ OF-SM-8Cx1조 [공간화상)(철거)¦ F-CV 3C/2.5㎟x2조 (공간화상)(철거)¦ OF-SM-4Cx1조 [공간화상)(철거)¦ HIV 2.5㎟x2조 (CL POWER)(철거)¦ FR-CVVSB 10C/1.5㎟x1조 (PAN/TILT)(철거)¦ FR-CV 3C/4.0㎟x1조 (CA POWER)(철거)¦ DOWN TO 안전관리실 ACCESS FLOOR¦ FR-CV 3C/6.0㎟x1조 (LSE POWER)¦ (16) ECX 5C-2Vx1조 (CAMERA)(기존활용)¦ vmh¦ vmh¦ vmh¦ vmh¦ vmh¦ vmh¦ vmh¦ vmh¦ VMT¦ vmh¦ vmh¦ vmh¦ vmh¦ vmh¦ vmh¦ vmh¦ vmh¦ vmh¦ vmh¦ vmh¦ vmh¦ vmh¦ vmh¦ ES-1(2)¦ vmh¦ (16) ECX 5C-2Vx1조 (CAMERA)(기존활용)¦ (16) ECX 5C-2Vx1조 (CAMERA)(기존활용)¦ (16) ECX 5C-2Vx1조 (CAMERA)(기존활용)¦ (16) ECX 5C-2Vx1조 (CAMERA)(기존활용)¦ B¦ TRAY (300x100)¦ (28) FR-CV 3C/4.0㎟x1조 (출입구게시기)(철거)¦ (16) UTP Cat 5E 4Px1조 (출입구게시기)(철거)¦ (28) FR-CV 3C/4.0㎟x1조 (출입구게시기)(철거)¦ (16) UTP Cat 5E 4Px1조 (출입구게시기)(철거)¦ (28) FR-CV 3C/4.0㎟x1조 (출입구게시기)(철거)¦ (16) UTP Cat 5E 4Px1조 (출입구게시기)(철거)¦ (28) FR-CV 3C/4.0㎟x1조 (출입구게시기)(철거)¦ (16) UTP Cat 5E 4Px1조 (출입구게시기)(철거)¦ (28) FR-CV 3C/4.0㎟x1조 (출입구게시기)(철거)¦ (16) UTP Cat 5E 4Px1조 (출입구게시기)(철거)¦ (28) FR-CV 3C/4.0㎟x1조 (출입구게시기)(철거)¦ (16) UTP Cat 5E 4Px1조 (출입구게시기)(철거)¦ (28) FR-CV 3C/4.0㎟x1조 (출입구게시기)(철거)¦ (16) UTP Cat 5E 4Px1조 (출입구게시기)(철거)¦ (28) FR-CV 3C/4.0㎟x1조 (출입구게시기)(철거)¦ (16) UTP Cat 5E 4Px1조 (출입구게시기)(철거)¦ (28) FR-CV 3C/4.0㎟x1조 (출입구게시기)(철거)¦ (16) UTP Cat 5E 4Px1조 (출입구게시기)(철거)¦ (28) FR-CV 3C/4.0㎟x1조 (출입구게시기)(철거)¦ (16)x2 UTP Cat 5E 4Px1조x2 (출입구게시기)(철거)¦ (28) FR-CV 3C/4.0㎟x1조 (출입구게시기)(철거)¦ (16)x2 UTP Cat 5E 4Px1조x2 (출입구게시기)(철거)¦ (28)x2 FR-CV 3C/4.0㎟x1조x2 (출입구게시기)(철거)¦ (16)x4 UTP Cat 5E 4Px1조x4 (출입구게시기)(철거)¦ (28) FR-CV 3C/4.0㎟x1조 (출입구게시기)(철거)¦ (16) UTP Cat 5E 4Px1조 (출입구게시기)(철거)¦ (28) FR-CV 3C/4.0㎟x1조 (출입구게시기)(철거)¦ (16)x2 UTP Cat 5E 4Px1조x2 (출입구게시기)(철거)¦ (16) ECX 5C-2Vx1조 (CAMERA)(기존활용)¦ (28) FR-CV 3C/4.0㎟x1조 (출입구게시기)(철거)¦ (16) UTP Cat 5E 4Px1조 (출입구게시기)(철거)¦ FR-CV 3C/4.0㎟x2조 (출입구게시기)(철거)¦ UTP Cat 5E 4Px4조 (출입구게시기)(철거)¦ FR-CV 3C/4.0㎟x4조 (출입구게시기)(철거)¦ UTP Cat 5E 4Px8조 (출입구게시기)(철거)¦ FR-CV 3C/4.0㎟x4조 (출입구게시기)(철거)¦ UTP Cat 5E 4Px8조 (출입구게시기)(철거)¦ (철거)¦ J¦ (16) UL 2919-AMESB 24AWG 4Px1조¦ (28) OF-MM-12Core(난연)X1조¦ (16) UTP Cat.5E 4Px2조¦ (28) FR-CV 3C/4.0㎟x1조¦ K¦ K¦ K¦ (16) UTP Cat.5E 4Px1조(대합실게시기)(철거)¦ (28) FR-CV 3C/4.0㎟x1조 (대합실게시기 POWER)(기존활용)¦ UTP Cat.5E 4Px2조(대합실게시기)(철거)¦ FR-CV 3C/4.0㎟x2조 (대합실게시기 POWER)(기존활용)¦ UTP Cat.5E 4Px2조(대합실게시기)(철거)¦ FR-CV 3C/4.0㎟x2조 (대합실게시기 POWER)(기존활용)¦ (철거)¦ (철거)¦ (철거)¦ (철거)¦ (철거)¦ (철거)¦ (철거)¦ (철거)¦ HIV1.5㎟x2조 (CLOCK)(철거)¦ (16) HIV 1.5㎟x2조 (CLOCK)(철거)¦ HIV 1.5㎟x2조 (CLOCK)(철거)¦ HIV 1.5㎟x4조 (CLOCK)(철거)¦ HIV 1.5㎟x4조 (CLOCK)(철거)¦ HIV 1.5㎟x4조 (CLOCK)(철거)¦ (철거)¦ 지하철 906정거장¦ 마곡나루¦ 양천향교¦ 가양¦ 1/400¦ S = 1 / 400¦ 906정거장 CCTV,TDI,시계설비 지하1층 철거평면도(1/2)¦ 906정거장 CCTV,TDI,시계설비 지하1층¦ 철거평면도(1/2)¦ T¦ 7¦ 0¦ 0¦ 5¦ 0¦ 3¦ 4¦ 0¦ 0¦ 5¦ CCTV(기존동축활용)¦
| 1단계_정거장 - 복사본 | 1단계_정거장 - 복사본 | 009. T1001026-005 916정거장 CCTV,TDI,시계설비 CABLE WIRING DIAGRAM.dwg | 901정거장 CCTV,TDI,시계설비 CABLE WIRING DIAGRAM¦ S = NONE¦ 901정거장 CCTV,TDI,시계설비 CABLE WIRING¦ DIAGRAM¦ FR-CV 3C/4.0㎟x1조 (대합실게시기 POWER), ,UTP Cat.5E 4Px4조 (대합실게시기)¦ FR-CV 3C/4.0㎟, OF-SM-8C(난연)¦ 신호통신기계실¦ ELE-4 (지상층)¦ 안전관리실¦ CONSOLE DESK¦ ELE-3 (대합실)¦ ELE-2 (지상층)¦ ELE-1 (대합실)¦ ELE-5 (대합실)¦ ELE-6 (대합실)¦ ES-1 (외부계단출입구)¦ ES-2 (외부계단출입구)¦ ES-3 (외부계단출입구)¦ ES-4 (외부계단출입구)¦ ES-5 (대합실)¦ ES-6 (대합실)¦ ES-7 (대합실)¦ T-1 (화장실.여)¦ P-1 (승강장)¦ P-2 (승강장)¦ P-4 (승강장)¦ AGM-1 (대합실)¦ ATVM-1 (대합실)¦ C-1 ( (대합실)¦ COMM-1 (신호통신기계실)¦ 안전관리실¦ 대합실¦ ELEC-1 (전기실)¦ UTP Cat.5E 4Px4조(신설)¦ UTP Cat.5E 25Px1조(신설)¦ x2¦ ELE-7 (승강장)¦ ELE-8 (승강장)¦ P-3 (승강장)¦ OF-SM-4C, F-CV 3C/2.5㎟ (공간화상)(철거)¦ OF-SM-8C, F-CV 3C/2.5㎟ (공간화상)(철거)¦ 발매기실¦ L¦ S¦ E¦ ES-8 (대합실)¦ 운전취급실¦ 용역원대기실¦ AGM-2 (대합실)¦ 공간화상¦ (차량기지방향)¦ 공간화상¦ (차량기지방향)¦ C¦ C¦ T¦ M¦ A¦ T¦ R¦ V¦ R¦ A¦ C¦ K¦ I¦ X¦ ELE-9 (대합실)¦ ELE-10 (대합실)¦ 공간화상¦ (강남방향)¦ UL 2919-AMESB 24AWG 4Px1조 (TDI), FR-CV 3C/4.0㎟x1조 (TDI POWER), OF-MM-12Core(난연)x1조 (TDI), UTP Cat.5E 4Px2조 (TDI):기존활용¦ UL 2919-AMESB 24AWG 4Px1조 (TDI), FR-CV 3C/4.0㎟x1조 (TDI POWER), OF-MM-12Core(난연)x1조 (TDI), UTP Cat.5E 4Px2조 (TDI):기존활용¦ UL 2919-AMESB 24AWG 4Px1조 (TDI), FR-CV 3C/4.0㎟x1조 (TDI POWER), OF-MM-12Core(난연)x1조 (TDI), UTP Cat.5E 4Px2조 (TDI):기존활용¦ UL 2919-AMESB 24AWG 4Px1조 (TDI), FR-CV 3C/4.0㎟x1조 (TDI POWER), OF-MM-12Core(난연)x1조 (TDI), UTP Cat.5E 4Px2조 (TDI):기존활용¦ FR-CV 3C/4.0㎟(신설), OF-SM-8C(난연)(신설)¦ FR-CV 3C/4.0㎟(신설), OF-SM-8C(난연)(신설)¦ 승강장모니터(상선)¦ 승강장모니터(하선)¦ FR-CV 3C/4.0㎟x1조 (출입구 게시기 POWER), UTP Cat.5E4Px2조 (출입구게시기)(철거)¦ FR-CV 3C/4.0㎟x1조 (출입구 게시기 POWER), UTP Cat.5E4Px2조 (출입구게시기)(철거)¦ 스위치¦ L2¦ HIV 1.5㎟x2조 (CLOCK)(철거), HIV 2.5㎟x2조 (CLOCK POWER)(철거)¦ HIV 1.5㎟x2조 (CLOCK)(철거)¦ ECX 5C-2V(기존활용)¦ ECX 5C-2V(기존활용)¦ ECX 5C-2V(기존활용)¦ ECX 5C-2V(기존활용)¦ ECX 5C-2V(기존활용)¦ ECX 5C-2V(기존활용)¦ ECX 5C-2V(기존활용)¦ ECX 5C-2V(기존활용)¦ ECX 5C-2V(기존활용)¦ ECX 5C-2V(기존활용)¦ ECX 5C-2V(기존활용)¦ ECX 5C-2V(기존활용)¦ ECX 5C-2V(기존활용)¦ ECX 5C-2V(기존활용)¦ ECX 5C-2V(기존활용)¦ ECX 5C-2V(기존활용)¦ ECX 5C-2V(기존활용)¦ ECX 5C-2V(기존활용)¦ ECX 5C-2V(기존활용)¦ ECX 5C-2V(기존활용)¦ ECX 5C-2V(기존활용)¦ ECX 5C-2V(기존활용)¦ ECX 5C-2V(기존활용)¦ ECX 5C-2V(기존활용)¦ ECX 5C-2V(기존활용)¦ ECX 5C-2V(기존활용)¦ ECX 5C-2V(기존활용)¦ ECX 5C-2V(기존활용)¦ ECX 5C-2V(기존활용)¦ FR-CV 3C/4.0㎟x1조 (대합실 게시기 POWER)(기존활용), OF-SM-8Core(난연)x2조 (대합실게시기)(신설)¦ 지하철 916정거장¦ 여의도¦ 샛강¦ 노량진¦ S=NONE¦ 916정거장 CCTV,TDI,시계설비 CABLE WIRING DIAGRAM¦ S = NONE¦ 916정거장 CCTV,TDI,시계설비 CABLE WIRING¦ DIAGRAM¦ T¦ 1¦ 0¦ 0¦ 1¦ 0¦ 2¦ 6¦ 0¦ 0¦ 5¦
| 1단계_정거장 - 복사본 | 1단계_정거장 - 복사본 | 041. T7009934-002 911정거장 출입통제설비 지하1,2층 평면도 (2_2).dwg | C/R¦ P¦ \A1;7,330¦ \A1;7,330¦ \A1;500¦ \A1;3,880¦ \A1;7,830¦ \A1;3,880¦ \A1;7,830¦ \A1;23,420¦ \A1;500¦ \A1;3,750¦ \A1;7,500¦ \A1;7,500¦ \A1;5,000¦ \A1;5,000¦ \A1;5,000¦ \A1;5,000¦ \A1;5,000¦ \A1;5,000¦ \A1;5,000¦ \A1;5,000¦ \A1;5,000¦ \A1;7,500¦ \A1;7,500¦ \A1;30,000¦ \A1;20,000¦ L¦ KEY PLAN¦ Y00¦ Y01¦ Y03¦ Y05¦ Y06¦ 28,750¦ 78,750¦ X15¦ X16¦ X17¦ X18¦ X19¦ X20¦ X21¦ X22¦ X23¦ X24¦ X25¦ X26¦ X27¦ X28¦ UP¦ DN¦ DN¦ 물탱크실¦ 공조기계실2¦ 편의점¦ 대 합 실¦ 이동통신기계실¦ 용역원대기실¦ 발매기실¦ 외부출입구3¦ 외부출입구2¦ UP¦ 방범셔터¦ 외부엘리베이터2¦ MATCH LINE DWG No. "S1-TA-S11-DB-017-0"¦ 지상E/L¦ UTP Cat.5E 4Px2조 (출입통제)¦ 임대상가3¦ UTP Cat.5E 4Px2조 (출입통제)¦ 911정거장 출입통제설비 지하1,2층 평면도 (2/2)¦ 911정거장 출입통제설비 지하1,2층 평면도 (2/2)¦ S = 1 / 400¦ 1/400¦ 지하철 911정거장¦ 염창¦ 신목동¦ 선유도¦ T¦ 7¦ 0¦ 0¦ 9¦ 9¦ 3¦ 4¦ 0¦ 0¦ 2¦ P¦
| 1단계_정거장 - 복사본 | 1단계_정거장 - 복사본 | 030. T7005034-001 919정거장 CCTV,TDI,시계설비 지하1층 신설평면도 (1_2).dwg | {\C0;vmh}¦ ACU¦ CCTV¦ \A1;4,250¦ \A1;3,100¦ \A1;5,000¦ \A1;{\fHY울릉도M¦b0¦i0¦c129¦p50;5,000}¦ \A1;{\fHY울릉도M¦b0¦i0¦c129¦p50;5,000}¦ \A1;{\fHY울릉도M¦b0¦i0¦c129¦p50;5,000}¦ \A1;{\fHY울릉도M¦b0¦i0¦c129¦p50;5,000}¦ \A1;{\fHY울릉도M¦b0¦i0¦c129¦p50;5,000}¦ \A1;{\fHY울릉도M¦b0¦i0¦c129¦p50;5,000}¦ \A1;{\fHY울릉도M¦b0¦i0¦c129¦p50;5,000}¦ \A1;{\fHY울릉도M¦b0¦i0¦c129¦p50;5,000}¦ \A1;{\fHY울릉도M¦b0¦i0¦c129¦p50;5,000}¦ \A1;{\fHY울릉도M¦b0¦i0¦c129¦p50;5,000}¦ \A1;{\fHY울릉도M¦b0¦i0¦c129¦p50;5,000}¦ \A1;{\fHY울릉도M¦b0¦i0¦c129¦p50;5,000}¦ \A1;{\fHY울릉도M¦b0¦i0¦c129¦p50;5,000}¦ \A1;{\fHY울릉도M¦b0¦i0¦c129¦p50;5,000}¦ \A1;7,500¦ \A1;3,750¦ \A1;23,200¦ \A1;13,600¦ \A1;4,250¦ \A1;7,350¦ \A1;7,350¦ \A1;4,250¦ \A1;7,100¦ \A1;6,500¦ TRAY (300x100)¦ UTP CAT.5E 25Px1조 (CONSOLE)¦ UTP CAT.5E 4Px4조 (CONSOLE)¦ FR-CV 3C/6.0㎟x1조 (LSE POWER)¦ UTP Cat.5E 4Px2조 (CL POWER)(신설)¦ F-CV 3C/2.5㎟x1조 (공간화상)(기존활용)¦ OF- SM-4Cx1조 (공간화상)(기존활용)¦ UTP Cat.5E4Px15조 (CAMERA)(신설)¦ OF-SM-8C(난연)x10조(신설) ¦ FR-CV 3C/4.0㎟x10조(신설) ¦ OF-SM-8C(난연)x2조(승강장모니터)(신설) ¦ FR-CV 3C/4.0㎟x2조(승강장모니터)(신설) ¦ C/R¦ A¦ B¦ C¦ F¦ G¦ H¦ I¦ J¦ K¦ L¦ M¦ KEY PLAN¦ MATCH LINE DWG No. "S1-TA-S19-DB-018-0"¦ {\C0;VMT}¦ (P5:200x200x100)¦ (P6:200x200x100)¦ (P7:300x300x200)¦ (P8:200x200x100)¦ (P9:200x200x100)¦ (12:200x200x100)¦ (P2:200x200x100)¦ ES-1¦ ELE-1¦ ELE-2¦ C-1¦ ES-3¦ COMM-1¦ B¦ A¦ C¦ F¦ H¦ I¦ J¦ K¦ L¦ M¦ ELEC-1¦ (P3:200x200x100)¦ 비상전원실¦ 복 도¦ 용역원대기실 및용역창고¦ 통신기계실¦ 비품창고¦ CO2실¦ 공조기계실-1¦ 물탱크실¦ 전기실¦ 내부계단1¦ 내부계단4¦ 내부엘리베이터1¦ 내부엘리베이터2¦ DN¦ DN¦ 이동통신기계실¦ 용역창고¦ X15¦ X14¦ X13¦ X12¦ X11¦ X10¦ X09¦ X08¦ X07¦ X06¦ X05¦ X04¦ X03¦ X02¦ X01¦ X00¦ X-1¦ Y00¦ Y01¦ Y02¦ Y03¦ Y04¦ Y05¦ Y06¦ 86,250¦ NOTE¦ 1. 광케이블, 전원/접지케이블 (OF-SM-4Core, CV 3C/2.5㎟)¦ 2. 승강장 ANT설치위치: 열차 진행방향 정거장 시종점부에 설치¦ 2. 광케이블, 전원/접지케이블 (OF-SM-8Core, CV 3C/2.5㎟)¦ G¦ DOWN TO 지하 2층¦ TRAY (900x150)¦ DOWN TO 통신기계실 ACCESS FLOOR¦ TRAY (600x150)¦ UTP Cat.5E 4Px4조 (CONSOLE)¦ UTP Cat.5E 25Px1조 (CONSOLE)¦ TRAY (300x100)¦ UTP Cat.5E 4Px4조 (CONSOLE)¦ UTP Cat.5E 25Px1조 (CONSOLE)¦ TRAY (300x100)¦ UTP Cat.5E 4Px4조 (CONSOLE)¦ UTP Cat.5E 25Px1조 (CONSOLE)¦ (16) UTP Cat.5E4Px1조 (CAMERA)¦ TRAY (300x100)¦ TRAY (300x100)¦ (28) UTP Cat.5E4Px3조 (CAMERA)¦ (22) UTP Cat.5E4Px2조 (CAMERA)¦ TRAY (300x100)¦ UTP Cat.5E 4Px4조 (CONSOLE)¦ UTP Cat.5E 25Px1조 (CONSOLE)¦ (22) UTP Cat.5E4Px2조 (CAMERA)¦ (16) UTP Cat.5E4Px1조 (CAMERA)¦ DOWN TO 지하 2층¦ TRAY (900x150)¦ (16) UTP Cat.5E4Px1조 (CAMERA)¦ FR-CV 3C/6.0㎟x1조 (LSE POWER)¦ FR-CV 3C/6.0㎟x1조 (LSE POWER)¦ FR-CV 3C/6.0㎟x1조 (LSE POWER)¦ FR-CV 3C/6.0㎟x1조 (LSE POWER)¦ 스피드돔¦ 스피드돔¦ 스피드돔¦ UTP Cat.5E4Px3조 (CAMERA)¦ OF-SM-8C(난연)x1조(CAMERA) ¦ FR-CV 3C/4.0㎟x1조(CAMERA) ¦ UTP Cat.5E4Px3조 (CAMERA)¦ OF-SM-8C(난연)x1조(CAMERA) ¦ FR-CV 3C/4.0㎟x1조(CAMERA) ¦ UTP Cat.5E4Px22조 (CAMERA)¦ OF-SM-8C(난연)x10조(CAMERA) ¦ FR-CV 3C/4.0㎟x10조(CAMERA) ¦ UTP Cat.5E4Px18조 (CAMERA)¦ OF-SM-8C(난연)x9조(CAMERA) ¦ FR-CV 3C/4.0㎟x9조(CAMERA) ¦ UTP Cat.5E4Px17조 (CAMERA)¦ OF-SM-8C(난연)x9조(CAMERA) ¦ FR-CV 3C/4.0㎟x9조(CAMERA) ¦ UTP Cat.5E4Px6조 (CAMERA)¦ OF-SM-8C(난연)x1조(CAMERA) ¦ FR-CV 3C/4.0㎟x1조(CAMERA) ¦ UTP Cat.5E4Px4조 (CAMERA)¦ OF-SM-8C(난연)x1조(CAMERA) ¦ FR-CV 3C/4.0㎟x1조(CAMERA) ¦ UTP Cat.5E4Px7조 (CAMERA)¦ OF-SM-8C(난연)x8조(CAMERA) ¦ FR-CV 3C/4.0㎟x8조(CAMERA) ¦ {\C0;VMT}¦ {\C0;vmh}¦ OF-SM-8Core(난연)x1조 (모니터)(신설)¦ FR-CV 3C/4.0㎟x1조 (모니터POWER)(신설) ¦ OF-SM-8Core(난연)x1조 (모니터)(신설)¦ FR-CV 3C/4.0㎟x1조 (모니터POWER)(신설) ¦ OF-SM-8Core(난연)x1조 (모니터)(신설)¦ FR-CV 3C/4.0㎟x1조 (모니터POWER)(신설) ¦ OF-SM-8Core(난연)x1조 (모니터)(신설)¦ FR-CV 3C/4.0㎟x1조 (모니터POWER)(신설) ¦ OF-SM-8Core(난연)x1조 (모니터)(신설)¦ FR-CV 3C/4.0㎟x1조 (모니터POWER)(신설) ¦ OF-SM-8Core(난연)x1조 (모니터)(신설)¦ FR-CV 3C/4.0㎟x1조 (모니터POWER)(신설) ¦ FR-CV 3C/4.0㎟x2조 (TDI POWER)(기존활용)¦ UTP Cat.5E 4Px4조 (TDI)(기존활용)¦ UL 2919-AMESB 24AWG 4Px2조 (TDI)(기존활용)¦ FR-CV 3C/4.0㎟x2조 (TDI POWER)(기존활용)¦ OF-MM-12Core(난연)x2조 (TDI)(기존활용)¦ UL 2919-AMESB 24AWG 4Px2조 (TDI)(기존활용)¦ FR-CV 3C/4.0㎟x2조 (TDI POWER)(기존활용)¦ UTP Cat.5E 4Px4조 (TDI)(기존활용)¦ UL 2919-AMESB 24AWG 4Px2조 (TDI)(기존활용)¦ FR-CV 3C/4.0㎟x2조 (TDI POWER)(기존활용)¦ OF-MM-12Core(난연)x2조 (TDI)(기존활용)¦ UL 2919-AMESB 24AWG 4Px2조 (TDI)(기존활용)¦ FR-CV 3C/4.0㎟x2조 (TDI POWER)(기존활용)¦ OF-MM-12Core(난연)x2조 (TDI)(기존활용)¦ UL 2919-AMESB 24AWG 4Px2조 (TDI)(기존활용)¦ FR-CV 3C/4.0㎟x4조 (TDI POWER)(기존활용)¦ OF-MM-12Core(난연)x4조 (TDI)(기존활용)¦ UL 2919-AMESB 24AWG 4Px4조 (TDI)(기존활용)¦ UL 2919-AMESB 24AWG 4Px2조 (TDI)(기존활용)¦ FR-CV 3C/4.0㎟x2조 (TDI POWER)(기존활용)¦ UTP Cat.5E 4Px4조 (TDI)(기존활용)¦ OF-MM-12Core(난연)x2조 (TDI)(기존활용)¦ OF-MM-12Core(난연)x2조 (TDI)(기존활용)¦ UTP Cat.5E 4Px4조 (TDI)(기존활용)¦ OF-MM-12Core(난연)x2조 (TDI)(기존활용)¦ UTP Cat.5E 4Px8조 (TDI)(기존활용)¦ UTP Cat.5E 4Px4조 (TDI)(기존활용)¦ UTP Cat.5E 4Px4조 (TDI)(기존활용)¦ 지하철 919정거장¦ 노들¦ 중앙대입구¦ 동작¦ 1/400¦ S = 1 / 400¦ 919정거장 CCTV,TDI,시계설비 지하1층 신설평면도(1/2)¦ 919정거장 CCTV,TDI,시계설비 지하1층¦ 신설평면도(1/2)¦ T¦ 7¦ 0¦ 0¦ 5¦ 0¦ 3¦ 4¦ 0¦ 0¦ 1¦ CCTV(기존동축활용)¦ P¦
| 1단계_정거장 - 복사본 | 1단계_정거장 - 복사본 | 016. T1001026-013 909정거장 통신기계실 & 안전관리실 CABLE WIRING DIAGRAM.dwg | 공통접지 단자함¦ 발매기실 접지단자함 (AFC)¦ F-GV 50㎟x1조¦ FR-CVVSB 4P/1.5㎟ (연선전화)¦ FR-CVVSB 4P/1.5㎟ (연선전화)¦ From: 908 ¦ To: 910 ¦ OF-SM 46Core (상선)¦ From: 908 ¦ OF-SM 46Core (상선)¦ To: 910 ¦ OF-SM 46Core (하선)¦ OF-SM 46Core (하선)¦ From: 908 ¦ To: 910 ¦ F/S(J.F) 0.65x25P (50%%%차폐) 직통전화¦ F/S(J.F) 0.65x25P (50%%%차폐) 직통전화¦ From: 908 ¦ To: 910 ¦ F-GV 6.0㎟x9조¦ OFD¦ 배선반¦ ADM¦ CCTV MATRIX RACK¦ 부모시계¦ 열차무선 장치¦ 종합무선 중계장치¦ UPS¦ 분전반¦ 종합집중관리 콘솔¦ 화재수신반¦ 광점퍼코드 (FC-PC)x4조¦ 광점퍼코드 (FC-PC)x4조¦ UTP Cat.5E 25Px10조¦ UTP Cat.5E 4Px1조 (DATA)¦ UL 2464-AMESB 24AWGx16Cx3조(방송)¦ P.A AMP RACK¦ FR-CV 4C/25㎟x2조¦ FR-CV 3C/4.0㎟¦ FR-CV 3C/4.0㎟¦ FR-CV 3C/6.0㎟¦ FR-CV 3C/4.0㎟¦ FR-CV 3C/6.0㎟¦ F-GV 6.0㎟x1조¦ F-GV 6.0㎟x2조¦ F-GV 6.0㎟x4조¦ F-GV 6.0㎟x5조¦ F-GV 6.0㎟x7조¦ F-GV 6.0㎟x8조¦ 통신기계실¦ UTP Cat.5E 4Px4조 (영상)¦ UTP Cat.5E 25Px2조 (CONSOLE)¦ FR-CV 3C/4.0㎟¦ 접지단자함 (AFC)¦ F-GV 50㎟x1조¦ 접지단자함 (통신)¦ UTP Cat.5E 25Px1조 (CCTV)¦ F-GV 6㎟x1조¦ F-GV 50㎟x1조¦ F-GV 50㎟x1조¦ 분전반¦ 출입통제 (ACU)¦ UTP Cat.5E 4Px1조 (DATA)¦ FR-CV 3C/4.0㎟¦ F-GV 6.0㎟x6조¦ 행선안내게시기 (LSE)¦ 안전관리실¦ UTP Cat.5E 25Px1조 (LSE)¦ FR-CV 3C/6.0㎟¦ UTP Cat.5E 4Px1조 (화재탐지용)¦ UL 2464-AMESB 24AWG 16Cx2조 (방송), CPEV 0.9 5Px1조, UL 2464-AMESB 24AWG 4Cx1조¦ UTP Cat.5E 4Px1조 (자동방송)¦ 사령전화 역장치¦ 종합집중관리 장치¦ CCTV 콘솔¦ 방송원격조정기¦ UTP Cat.5E 4Px1조¦ UTP Cat.5E 4Px1조¦ UTP Cat.5E 4Px1조¦ CPEV 0.9 5Px1조¦ UTP Cat.5E 4Px1조¦ UTP Cat.5E 4Px1조¦ HFC-12Dx1조¦ F-GV 16㎟x1조¦ 광점퍼코드 (FC-PC)x2조¦ F-GV 6.0㎟x2조¦ F-GV 6.0㎟x1조¦ FR-CV 3C/6.0㎟¦ UTP Cat.5E 4Px1조 (UPS NMS)¦ F-GV 6㎟x1조¦ 역단위 전산기 (SMS)¦ L-M 분전반¦ FR-CV 3C/2.5㎟¦ FR-CV 3C/4㎟¦ UTP Cat.5E 25Px1조¦ UTP Cat.5E 25Px1조¦ UTP Cat.5E 4Px1조¦ FR-CV 3C/4.0㎟¦ OF-SM 48Core (상선)¦ From: 908정거장 ¦ OF-SM 48Core (하선)¦ OF-SM 48Core (상선)¦ OF-SM 48Core (하선)¦ To: 910정거장 ¦ *전송(IP-MPLS) 및 열차무선(LTE-R)의 전원 및 신호계통은 별도 도면 참조¦ *점선( ) : 철거, 실선( ) : 신설¦ UTP Cat.5E 25Px2조¦ 단자함, OFD¦ OF-SM-24CORE X1조¦ From: 908정거장 ¦ 909정거장 통신기계실 & 안전관리실 CABLE WIRING DIAGRAM¦ 909정거장 통신기계실 & 안전관리실 CABLE WIRING DIAGRAM¦ S = NONE¦ NONE¦ 가양¦ 등촌¦ 염창¦ T¦ 1¦ 0¦ 0¦ 1¦ 0¦ 2¦ 6¦ 0¦ 1¦ 3¦ T¦ 0¦ 0¦ 0¦ 0¦ 0¦ 0¦ 0¦ 0¦ 0¦ 0¦ 가양¦ 등촌¦ 염창¦ OFD¦ 배선반¦ 전송설비¦ CCTV MATRIX RACK¦ 사령전화(역장치)¦ 열차무선 중계장치(SOR)¦ UPS¦ 분전반¦ 종합집중관리 콘솔¦ 화재수신반¦ 광점퍼코드x4¦ 광점퍼코드x2¦ UTP Cat.5E 25Px10¦ UL 2464-AMESB 24AWGx16Cx3(방송) , CPEV 0.65/5Px1 (Rail Condition)¦ CPEV 0.65/5Px1(Rail Condition)¦ P.A AMP RACK¦ F-CV 4C/25㎟¦ F-CV 3C/4.0㎟¦ F-CV 3C/4.0㎟¦ F-CV 3C/4.0㎟¦ F-CV 3C/4.0㎟¦ 전기공통접지 단자함¦ UTP Cat.5E 4Px1 (화재수신)¦ UL 2464-AMESB 24AWG 16Cx1 (방송)¦ F-GV 6.0㎟x1¦ F-GV 6.0㎟x2¦ F-GV 6.0㎟x4¦ F-GV 6.0㎟x5¦ F-GV 6.0㎟x7¦ F-GV 6.0㎟x8¦ 통신기계실¦ UTP Cat.5E 4Px4 (영상), UTP Cat.5E 25Px1 (제어)¦ UTP Cat.5E 25Px1 (CONSOLE)¦ F-CV 3C/4.0㎟¦ 접지단자함 (AFC)¦ F-GV 50㎟x1¦ 접지단자함 (통신)¦ UTP Cat.5E 25Px1 (CCTV)¦ F-GV 50㎟x1¦ 분전반((AFC)¦ OF-SM 72Core (상선)¦ Fom: 930정거장 ¦ OF-SM 72Core (하선)¦ To: 932정거장 ¦ 출입통제 (ACU)¦ UTP Cat.5E 4Px1 (DATA)¦ F-CV 3C/4.0㎟¦ F-GV 6.0㎟x6¦ F-GV 6.0㎟x3¦ 행선안내게시기 (LSE)¦ 역무관리실¦ UTP Cat.5E 25Px1 (LSE)¦ Fom: 930정거장 ¦ To: 932정거장 ¦ F-CV 2C/10㎟¦ UTP Cat.5E 4Px1 (화재수신)¦ UTP Cat.5E 4Px1 (화재수신)¦ 지하재방송(역장치)¦ 광점퍼코드x4(FM, TV, 예비)¦ M I S(역장치)¦ 광점퍼코드x12(상위망, 하위망)¦ F-CV 3C/4.0㎟¦ F-CV 3C/4.0㎟¦ F-GV 6.0㎟x9¦ F-GV 6.0㎟x10¦ F-GV 6.0㎟x11¦ 광점퍼코드x2¦ CPEV-S 0.9x10Px2조 직통전화, 연선전화¦ CPEV-S 0.9x10Px2조 직통전화, 연선전화¦ F-GV 6.0㎟x1¦ F-GV 6.0㎟x2¦ *전송(IP-MPLS) 및 열차무선(LTE-R)의 전원 및 신호계통은 별도 도면 참조¦ *점선( ) : 철거, 실선( ) : 신설¦ OF-SM 48Core (상선)¦ From: 930정거장 ¦ OF-SM 48Core (하선)¦ OF-SM 48Core (상선)¦ OF-SM 48Core (하선)¦ To: 932정거장 ¦
| 1단계_정거장 - 복사본 | 1단계_정거장 - 복사본 | 032. T7003034-001 902정거장 방송설비 지하1층신설평면도(1-3).dwg | 향후 연결통로 설치¦ 국내선청사방향¦ DS¦ DS¦ UP¦ UP¦ 장애인용 ¦ ELEV.¦ 급기¦ 배기¦ X¦ 05¦ 00¦ Y¦ 01¦ Y¦ 02¦ Y¦ 03¦ Y¦ 04¦ X¦ 03¦ X¦ 02¦ X¦ 01¦ X¦ X¦ 00¦ X¦ -1¦ X¦ -2¦ X¦ -3¦ Y¦ 04¦ -4¦ X¦ 국내선청사¦ 화장실¦ 상부OPEN¦ 국제선구청사¦ 5호선 김포공항역사¦ 화장실-1¦ 운전취급실¦ 화장실-2¦ 방호용창고¦ 승차권창고-2¦ 비품창고¦ 통신,신호기계실¦ 역무실/매표소¦ 발매기실-3¦ 대 합 실¦ PAID AREA¦ PAID AREA¦ 발매기실-1¦ 공항철도¦ 역무실/매표소¦ 승차권창고-1¦ 휴게공간¦ 휴게공간¦ 급기¦ 배기¦ 5060¦ 7500¦ 7500¦ 7500¦ 7500¦ 7500¦ 7500¦ 7500¦ 7500¦ 7500¦ P¦ P¦ P¦ 25P¦ 50P¦ PB(200X200X100)¦ PB(200X200X100)¦ C¦ C¦ (28)UTP CAT.5 25P(공중전화B1)¦ C¦ PB(600X600X400)¦ C¦ P¦ P¦ PB(400X400X300)¦ PB(500X500X300)¦ G¦ P¦ H¦ AMP¦ F¦ P¦ INT¦ INT¦ PB(400X400X300)¦ E¦ INT¦ UP TO 지상층¦ (16)5C-2V(CCTV)¦ (22)CV3.5 /2C(C.POW)¦ (22)CV3.5 /2C(C.POW)¦ (16)UTP CAT.5 4P(INT)¦ P¦ D¦ AMP¦ PB(400X400X300)¦ (36)CATV대비용¦ P¦ B¦ WPB¦ PB(400X400X300)¦ WPB(500X300X150)¦ 접지단자함6CCT¦ KT 200P¦ T¦ T¦ 25P¦ (16)IV1.2X2(CL)¦ (22)5C-HIBTX2(TV)¦ T¦ P¦ PB(600X600X400)¦ O¦ DOWN TO 통신실¦ J¦ P¦ PB(300X300X200)¦ K¦ P¦ C¦ P¦ C¦ C¦ PB(150X150X100)¦ PB(150X150X100)¦ PVC(36)CATV(대비용)¦ PVC(28)7C-HFBT(TV)¦ (16)UTP CAT.5 4P(INT)¦ (54)GV 38 X4(9호선 접지)¦ (54)UTP CAT.5 25PX4(9호선 TO COMM)¦ (16)UTP CAT.5 4P(INT)¦ (54)UTP CAT.5 25PX4(9호선 TO COMM)¦ DOWN TO B2¦ DUCT(600X100) ¦ 5¦ AFC 접지¦ 5¦ SHEATH¦ 접지¦ 10¦ 통신기기¦ 접지¦ 100¦ 통신보안¦ 접지¦ H¦ 수공1호¦ WPB¦ WPB(500X300X150)¦ A¦ IV1.2X2(9호선 CL)¦ IV2.0X2(9호선 CL.POW)¦ AMP¦ I¦ DOWN TO B2¦ P¦ 접지단자함 4CCT¦ INT¦ INT¦ INT¦ INT¦ INT¦ INT¦ INT¦ INT¦ INT¦ INT¦ INT¦ INT¦ INT¦ INT¦ INT¦ INT¦ B¦ TV ANT¦ (16)HIV1.2X2¦ (16)HIV1.2X3¦ (16)HIV1.2X5¦ C¦ (16)5C-2V(CCTV)¦ (22)CV3.5 /2C(C.POW)¦ DOWN TO B1¦ X¦ -1¦ X¦ -2¦ 지상층¦ INT¦ INT¦ INT¦ 2D¦ (36)위성방송대비용¦ PVC(36)위성방송(대비용)¦ -1¦ 8840¦ 37800¦ 9020¦ 11790¦ 8150¦ C/R¦ C/R¦ UTP CAT.5 4Px2조(16C)¦ 5호선 김포공항역 통신기계실¦ P¦ P¦ P¦ DOWN TO B2¦ CV 5.5 /4C(22C)¦ GV 14 x1(22C)¦ R¦ FIDS¦ UTP CAT.5 50Px1(28C)¦ OFMM 36CORE(50/125)x2조(36C)¦ P¦ P/T 카메라¦ P/T 카메라¦ FR CVV-SB 1.5/10C(28C)¦ CV 3.5/3C(22C)¦ 5C-2V(16C)¦ FR CVV-SB 1.5/10C(28C);해외지급¦ CV 3.5/3C(22C)¦ 5C-2V(16C)¦ TRAY (W200xH100)¦ TRAY (W100xH100)¦ 스피드돔¦ P-1¦ C¦ 발매기1¦ 게이트1¦ 역무실¦ 게이트2¦ E/V-2¦ EV-1(지상)¦ EV-3¦ E/S-1¦ A¦ (36)CATV(대비용)¦ (28)7C-HFBT(TV)¦ (36)위성방송(대비용)¦ B¦ (54)UTP CAT.5 25PX4(9호선 TO COMM)¦ D¦ (54)UTP CAT.5 25PX4(9호선 TO COMM)¦ E¦ (16)UTP CAT.5 4P(INT)¦ (54)UTP CAT.5 25PX4(9호선 TO COMM)¦ F¦ H¦ (16)UTP CAT.5 4P(INT)¦ (54)UTP CAT.5 25PX4(9호선 TO COMM)¦ G¦ I¦ P¦ J¦ (16)UTP CAT.5 4P(INT)¦ (16)IV1.2X2(9호선 CL)¦ (16)IV2.0X2(9호선 CL.POW)¦ UTP CAT.5 25PX4(9호선 TO COMM)¦ DOWN TO 통신실¦ IV1.2X2(9호선 CL)¦ IV2.0X2(9호선 CL.POW)¦ O¦ DUCT(3000X100)¦ DOWN TO 안전관리실¦ 지하철 902정거장¦ 김포공항¦ 공항시장¦ 1/400¦ 902정거장 방송설비 지하1층 신설평면도(1/3)¦ S = 1/400¦ 902정거장 방송설비 지하1층 신설평면도(1/3)¦ 개화¦ T¦ 7¦ 0¦ 0¦ 3¦ 0¦ 3¦ 4¦ 0¦ 0¦ 1¦ (기설활용)¦
| 1단계_정거장 - 복사본 | 1단계_정거장 - 복사본 | 013. T1001026-009 902정거장 AFC SYSTEM DIAGRAM (1_2) (철거).dwg | ATVM¦ ATVM¦ 02¦ 01¦ L-AFC-1-분전반¦ 통신기계실¦ MAIN POWER¦ 접지단자함¦ CONTROL¦ EM.GATE¦ BOX¦ 안전관리실¦ BOX¦ DPC¦ COM¦ INTER¦ COMMS¦ S/W HUB¦ 화재¦ 수신반¦ 통로안내표시기¦ AAM¦ 01¦ 주제어장치¦ D/I MUX¦ I/F¦ S/W HUB¦ AIS¦ SMS¦ [ 비상게이트 ]¦ AGM8¦ AGM8¦ AGM8¦ 01¦ 02¦ 04¦ 03¦ Cross Cable¦ Cross Cable¦ Cross Cable¦ NO.01 (AGM12)¦ H U B¦ AGM10/11¦ 05¦ AGM12¦ 06¦ 환급기¦ 01¦ 분전반~AAM, AGM, SMS, ATVM, AIM¦ : IN USE¦ 접지반~AAM, AGM, SMS, ATVM¦ EM. GATE¦ MAIN GROUND¦ INTERCOM~ATVM, AAM¦ SMS(S/W HUB)~TOM, AGM, ATVM¦ D/I MUX(ROUTER)~SMS(S/W HUB)¦ NOTE¦ 화재수신반~DPC BOX¦ I/F¦ DPC¦ DPC SW~AGM(DPC)¦ : FR-CV 3C/4.0㎟¦ : F-GV 4.0㎟¦ : FR-CV 2C/4.0㎟¦ : F-GV 50㎟¦ : CPEV 0.65/5P, STP Cat.5E 4P¦ : STP Cat.5E 4Px1조¦ : STP Cat.5E 4Px1조¦ : CPEV 0.9x5P¦ : Interface Unit¦ : Direct Power Control¦ : FR-CVVS 4C/2.5㎟¦ INTERCOM~EM.GATE¦ : UTP Cat.5E 4P¦ AIS~AIM¦ : OF-SM-2Core¦ : UTP Cat.5E 4P¦ AIS~AIM¦ Cross Cable¦ Cross Cable¦ AGM8¦ 07¦ AGM8¦ 08¦ AGM8¦ 09¦ AGM6¦ Cross Cable¦ Cross Cable¦ Cross Cable¦ 902정거장 AFC SYSTEM DIAGRAM (1/2) (철거)¦ 902정거장 AFC SYSTEM DIAGRAM (1/2) (철거)¦ S = NONE¦ NONE¦ 지하철 902정거장¦ 개화¦ 김포공항¦ 공항시장¦ T¦ 1¦ 0¦ 0¦ 1¦ 0¦ 2¦ 6¦ 9¦ 0¦ 0¦
| 1단계_정거장 - 복사본 | 1단계_정거장 - 복사본 | 025. T7001034-008 906정거장 전화설비 지하2층 철거평면도(2_2).dwg | \A1;7500¦ \A1;7500¦ \A1;7500¦ \A1;7500¦ \A1;7500¦ \A1;7500¦ \A1;7500¦ \A1;7500¦ \A1;82500¦ \A1;7500¦ \A1;7500¦ \A1;7500¦ \A1;9750¦ \A1;9750¦ \A1;19500¦ \A1;2900¦ \A1;6850¦ \A1;2900¦ \A1;6850¦ KEY PLAN¦ INT¦ 승강장¦ E/S¦ 승강장¦ E/S¦ PSD¦ E/S¦ DN¦ PSD¦ E/S¦ DN¦ UTP Cat.5E 4Px3조 (승강장 공중전화)¦ TRAY (900x150)¦ UP TO 지하1층¦ UTP Cat.5E 4Px3조 (승강장 INT)¦ (16) UTP Cat.5E 4Px1조 (승강장 INT)¦ UTP Cat.5E 4Px2조x2 (이동통신기계실)¦ UTP Cat.5E 4Px3조 (승강장 INT)¦ TRAY (900x150)¦ UP TO 지하1층¦ UTP Cat.5E 4Px1조 (승강장 INT)¦ UTP Cat.5E 4Px3조 (승강장 공중전화)¦ UTP Cat.5E 4Px2조 (승강장 INT)¦ (16) UTP Cat.5E 4Px1조 (승강장 INT)¦ MATCH LINE DWG No. "S1-TA-S06-DB-011-1.dwg"¦ X11¦ Y04¦ X12¦ X13¦ X14¦ X15¦ X16¦ X17¦ X18¦ X19¦ X20¦ X21¦ X22¦ Y03¦ Y02¦ Y00¦ Y06¦ UTP Cat.5E 4Px3조 (승강장 공중전화)¦ 2. 증폭기전원은 전기콘센트를 이용한다.¦ 1. 음향유도기 전원은 전기콘센트를 이용한다.¦ NOTE¦ 3. 통신기계실 및 안전관리실 MAIN 분전반은 전기에서 설치한다.¦ TRAY (W200x100)¦ UTP Cat.5E 4Px1조 (승강장 INT)¦ UTP Cat.5E 4Px2조x2 (이동통신기계실)¦ UTP Cat.5E 4Px2조 (승강장 INT)¦ TRAY (W200x100)¦ UTP Cat.5E 4Px3조 (승강장 공중전화)¦ TRAY (W200x100)¦ TRAY (W200x100)¦ 지하철 906정거장¦ 마곡나루¦ 양천향교¦ 가양¦ 1/400¦ 906정거장 전화설비 지하2층 철거평면도(2/2)¦ S = 1/400¦ 906정거장 전화설비 지하2층 철거평면도(2/2)¦ T¦ 7¦ 0¦ 0¦ 1¦ 0¦ 3¦ 4¦ 0¦ 0¦ 8¦ (기설활용)¦
| 1단계_정거장 - 복사본 | 1단계_정거장 - 복사본 | 080. T7003034-013 검사고 방송설비 지상1층 신설평면도.dwg | \A1;10,000¦ \A1;10,000¦ \A1;10,000¦ \A1;10,000¦ \A1;10,000¦ \A1;10,000¦ \A1;10,000¦ \A1;10,000¦ \A1;10,000¦ \A1;10,000¦ \A1;10,000¦ \A1;10,000¦ \A1;10,000¦ \A1;10,000¦ \A1;140,000¦ \A1;5,000¦ \A1;5,000¦ \A1;7,500¦ \A1;5,500¦ \A1;5,000¦ \A1;5,000¦ \A1;5,000¦ \A1;5,000¦ \A1;24,000¦ \A1;15,000¦ \A1;89,000¦ \A1;50,000¦ \A1;3,000¦ \A1;12,000¦ \A1;5,000¦ \A1;8,000¦ \A1;6,000¦ \A1;6,000¦ \A1;8,000¦ \A1;6,000¦ \A1;6,000¦ \A1;5,000¦ \A1;4,000¦ \A1;5,000¦ \A1;5,000¦ \A1;5,000¦ \A1;5,000¦ (기설활용)¦ 6일검사선 3¦ 6일검사선 2¦ 3월검사선 1¦ SLOPE¦ SLOPE¦ SLOPE¦ SLOPE¦ C¦ RAIL L¦ 작업대기실-1¦ DN¦ DN¦ DN¦ DN¦ DN¦ DN¦ DN¦ 일상검수원대기실¦ 자재창고¦ 화장실-1(남)¦ 화장실-2(여)¦ 전자실¦ 용역사무/대기실¦ 남자샤워실¦ 남자탈의실¦ 화장실-3(남)¦ 화장실-4(여)¦ 여자샤워실¦ 비품창고¦ 여자탈의실¦ (남)¦ HALL-1¦ 밧데리실/불용품창고¦ 계단실-2¦ HALL-2¦ 횡단통로 (핸드레일설치)¦ W=300아연도그레이팅¦ DN¦ DN¦ DN¦ DN¦ DN¦ DN¦ DN¦ DN¦ DN¦ DN¦ DN¦ 방풍실-2¦ 계단실-1¦ 방풍실-1¦ 복 도¦ SLOPE¦ 작업대기실-2¦ /대기실¦ 6일검사선 1¦ 검사선¦ 청소선¦ 대청소선 2¦ 대청소선 1¦ 대청소선 3¦ 집수정(1.0X1.0X1.0) ¦ 신호샤프트¦ 필터세척실¦ UP¦ C¦ RAIL L¦ C¦ RAIL L¦ C¦ RAIL L¦ C¦ RAIL L¦ C¦ RAIL L¦ C¦ RAIL L¦ C¦ RAIL L¦ C¦ RAIL L¦ C¦ RAIL L¦ C¦ RAIL L¦ UP¦ DN¦ UP¦ UP¦ 하부 SLAB OPEN(점검구)¦ 하부 SLAB OPEN(점검구)¦ 중청소선 4¦ 중청소선 3¦ 중청소선 2¦ 중청소선 1¦ UP¦ UP¦ UP¦ DN¦ DN¦ DN¦ DN¦ DN¦ DN¦ DN¦ DN¦ UP¦ UP¦ UP¦ UP¦ UP¦ UP¦ SLOPE¦ UP¦ 횡단통로 (핸드레일 설치)¦ 하부작업대 (R.L+1,150)¦ 하부작업대 (R.L+1,150)¦ 하부작업대 (R.L+1,150)¦ 하부작업대 (R.L+1,150)¦ 하부작업대 (R.L+1,150)¦ 하부작업대 (R.L+1,150)¦ 하부작업대 (R.L+1,150)¦ 하부작업대 (R.L+1,150)¦ 하부작업대 (R.L+1,150)¦ W=200 OPEN 트렌치 (자연배수) ¦ 집수정(1.0X1.0X1.0)¦ UP¦ UP¦ UP¦ UP¦ SLOPE¦ SLOPE¦ 차체출입사다리-B ¦ UP¦ UP¦ UP¦ UP¦ UP¦ UP¦ UP¦ UP¦ UP¦ UP¦ UP¦ UP¦ UP¦ UP¦ UP¦ UP¦ UP¦ X12¦ X14¦ X11¦ X10¦ X05¦ X04¦ X02¦ X03¦ X02¦ X01¦ X07¦ X06¦ X08¦ X13¦ X09¦ X00¦ 궤도공사¦ 건축공사¦ 궤도기초 공사범위¦ 어프로치슬라브설치(건축공사)¦ YO0¦ YO1¦ YO3¦ YO2¦ UP¦ UP¦ (여)¦ /대기실¦ 청소원사무실¦ 청소원사무실¦ SLOPE¦ (28) FR-CVVSB 6C/1.5㎟x1조 (PAGING)¦ (16) HIV 1.5㎟x2조 (SP)¦ UP TO 지상2층¦ (42) FR-CVVSB 6C/1.5㎟x2조 (PAGING)¦ (16) HIV 1.5㎟x2조 (SP)¦ UP TO 지상2층¦ (42) FR-CVVSB 6C/1.5㎟x2조 (PAGING)¦ (16) HIV 1.5㎟x2조 (SP)¦ UP TO 지상2층¦ (54) FR-CVVSB 6C/1.5㎟x3조 (PAGING)¦ (16) HIV 1.5㎟x2조 (SP)¦ UP TO 지상2층¦ (42) FR-CVVSB 6C/1.5㎟x2조 (PAGING)¦ (16) HIV 1.5㎟x2조 (SP)¦ UP TO 지상2층¦ (42) FR-CVVSB 6C/1.5㎟x2조 (PAGING)¦ (16) HIV 1.5㎟x2조 (SP)¦ UP TO 지상2층¦ (28) FR-CVVSB 6C/1.5㎟x1조 (PAGING)¦ (16) HIV 1.5㎟x2조 (SP)¦ UP TO 지상2층¦ (42) FR-CVVSB 6C/1.5㎟x2조 (PAGING)¦ (16) HIV 1.5㎟x2조 (SP)¦ UP TO 지상2층¦ (28) FR-CVVSB 6C/1.5㎟x1조 (PAGING)¦ (16) HIV 1.5㎟x2조 (SP)¦ UP TO 지상2층¦ (42) FR-CVVSB 6C/1.5㎟x2조 (PAGING)¦ (16) HIV 1.5㎟x4조 (SP)¦ UP TO 지상2층¦ (28) FR-CVVSB 6C/1.5㎟x1조 (PAGING)¦ (16) HIV 1.5㎟x4조 (SP)¦ UP TO 지상2층¦ UP TO 전산자료실¦ (16) HIV 1.5㎟x5조 (지상1층SP)¦ UP TO A/S창고¦ DOWN TO 지하1층¦ CABLE TRAY (W:600)¦ FR-CVVSB 20C/1.5㎟x1조 (검사고 방송)¦ MIC-SH 2C/0.75㎟x2조 (검사고 방송)¦ CABLE TRAY (W:600)¦ FR-CVVSB 20C/1.5㎟x1조 (검사고 방송)¦ MIC-SH 2C/0.75㎟x2조 (검사고 방송)¦ (P1:100x100x100)¦ (42) FR-CVVSB 6C/1.5㎟x2조 (PAGING)¦ (16) HIV 1.5㎟x2조 (SP)¦ UP TO 지상2층¦ (42) FR-CVVSB 6C/1.5㎟x2조 (PAGING)¦ (16) HIV 1.5㎟x4조 (SP)¦ UP TO 지상2층¦ (42) FR-CVVSB 6C/1.5㎟x2조 (PAGING)¦ (16) HIV 1.5㎟x2조 (SP)¦ UP TO 지상2층¦ (42) FR-CVVSB 6C/1.5㎟x2조 (PAGING)¦ (16) HIV 1.5㎟x4조 (SP)¦ UP TO 지상2층¦ (42) FR-CVVSB 6C/1.5㎟x2조 (PAGING)¦ (16) HIV 1.5㎟x2조 (SP)¦ UP TO 지상2층¦ (42) FR-CVVSB 6C/1.5㎟x2조 (PAGING)¦ (16) HIV 1.5㎟x4조 (SP)¦ UP TO 지상2층¦ (42) FR-CVVSB 6C/1.5㎟x2조 (PAGING)¦ (16) HIV 1.5㎟x2조 (SP)¦ UP TO 지상2층¦ (42) FR-CVVSB 6C/1.5㎟x2조 (PAGING)¦ (16) HIV 1.5㎟x4조 (SP)¦ UP TO 지상2층¦ (42) FR-CVVSB 6C/1.5㎟x2조 (PAGING)¦ (16) HIV 1.5㎟x2조 (SP)¦ UP TO 지상2층¦ (42) FR-CVVSB 6C/1.5㎟x2조 (PAGING)¦ (16) HIV 1.5㎟x4조 (SP)¦ UP TO 지상2층¦ : (16) HIV 1.5㎟x2조¦ NOTE¦ : (16) HIV 1.5㎟x5조¦ : (16) HIV 1.5㎟x6조¦ : (22) HIV 1.5㎟x7조¦ : (22) HIV 1.5㎟x8조¦ : (22) HIV 1.5㎟x10조¦ : (16) HIV 1.5㎟x4조¦ : (16) HIV 1.5㎟x3조¦ : (28) FR-CVVSB 6C/1.5㎟x1조¦ P¦ 구내기관사실¦ 월상검수원¦ 대기실¦ 검사고 방송설비 지상1층 신설평면도¦ 검사고 방송설비 지상1층 신설평면도¦ S = 1/600¦ 1/600¦ 차량기지¦ 차량기지¦ T¦ 7¦ 0¦ 0¦ 3¦ 0¦ 3¦ 4¦ 0¦ 1¦ 3¦ P¦
| 1단계_정거장 - 복사본 | 1단계_정거장 - 복사본 | 026. T7003034-001 917정거장 방송설비 지하1층 신설평면도 (1_2).dwg | PA AMP¦ \A1;7,500¦ \A1;7,500¦ \A1;7,500¦ \A1;7,500¦ \A1;7,500¦ \A1;7,500¦ \A1;7,500¦ \A1;7,500¦ \A1;7,500¦ \A1;7,500¦ \A1;5,500¦ \A1;45,000¦ \A1;7,500¦ \A1;7,500¦ \A1;7,500¦ \A1;7,500¦ \A1;7,500¦ \A1;7,500¦ \A1;80,500¦ \A1;7,070¦ \A1;9,160¦ \A1;9,160¦ \A1;3,300¦ \A1;28,690¦ DN¦ S = 1 / 400¦ 903정거장 방송설비 지하1층 신설평면도(2/2)¦ 1/400¦ 904정거장 방송설비 지하1층 신설평면도 (1/2)¦ 0¦ 0¦ 0¦ -¦ 0¦ 0¦ 0¦ 0¦ (기설활용)¦ -¦ T¦ 7¦ 0¦ 0¦ 3¦ 0¦ 3¦ 4¦ 0¦ 1¦ 6¦ MATCH LINE DWG No. "S1-TA-S17-DB-014-0"¦ : (16) HIV 1.5㎟x2조¦ NOTE¦ : (16) HIV 1.5㎟x5조¦ : (16) HIV 1.5㎟x6조¦ : (22) HIV 1.5㎟x7조¦ : (22) HIV 1.5㎟x8조¦ : (22) HIV 1.5㎟x10조¦ : (16) HIV 1.5㎟x4조¦ : (16) HIV 1.5㎟x3조¦ (16) HIV 1.5㎟x4조 (승강장 SP)¦ A¦ B¦ (16) UTP Cat.5E 4Px1조 (화재탐지용)¦ C¦ (16) UTP Cat.5E 4Px1조 (화재탐지용)¦ (16) HIV 1.5㎟x4조 (승강장 SP)¦ D¦ UTP Cat.5E 4Px1조 (화재탐지용)¦ HIV 1.5㎟x8조 (승강장 SP)¦ DOWN TO 통신기계실 ACCESS FLOOR¦ TRAY (600x150)¦ E¦ DOWN TO 지하 2층¦ TRAY (900x150)¦ HIV 1.5㎟x4조 (승강장 SP)¦ (16) HIV 1.5㎟x4조 (승강장 SP)¦ F¦ (16) UTP Cat.5E 4Px1조 (화재탐지용)¦ KEY PLAN¦ X00¦ X01¦ X02¦ X03¦ X04¦ X05¦ X06¦ X07¦ X08¦ X09¦ X10¦ X-01¦ X-02¦ X-03¦ X-04¦ X-05¦ Y04¦ Y02¦ Y00¦ Y01¦ Y03¦ X-06¦ 전 기 실¦ 복 도¦ 119구조대 사무실¦ 용역원대기실¦ CO2실¦ 비상전원실¦ 기계실¦ 대 합 실¦ 발매기실 1¦ 편 의 점¦ 공조기계실 1¦ 화장실 3 (FREE)¦ DN¦ DN¦ DN¦ UP¦ UP¦ UP¦ UP¦ UP¦ UP¦ 통신기계실¦ 방범셔터¦ 방범셔터¦ 외부출입구 4¦ 내부계단 4¦ 외부출입구 5¦ 외부출입구 1¦ 내부계단 1¦ 외부출입구 6¦ 외부엘리베이터 2¦ 용역창고¦ DN¦ UP¦ UP¦ UP¦ UP¦ 119구조대 창고¦ 119구조대 복도¦ 119구조대¦ 119구조대¦ 119구조대 침실 3¦ 샤워실 2¦ 샤워실 3¦ 119구조대¦ 샤워실 1¦ 이동통신¦ 119구조대 침실 2¦ 119구조대 침실 1¦ HIV 1.5㎟x4조 (승강장 SP)¦ TRAY (900x150)¦ DOWN TO 지하 2층¦ (P1:200x200x100)¦ E¦ 방송단자함¦ [10P]¦ (P2:200x200x100)¦ (P4:100x100x100)¦ D¦ A¦ B¦ C¦ (P3:200x200x100)¦ (P5:200x200x100)¦ F¦ F¦ (22) UL 2464-AMESB 24AWG 16Cx2조 (PA)¦ (16) UL 2464-AMESB 24AWG 4Cx1조 (PA)¦ (22) UL 2464-AMESB 24AWG 16Cx2조 (PA)¦ (16) UL 2464-AMESB 24AWG 4Cx1조 (PA)¦ (22) UL 2464-AMESB 24AWG 16Cx2조 (PA)¦ (16) UL 2464-AMESB 24AWG 4Cx1조 (PA)¦ (16) UTP Cat.5E 4Px1조 (자동방송, 근접화재)¦ (16) CPEV 0.9/5Px1조 (PA)¦ (16) UTP Cat.5E 4Px1조 (자동방송, 근접화재)¦ (16) CPEV 0.9/5Px1조 (PA)¦ (16) UTP Cat.5E 4Px1조 (자동방송, 근접화재)¦ (16) CPEV 0.9/5Px1조 (PA)¦ UL 2464-AMESB 24AWG 16Cx2조 (PA)¦ UL 2464-AMESB 24AWG 4Cx1조 (PA)¦ CPEV 0.9/5Px1조 (PA)¦ UTP Cat.5E 4Px1조 (자동방송, 근접화재)¦ 벽부형 스피커 이동¦ 벽부형 3W : 9 EA¦ 천정형 3W : 42 EA¦ 지하철 917정거장¦ 샛강¦ 노량진¦ 노들¦ S = 1 / 400¦ 917정거장 방송설비 지하1층 신설평면도(1/2)¦ 1/400¦ 917정거장 방송설비 지하1층 신설평면도 (1/2)¦ (기설활용)¦ T¦ 7¦ 0¦ 0¦ 3¦ 0¦ 3¦ 4¦ 0¦ 0¦ 1¦ P¦
| 1단계_정거장 - 복사본 | 1단계_정거장 - 복사본 | 016. T1001026-012 912정거장 출입통제설비 CABLE WIRING DIAGRAM (철거).dwg | 신호통신기계실¦ ELE-4 (지상층)¦ ELE-3 (대합실)¦ ELE-2 (대합실)¦ ELE-1 (지상층)¦ ELE-5 (대합실)¦ ELE-6 (대합실)¦ COMM-1 (통신기계실)¦ 안전관리실¦ ELEC-1 (전기실)¦ 발매기실¦ C/R¦ UTP Cat.5E 4Px10조 (출입통제)¦ C/R¦ C/R¦ C/R¦ 출입¦ 통제¦ 시스템¦ (ACU)¦ ELE-7 (대합실)¦ ELE-8 (대합실)¦ ELE-9 (승강장)¦ ELE-10 (승강장)¦ ES-1 (외부계단출입구)¦ ES-4 (대합실)¦ ES-5 (대합실)¦ ES-6 (외부계단출입구)¦ ES-7 (대합실)¦ ES-8 (대합실)¦ ES-9 (대합실)¦ ES-10 (대합실)¦ ES-11 (대합실)¦ ES-12 (대합실)¦ T-1 (화장실.여)¦ P-1 (승강장)¦ P-2 (승강장)¦ P-3 (승강장)¦ P-4 (승강장)¦ AGM-1 (대합실)¦ ATVM-1 (대합실)¦ C-1 ( (대합실)¦ ELEC-2 (변전실)¦ 운영원대기실¦ 용역원대기실¦ 지하2층 (대합실)¦ C/R¦ 운전취급실¦ AGM-2 (대합실)¦ 912정거장 출입통제설비 CABLE WIRING DIAGRAM (철거)¦ 912정거장 출입통제설비 CABLE WIRING DIAGRAM (철거)¦ S = NONE¦ NONE¦ 지하철 912정거장¦ 신목동¦ 선유도¦ 당산¦ T¦ 1¦ 0¦ 0¦ 1¦ 0¦ 2¦ 6¦ 2¦ 0¦ 1¦
| 1단계_정거장 - 복사본 | 1단계_정거장 - 복사본 | 045. T4009934-002 914정거장 종합무선중계설비 지하2층 평면도.dwg | C¦ \A1;5,400¦ \A1;10,000¦ \A1;20,980¦ \A1;5490¦ \A1;5490¦ \A1;9,194¦ \A1;7,500¦ \A1;7,500¦ \A1;7,500¦ \A1;7,500¦ \A1;7,500¦ \A1;7,500¦ \A1;8,130¦ \A1;7,500¦ \A1;7,500¦ \A1;7,500¦ \A1;7,500¦ \A1;7,500¦ \A1;7,500¦ \A1;7,500¦ \A1;7,500¦ \A1;7,500¦ \A1;7,500¦ \A1;7,500¦ \A1;7,500¦ \A1;7,500¦ \A1;7,500¦ \A1;7,500¦ \A1;7,500¦ \A1;7,500¦ \A1;7,500¦ \A1;7,500¦ \A1;7,500¦ \A1;4,270¦ H¦ M¦ -¦ T¦ 0¦ 0¦ 0¦ 0¦ 0¦ 0¦ 0¦ 0¦ 0¦ 0¦ C¦ D¦ 165,630¦ X-01¦ X-02¦ X-03¦ X-05¦ X-04¦ X-06¦ X-07¦ X00¦ X01¦ X02¦ X03¦ X04¦ X05¦ X06¦ X07¦ X08¦ X09¦ X10¦ X11¦ X12¦ X13¦ X14¦ X15¦ X16¦ X17¦ X18¦ X19¦ X20¦ X21¦ X22¦ 47,170¦ Y00¦ Y01¦ Y02¦ Y03¦ UP¦ UP¦ DN¦ DN¦ UP¦ UP¦ UP¦ UP¦ 비품창고¦ 비상전원실¦ 복도¦ 승차권창고¦ 용역창고¦ 용역대기실¦ 발매기실¦ 국회민원출장소¦ 본선환기실¦ 본선환기실¦ 대합실¦ 대합실¦ 기계실¦ 안전관리실¦ 이동통신기계실¦ 비품창고¦ CO2 실¦ 전기실¦ 화장실-1¦ 오수펌프실¦ 발매기실¦ 편의점¦ 화장실-2¦ 외부엘리베이터2¦ 내부계단1¦ 외부출입구통로4¦ 외부출입구1¦ 외부출입구통로1¦ 내부계단2¦ 내부계단5¦ 외부출입구5¦ 외부출입구4¦ 외부엘리베이터2¦ 외부출입구2¦ 외부출입구3¦ 내부계단4¦ 외부출입구통로2¦ 외부출입구통로3¦ 내부엘리베이터¦ 방범셔터설치¦ 914 정거장¦ STA.16km294.519¦ 종합무선중계장치¦ P¦ P¦ P¦ P¦ P¦ P¦ P¦ P¦ P¦ P¦ P¦ P¦ P¦ HI-PVC 54㎜x3조¦ (28) HFC-12D-FR (대합실 복합통신)¦ (P1:100x100x100)¦ (P2:100x100x100)¦ (P3:400x400x200)¦ (P11:500x500x300)¦ (P10:200x200x100)¦ (P4:400x400x200)¦ (P6:400x400x200)¦ (P7:300x300x200)¦ (P8:400x400x200)¦ (P9:400x400x200)¦ (P12:100x100x100)¦ (P13:500x500x300)¦ (P14:500x500x300)¦ (28) HFC-12D-FR (대합실 복합통신)¦ (28) HFC-12D-FR (대합실 복합통신)¦ (54)x2 SPARE (이동통신기계실)¦ (54) SPARE (경찰통신)¦ (54)x2 SPARE (이동통신기계실)¦ (54) SPARE (경찰통신)¦ (54)x2 SPARE (이동통신기계실)¦ (54) SPARE (경찰통신)¦ (28) HFC-12D-FR (대합실 복합통신)¦ (28) HFC-12D-FR (무선통신)¦ (54)x2 SPARE (이동통신기계실)¦ (54) SPARE (경찰통신)¦ (28) HFC-12D-FR (대합실 복합통신)¦ (28) HFC-12D-FR (무선통신)¦ (54)x2 SPARE (이동통신기계실)¦ (54) SPARE (경찰통신)¦ (54)x2 SPARE (이동통신기계실)¦ DOWN TO 기계실 바닥¦ (54)x2 SPARE (이동통신기계실)¦ (28) HFC-12D-FR (콘솔내접속단자)¦ (28) HFC-12D-FR (대합실 복합통신)¦ (28) HFC-12D-FR (무선통신)¦ (54)x2 SPARE (이동통신기계실)¦ (54) SPARE (경찰통신)¦ (28) HFC-12D-FR (콘솔내접속단자)¦ (28) HFC-12D-FR (대합실 복합통신)¦ (28) HFC-12D-FR (무선통신)¦ (54)x2 SPARE (이동통신기계실)¦ (54) SPARE (경찰통신)¦ B¦ TO: 콘솔내접속단자 ¦ A¦ C¦ 통신¦ TO: 환기구¦ 무선통신단자함¦ 수공¦ (600x600x300)¦ (700x400x100)¦ P¦ P¦ (28) HFC-12D-FR (무선통신)¦ (28) HFC-12D-FR (무선통신)¦ (28) HFC-12D-FR (무선통신)¦ H¦ KT MANHOLE¦ M¦ (국회7 직4)¦ P¦ 임대상가2¦ 임대상가1¦ 임대상가3¦ (28) HFC-12D-FR (복합통신)¦ P¦ (28) HFC-12D-FR (복합통신)¦ UP TO 지하1층¦ DOWN TO 통신기계실 ACCESS FLOOR¦ A¦ TRAY (600x150)¦ HFC-12D-FR (무선통신)¦ HFC-12D-FR (대합실 복합통신)¦ HFC-12D-FR (콘솔내접속단자)¦ DOWN TO 지하 3층¦ B¦ TRAY (900x150)¦ HFC-22D-FR (승강장 복합통신)¦ UTP Cat.5E 4Px1조 (라디오송수신제어)¦ UTP Cat.5E 4Px1조 (라디오송수신제어)¦ D¦ C¦ E¦ (28) HFC-12D-FR (대합실 복합통신)¦ E¦ P¦ (28) HFC-12D-FR (복합통신)¦ UP TO 지하1층¦ F¦ F¦ 2D¦ 2D¦ 2D¦ 2D¦ 3D¦ 2D¦ 3D¦ 2D¦ HFC-12D-FR (신설)¦ HFC-12D-FR (신설)¦ HFC-12D-FR (신설)¦ HFC-12D-FR (신설)¦ HFC-12D-FR (신설)¦ 2D¦ MCC¦ 3D¦ 3D¦ 914정거장 열차무선설비 지하2층 평면도¦ 914정거장 열차무선설비 지하2층 평면도¦ S = 1 / 600¦ 1/600¦ 당산¦ 국회의사당¦ 여의도¦ T¦ 4¦ 0¦ 0¦ 9¦ 9¦ 3¦ 4¦ 0¦ 0¦ 2¦ P¦ 2D¦
| 1단계_정거장 - 복사본 | 1단계_정거장 - 복사본 | 038. T7005034-006 916정거장 CCTV,TDI,시계설비 지하1층 철거평면도.dwg | \A1;10,000¦ \A1;7,500¦ \A1;7,500¦ \A1;5,000¦ \A1;10,000¦ \A1;10,000¦ \A1;10,000¦ \A1;5,000¦ \A1;65,000¦ \A1;7,080¦ \A1;4,950¦ \A1;32,860¦ \A1;7,080¦ \A1;4,950¦ \A1;4,400¦ \A1;4,400¦ {\C256;vmh}¦ P¦ KEY PLAN¦ X01¦ X00¦ X-01¦ X-02¦ X-03¦ X-04¦ X-05¦ X-06¦ X-07¦ X-08¦ Y00¦ Y01¦ Y03¦ Y05¦ Y06¦ DN¦ DN¦ 공조기계실 1¦ OPEN¦ 내부계단 1¦ 내부계단 2¦ 통로¦ 장애자용¦ 훨체어리프트¦ (16) ECX 5C-2Vx1조 (CAMERA)(기존활용)¦ DOWN TO 지하2층¦ ELE-9¦ (16) ECX 5C-2Vx1조 (CAMERA)(기존활용)¦ 지하철 916정거장¦ 여의도¦ 샛강¦ 노량진¦ 1/400¦ S = 1 / 400¦ 916정거장 CCTV,TDI,시계설비 지하1층 철거평면도¦ 916정거장 CCTV,TDI,시계설비 지하1층¦ 철거평면도¦ T¦ 7¦ 0¦ 0¦ 5¦ 0¦ 3¦ 4¦ 0¦ 0¦ 6¦ CCTV(기존동축활용)¦ \A1;10,300¦
| 1단계_정거장 - 복사본 | 1단계_정거장 - 복사본 | 039. T5001034-001 905정거장 AFC설비 지하1층 평면도__완료(완전).dwg | GND¦ SMS¦ \A1;4400¦ \A1;4400¦ \A1;7500¦ \A1;7500¦ \A1;7500¦ \A1;7500¦ \A1;7500¦ \A1;7500¦ \A1;7500¦ \A1;7500¦ \A1;7500¦ \A1;7500¦ \A1;7880¦ \A1;8000¦ \A1;8000¦ \A1;7880¦ \A1;31760¦ \A1;5930¦ \A1;3900¦ \A1;12100¦ \A1;3900¦ \A1;5930¦ \A1;83800¦ UP TO TRAY (통신)¦ S/W HUB¦ TRAY (통신)¦ F-GV 4.0㎟x6조 (발매기,정산기,환급기,게이트,SMS.S/W HUB GND)¦ TRAY (통신)¦ HFCO 3C/4.0㎟x7조 (발매기,정산기,환급기,게이트 POWER)¦ 전송장비¦ TRAY(통신)¦ DOWN TO 통신기계실 ACCESS FLOOR¦ UTP Cat.5E 4Px1조 (S/W HUB)¦ X00¦ X02¦ X01¦ X03¦ X04¦ X05¦ X06¦ X07¦ X09¦ X08¦ X10¦ X11¦ X12¦ TRAY (통신)¦ E/V¦ E/V¦ E/V¦ E/V¦ DN¦ DN¦ DN¦ DN¦ DN¦ DN¦ DN¦ DN¦ UP¦ UP¦ UP¦ UP¦ UP¦ UP¦ UP¦ UP¦ 공조기계실1¦ 대 합 실¦ 외부출입구3¦ 운전취급실¦ 화 장 실¦ Y01¦ Y00¦ Y02¦ Y03¦ Y04¦ E/V¦ E/V¦ E/V¦ DN¦ DN¦ DN¦ DN¦ DN¦ DN¦ DN¦ DN¦ UP¦ UP¦ UP¦ UP¦ 편 의 점¦ 발매기실¦ 비상전원실¦ CO2 실¦ 안전관리실¦ 신호통신기계실¦ 용역원대기실¦ 정산기 ¦ E¦ J¦ (28)x1 HFCO 2C/4.0㎟x1조 (EM GATE)¦ (22)x1 UTP Cat.5E 4Px1조 (EM GATE INT)¦ H¦ F-GV 4.0㎟x1조 (정산기 GND)¦ HFCO 3C/4.0㎟x1조 (정산기 POWER)¦ UTP Cat.5E 4Px1조 (정산기 INT)¦ FTP Cat.5E 4Px1조 (정산기 COMMS)¦ (28)¦ (28)¦ A¦ J¦ I¦ I¦ H¦ HFCO 3C/4.0㎟x6조 (발매기,정산기,게이트 POWER)¦ FR-CVVS 4C/2.5㎟x1조 (DPC)¦ FTP Cat.5E 4Px11조 (발매기,정산기,게이트 COMMS)¦ TRAY (통신)¦ F-GV 4.0㎟x3조 (발매기,정산기,게이트 GND)¦ HFCO 2C/4.0㎟x1조 (EM GATE)¦ UTP Cat.5E 4Px1조 (EM GATE INT)¦ E¦ HFCO 3C/4.0㎟x1조 (게이트 POWER)¦ FR-CVVS 4C/2.5㎟x1조 (DPC)¦ FTP Cat.5E 4Px1조 (게이트 COMMS)¦ F7-DUCT¦ F-GV 4.0㎟x1조 (게이트 GND)¦ F¦ HFCO 3C/4.0㎟x5조 (발매기,게이트 POWER)¦ FR-CVVS 4C/2.5㎟x1조 (DPC)¦ FTP Cat.5E 4Px10조 (발매기,게이트 COMMS)¦ F7-DUCT¦ F-GV 4.0㎟x2조 (발매기,게이트 GND)¦ F¦ TRAY (통신)¦ FTP Cat.5E 4Px1조 (통신기계실~S/W HUB)¦ K¦ L¦ 환급기¦ G¦ FTP Cat.5E 4Px1조 (환급기 COMMS)¦ TRAY (통신)¦ G¦ D¦ D¦ UTP Cat.5E 4Px4조 (발매기,정산기,환급기 INT)¦ UTP Cat.5E 4Px1조 (EM GATE INT)¦ HFCO 3C/4.0㎟x2조 (SMS,S/W HUB POWER)¦ TRAY (통신)¦ FTP Cat.5E 4Px1조 (통신기계실~S/W HUB)¦ UTP Cat.5E 4Px4조 (발매기,정산기,환급기 INT)¦ UTP Cat.5E 4Px1조 (EM GATE INT)¦ HFCO 3C/4.0㎟x2조 (SMS,S/W HUB POWER)¦ F-GV 4.0㎟x1조 (환급기 GND)¦ HFCO 3C/4.0㎟x1조 (환급기 POWER)¦ UTP Cat.5E 4Px1조 (환급기 INT)¦ FTP Cat.5E 4Px1조 (통신기계실~S/W HUB)¦ UTP Cat.5E 4Px4조 (발매기,정산기,환급기 INT)¦ UTP Cat.5E 4Px1조 (EM GATE INT)¦ HFCO 3C/4.0㎟x2조 (SMS,S/W HUB POWER)¦ F7-DUCT¦ UTP Cat.5E 4Px2조 (발매기 INT)¦ HFCO 3C/4.0㎟x1조 (발매기 POWER)¦ F-GV 4.0㎟x1조 (발매기 GND)¦ FTP Cat.5E 4Px2조 (발매기 COMMS)¦ A¦ HFCO 3C/4.0㎟x1조 (환급기 POWER)¦ FTP Cat.5E 4Px1조 (통신기계실~S/W HUB)¦ F-GV 4.0㎟x1조 (환급기 GND)¦ UTP Cat.5E 4Px1조 (EM GATE INT)¦ UTP Cat.5E 4Px3조 (발매기,정산기 INT)¦ HFCO 3C/4.0㎟x2조 (SMS,S/W HUB POWER)¦ HFCO 3C/4.0㎟x1조 (환급기 POWER)¦ FTP Cat.5E 4Px1조 (통신기계실~S/W HUB)¦ F-GV 4.0㎟x1조 (환급기 GND)¦ UTP Cat.5E 4Px1조 (EM GATE INT)¦ UTP Cat.5E 4Px3조 (발매기,정산기 INT)¦ HFCO 3C/4.0㎟x2조 (SMS,S/W HUB POWER)¦ UTP Cat.5E 4Px2조 (발매기 INT)¦ UTP Cat.5E 4Px3조 (발매기,정산기 INT)¦ B¦ B¦ C¦ C¦ A¦ F-GV 4.0㎟x1조 (환급기 GND)¦ HFCO 3C/4.0㎟x1조 (환급기 POWER)¦ UTP Cat.5E 4Px1조 (환급기 INT)¦ FTP Cat.5E 4Px1조 (환급기 COMMS)¦ (28)¦ (28)¦ 905정거장 AFC설비 지하1층 평면도¦ 1/400¦ 지하철 905정거장¦ 신방화¦ 마곡나루¦ 양천향교¦ 905정거장 AFC설비 지하1층 평면도¦ S = 1 / 400¦ T¦ 5¦ 0¦ 0¦ 1¦ 0¦ 3¦ 4¦ 0¦ 0¦ 1¦
| 1단계_정거장 - 복사본 | 1단계_정거장 - 복사본 | 011. T1001026-007 912정거장 AFC SYSTEM DIAGRAM.dwg | ATVM¦ ATVM¦ 02¦ 01¦ L-AFC-1-분전반¦ 통신기계실¦ MAIN POWER¦ 접지단자함¦ CONTROL¦ EM.GATE¦ BOX¦ 안전관리실¦ BOX¦ DPC¦ COM¦ INTER¦ COMMS¦ S/W HUB¦ 화재¦ 수신반¦ 통신기계실¦ AAM¦ 01¦ D/I MUX¦ I/F¦ S/W HUB¦ SMS¦ GROUND¦ 접지단자함¦ MAIN¦ (공통)¦ 승강장¦ 환급기¦ 01¦ 06¦ AGM10¦ AGM6¦ AGM8¦ AGM8¦ AGM8¦ 01¦ 02¦ 05¦ 03¦ AGM8¦ 04¦ 07¦ AGM11¦ 08¦ AGM12¦ 분전반~AAM, AGM, SMS, ATVM, AIM¦ : IN USE¦ 접지반~AAM, AGM, SMS, ATVM¦ EM. GATE¦ MAIN GROUND¦ INTERCOM~ATVM, AAM¦ SMS(S/W HUB)~TOM, AGM, ATVM¦ D/I MUX(ROUTER)~SMS(S/W HUB)¦ NOTE¦ 화재수신반~DPC BOX¦ I/F¦ DPC¦ DPC SW~AGM(DPC)¦ : HFCO 3C/4.0㎟¦ : F-GV 4.0㎟¦ : FR-CV 2C/4.0㎟¦ : F-GV 50㎟¦ : UTP Cat.5E 4P¦ : FTP Cat.5E 4Px1조¦ : FTP Cat.5E 4Px1조¦ : UTP Cat.5E 4P¦ : Interface Unit¦ : Direct Power Control¦ : FR-CVVS 4C/2.5㎟¦ INTERCOM~EM.GATE¦ : UTP Cat.5E 4P¦ AGM10¦ 09¦ 912정거장 AFC SYSTEM DIAGRAM¦ 912정거장 AFC SYSTEM DIAGRAM¦ S = NONE¦ NONE¦ 지하철 912정거장¦ 신목동¦ 선유도¦ 당산¦ T¦ 1¦ 0¦ 0¦ 1¦ 0¦ 2¦ 6¦ 0¦ 0¦ 7¦
| 1단계_정거장 - 복사본 | 1단계_정거장 - 복사본 | 072. T9103066-001 903정거장 통신기계실 기기배치도 및 바닥 TRAY 설치도.dwg | \A1;500¦ \A1;1,400¦ \A1;1,640¦ \A1;340¦ \A1;2,301¦ \A1;1,051¦ \A1;424¦ \A1;431¦ \A1;434¦ \A1;403¦ \A1;384¦ \A1;350¦ \A1;1878¦ \A1;11200¦ \A1;2654¦ \A1;973¦ \A1;377¦ \A1;1388¦ \A1;984¦ \A1;1642¦ \A1;815¦ \A1;1803¦ \A1;4885¦ \A1;2,400¦ \A1;1,000¦ 종합관리 및 복지후생동 안내실 CCTV 설비¦ NONE¦ 0¦ 0¦ 0¦ -¦ 0¦ 0¦ 0¦ 0¦ 계통도¦ : 철거¦ : 철거¦ OFD 랙¦ 기지국¦ 역사노드¦ 스위치 ¦ MDF 랙¦ 장치 랙¦ 백본 랙¦ 랙¦ : 철거¦ 통신기계실¦ X21¦ X22¦ X23¦ X24¦ X16¦ Y02¦ Y01¦ 903정거장 통신기계실 기기배치도 및 바닥 TRAY 설치도¦ S = 1 / 100¦ PA¦ 전송¦ 대열차¦ CCTV¦ CCTV¦ MDF¦ PA¦ 냉¦ 난¦ 방¦ 기¦ 장 비 명¦ 전송장비(ADM+MUX) ¦ 배선반(MDF)¦ 화상설비(CCTV) ¦ 방송설비(PA)¦ 전기시계설비(CLOCK) ¦ 종합무선 중계설비(복합통신)¦ 열차무선설비(BS)-기지국 ¦ 규 격 (W x D x H)¦ 1,272 x 500 x 2200¦ 600 x 300 x 2200¦ 701.5 x 750 x 2200¦ 575 x 600 x 1920¦ 600 x 750 x 1800¦ 570 x 650 x 1913¦ 600 x 600 x 1,930¦ 열차무선설비(SOR)-기지국용 정류기 랙 ¦ 열차무선설비(MOR)-광주중계기¦ 600 x 700 x 1,800¦ 600 x 750 x 1800¦ 냉난방기 (기계설비)¦ 1,100 x 500¦ UPS(15KVA)¦ 800 x 950 x 1800¦ ATS&AVR&DIST¦ BATTERY¦ 1000 x 950 x 1800¦ 2700 x 950 x 1800¦ Equipment Schedule¦ 대열차공간화상설비(지상)¦ 600 x 750 x 2200¦ 사령전화역장치¦ 600 x 600 x 800¦ 행선안내¦ 1200x750x1000¦ 설비자동제어반¦ 화재탐지반¦ 조명제어반¦ CCTV 및 통신종합집중관리반¦ PSD 제어반¦ SMS¦ PRINTER¦ 종합집중관리 설비 콘솔1¦ 종합집중관리 설비 콘솔2¦ 1000x600x1600¦ 1800x600x1600¦ 600x600x1600¦ 2652x600x1600¦ 800x800x2000¦ 650x800x1000¦ 700x800x750¦ 600x600x1600¦ 600x600x1600¦ 사령¦ 전화¦ CLOCK¦ (기지국)¦ 기지국용¦ (광주¦ 정류기 ¦ BS¦ MOR¦ 중계기)¦ 복합¦ 통신¦ G¦ T¦ B¦ UPS¦ ATS&AVR&DIST¦ BATT¦ ADM¦ MUX¦ NO.¦ 1¦ 2¦ 3¦ 4¦ 5¦ 6¦ 7¦ 8¦ 9¦ 10¦ 11¦ 12¦ 13¦ 14¦ 15¦ 16¦ 17¦ 18¦ 19¦ 20¦ 21¦ 22¦ 23¦ DUCT (150x100)¦ 24¦ 25¦ 방송¦ 교통¦ \pi49.321;{\C0;접지단자함}¦ \pi49.321;{\C0;L-C}¦ \A1;15,100¦ \A1;8,200¦ OFD 랙¦ 기지국¦ 역사노드¦ 스위치 ¦ 장치 랙¦ 백본 랙¦ 랙¦ OFD 랙¦ 기지국장치 랙¦ 역사노드백본 랙¦ 600x600x2200¦ 600x600x2200¦ 600x600x2200¦ 26¦ 27¦ 28¦ : 철거¦ 신설 TRAY (150x100)¦ 903정거장 통신기계실 기기배치도 및 바닥¦ 1 / 100¦ 김포공항¦ 공항시장¦ 신방화¦ T¦ 9¦ 1¦ 0¦ 3¦ 0¦ 6¦ 6¦ 0¦ 0¦ 1¦ TRAY 설치도¦ \A1;7450¦ \A1;500¦
| 1단계_정거장 - 복사본 | 1단계_정거장 - 복사본 | 032. T7001034-015 903정거장 전화설비 지하4층 철거평면도-1.dwg | INT¦ \A1;7,500¦ \A1;7,500¦ \A1;7,500¦ \A1;7,500¦ \A1;7,500¦ \A1;7,500¦ \A1;7,500¦ \A1;5,000¦ \A1;5,000¦ \A1;5,000¦ \A1;5,000¦ \A1;5,000¦ \A1;5,000¦ \A1;{\fHYHeadLine-Medium¦b0¦i0¦c129¦p50;30,000}¦ \A1;10,5000¦ \A1;4350¦ \A1;4350¦ \A1;7450¦ \A1;23600¦ \A1;7450¦ (16)UTP Cat.5E 4Px1조 (승강장 INT)¦ (16)UTP Cat.5E 4Px1조 (승강장 INT)¦ (16)UTP Cat.5E 4Px1조 (승강장 INT)¦ (16)UTP Cat.5E 4Px1조 (승강장 INT)¦ (16)UTP Cat.5E 4Px1조 (승강장 INT)¦ (16)UTP Cat.5E 4Px1조 (승강장 INT)¦ MATCH LINE DWG No. "S1-TA-S03-DB-016-1.dwg"¦ (P24:400x400x200)¦ (P27:400x400x200)¦ (P25:400x400x300)¦ (P28:400x400x300)¦ (P26:400x400x300)¦ (P29:400x400x300)¦ E/S 올라감¦ 창고¦ 창고¦ UP¦ UP¦ UP¦ UP¦ X00¦ X01¦ X02¦ X03¦ X04¦ X05¦ X06¦ X07¦ X08¦ X09¦ X10¦ X11¦ X13¦ X12¦ Y03¦ Y04¦ Y02¦ Y01¦ Y00¦ 3. 통신기계실 및 안전관리실 MAIN 분전반은 전기에서 설치한다.¦ 1. 음향유도기 전원은 전기콘센트를 이용한다.¦ NOTE¦ 2. 증폭기전원은 전기콘센트를 이용한다.¦ 지하철 903정거장¦ 김포공항¦ 공항시장¦ 신방화¦ 903정거장 전화설비 지하4층 철거평면도(1/2)¦ S=1/400¦ 1/400¦ 903정거장 전화설비 지하4층 철거평면도(1/2)¦ T¦ 7¦ 0¦ 0¦ 1¦ 0¦ 3¦ 4¦ 0¦ 1¦ 5¦ (기설활용)¦ P¦ KEY PLAN¦
| 1단계_정거장 - 복사본 | 1단계_정거장 - 복사본 | 041. T5001034-001 909정거장 AFC설비 지하1층 평면도 (1_2)__완료(완전).dwg | GND¦ P¦ HUB¦ \A1;30,000¦ \A1;27,023¦ \A1;124,523¦ \A1;67,500¦ \A1;57,023¦ \A1;6,100¦ \A1;6,100¦ \A1;7,500¦ \A1;7,500¦ \A1;7,500¦ \A1;7,500¦ \A1;7,500¦ \A1;7,500¦ \A1;7,500¦ \A1;7,500¦ \A1;7,500¦ \A1;7,500¦ \A1;7,500¦ \A1;7,500¦ \A1;7,500¦ \A1;5,000¦ \A1;5,000¦ \A1;5,000¦ \A1;5,000¦ \A1;5,000¦ \A1;2,024¦ \A1;7,900¦ \A1;28,000¦ \A1;7,600¦ \A1;7,900¦ MATCH LINE DWG No. "S1-TA-S09-DB-027-0"¦ G¦ DOWN TO AFC 접지단자함¦ F-GV 4.0㎟x5조 (발매기,정산기,환급기,게이트,S/W HUB GND)¦ H¦ DOWN TO 분전반¦ HFCO 3C/4.0㎟x8조¦ X-09¦ X-07¦ X-05¦ X-03¦ X-01¦ X00¦ X01¦ X02¦ X03¦ X04¦ X06¦ X08¦ Y04¦ Y03¦ Y02¦ Y01¦ Y00¦ DN¦ 발매기실 1¦ 편의점¦ 대합실¦ DN¦ DN¦ 통신기계실¦ 이동통신기계실¦ 복 도¦ 공조기계실¦ 물탱크실¦ 외부계단 1¦ 내부계단 1¦ 내부계단 2¦ 화장실¦ 전송장비¦ F¦ OF-MM-4Cx1조 (통신기계실~S/W HUB)¦ TRAY (통신)¦ DOWN TO 통신기계실 ACCESS FLOOR¦ OF-MM-4Cx1조 (통신기계실~S/W HUB)¦ TRAY (통신)¦ G¦ H¦ (300x300x200)¦ DOWN TO S/W HUB¦ F-GV 4.0㎟x1조 (S/W HUB GND)¦ FTP Cat.5E 4Px11조 (발매기,정산기,환급기,게이트 COMMS)¦ OF-MM-4Cx1조 (통신기계실~S/W HUB)¦ TRAY (통신)¦ OF-MM-4Cx1조 (SMS~발매기실 S/W HUB)¦ 정산기 ¦ F-GV 4.0㎟x1조 (정산기 GND)¦ HFCO 3C/4.0㎟x1조 (정산기 POWER)¦ UTP Cat.5E 4Px1조 (정산기 INT)¦ FTP Cat.5E 4Px1조 (정산기 COMMS)¦ (28)¦ (28)¦ (28) HFCO 2C/4.0㎟x1조 (EM GATE#2)¦ (22) UTP Cat.5E 4Px1조 (EM GATE#2 INT)¦ A¦ A¦ F7 DUCT¦ F-GV 4.0㎟x1조 (발매기 GND)¦ HFCO 3C/4.0㎟x1조 (발매기 POWER)¦ FTP Cat.5E 4Px2조 (발매기 COMMS)¦ UTP Cat.5E 4Px2조 (발매기 INT)¦ FR-CVVS 4C/2.5㎟x1조 (DPC)¦ TRAY (통신)¦ UTP Cat.5E 4Px1조 (EM GATE INT#2)¦ TRAY (통신)¦ TRAY (통신)¦ (발매기,정산기,환급기,게이트, S/W SUB POWER)¦ 용역창고¦ 용역원대기실¦ F¦ F¦ F-GV 4.0㎟x1조 (게이트 GND)¦ HFCO 3C/4.0㎟x4조 (게이트 POWER)¦ FTP Cat.5E 4Px7조 (게이트 COMMS)¦ FR-CVVS 4C/2.5㎟x1조 (DPC)¦ F7 DUCT¦ 환급기¦ C¦ F-GV 4.0㎟x1조 (환급기 GND)¦ HFCO 3C/4.0㎟x1조 (환급기 POWER)¦ UTP Cat.5E 4Px1조 (환급기 INT)¦ FTP Cat.5E 4Px1조 (환급기 COMMS)¦ (28)¦ (28)¦ C¦ HFCO 3C/4.0㎟x1조 (S/W HUB POWER)¦ UP TO TRAY (통신)¦ 임대상가¦ UTP Cat.5E 4Px8조 (발매기,정산기,환급기 INT)¦ UTP Cat.5E 4Px2조 (EM GATE#1,2 INT)¦ OF-MM-4Cx1조 (SMS~발매기실 S/W HUB)¦ OF-MM-4Cx1조 (통신기계실~S/W HUB)¦ FR-CVVS 4C/2.5㎟x1조 (DPC)¦ OF-MM-4Cx1조 (SMS~발매기실 S/W HUB)¦ UTP Cat.5E 4Px4조 (발매기,정산기,환급기 INT)¦ UTP Cat.5E 4Px2조 (EM GATE#1 INT)¦ UTP Cat.5E 4Px8조 (발매기,정산기,환급기 INT)¦ UTP Cat.5E 4Px2조 (EM GATE#1,2 INT)¦ E¦ E¦ F-GV 4.0㎟x1조 (게이트 GND)¦ HFCO 3C/4.0㎟x1조 (게이트 POWER)¦ FTP Cat.5E 4Px1조 (게이트 COMMS)¦ FR-CVVS 4C/2.5㎟x1조 (DPC)¦ F7 DUCT¦ UTP Cat.5E 4Px4조 (발매기,정산기,환급기 INT)¦ FR-CVVS 4C/2.5㎟x1조 (DPC)¦ UTP Cat.5E 4Px1조 (EM GATE INT#2)¦ OF-MM-4Cx1조 (SMS~발매기실 S/W HUB)¦ UTP Cat.5E 4Px4조 (발매기,정산기,환급기 INT)¦ FR-CVVS 4C/2.5㎟x1조 (DPC)¦ HFCO 2C/4.0㎟x1조 (EM GATE#2)¦ UTP Cat.5E 4Px1조 (EM GATE INT#2)¦ OF-MM-4Cx1조 (SMS~발매기실 S/W HUB)¦ UTP Cat.5E 4Px3조 (발매기,정산기 INT)¦ (28) OF-MM-4Cx1조 (SMS~발매기실 S/W HUB)¦ (28) FR-CVVS 4C/2.5㎟x1조 (DPC)¦ (28) UTP Cat.5E 4Px4조 (발매기,정산기,환급기 INT)¦ (22) UTP Cat.5E 4Px1조 (EM GATE#2 INT)¦ B¦ B¦ D¦ D¦ 909정거장 AFC설비 지하1층 평면도 (1/2)¦ 909정거장 AFC설비 지하1층 평면도 (1/2)¦ S = 1 / 400¦ 1/400¦ 지하철 909정거장¦ 가양¦ 등촌¦ 염창¦ T¦ 5¦ 0¦ 0¦ 1¦ 0¦ 3¦ 4¦ 0¦ 0¦ 1¦
| 1단계_정거장 - 복사본 | 1단계_정거장 - 복사본 | 056. T9103066-003 916정거장 AFC설비지하2층장비배치도.dwg | \A1;65,000¦ \A1;112,500¦ \A1;7,080¦ \A1;4,950¦ \A1;32,860¦ \A1;7,080¦ \A1;4,950¦ \A1;4,400¦ \A1;4,400¦ \A1;10,300¦ \A1;5,000¦ \A1;5,000¦ \A1;5,000¦ \A1;5,000¦ \A1;5,000¦ \A1;5,000¦ \A1;5,000¦ \A1;5,000¦ \A1;5,000¦ \A1;5,000¦ \A1;5,000¦ \A1;8,750¦ \A1;8,750¦ \A1;8,750¦ \A1;8,750¦ \A1;7,500¦ \A1;5,000¦ \A1;5,000¦ \A1;5,000¦ \A1;10,000¦ \A1;7,500¦ \A1;7,500¦ \A1;5,000¦ \A1;10,000¦ \A1;10,000¦ \A1;10,000¦ \A1;5,000¦ \A1;150¦ \A1;600¦ \A1;600¦ \A1;600¦ \A1;602¦ \A1;598¦ \A1;1100¦ \A1;150¦ \A1;200¦ \A1;800¦ \A1;1,000¦ \A1;150¦ \A1;150¦ \A1;150¦ \A1;150¦ \A1;150¦ \A1;150¦ \A1;150¦ \A1;600¦ Detail "A"¦ Y00¦ Y01¦ Y03¦ Y05¦ Y06¦ X19¦ X17¦ X15¦ X13¦ X11¦ X09¦ X08¦ X07¦ X06¦ X05¦ X03¦ X01¦ X00¦ X-01¦ X-02¦ X-03¦ X-04¦ X-05¦ X-06¦ X-07¦ X-08¦ 편의점¦ 발매기실¦ 대합실¦ 대합실¦ OPEN¦ OPEN¦ 신호통신기계실¦ 물탱크실¦ CO2실¦ 비상전원실¦ 공조기계실 2¦ 용역원 대기실¦ 운전취급실¦ 복도¦ 이동통신기계실¦ DN¦ DN¦ DN¦ DN¦ DN¦ UP¦ UP¦ UP¦ 안전관리실¦ OPEN¦ OPEN¦ 화장실¦ 전기실¦ 본선 환기실¦ OPEN¦ OPEN¦ OPEN¦ OPEN¦ 외부엘리베이터 2¦ 외부출입구 3¦ 외부출입구 2¦ 외부출입구 1¦ 외부엘리베이터 1¦ 내부계단 2¦ 내부계단 1¦ 외부출입구 4¦ 내부엘리베이터 1¦ 내부계단 3¦ 내부계단 4¦ 내부계단 5¦ 내부계단 6¦ 내부엘리베이터 2¦ 용역원 창고¦ 방범셧터¦ DN¦ DN¦ DN¦ DN¦ UP¦ UP¦ UP¦ UP¦ UP¦ UP¦ OPEN¦ OPEN¦ UP¦ UP¦ 방범셧터¦ 916 정거장 ¦ STA.17km956,000¦ Detail "B"¦ Detail "A"¦ 발매기실¦ Detail "B"¦ AAM¦ AAM¦ 10형¦ 8형¦ 8형¦ 8형¦ 8형¦ 6형¦ 12형¦ 11형¦ 장애자용¦ 훨체어리프트¦ 8형¦ 구 분¦ 당 초¦ 변 경¦ 6형¦ 8형¦ 10형¦ 6/12형¦ 10/11형¦ 11형¦ 12형¦ 1¦ 1¦ 4¦ 5¦ 1¦ 1¦ -¦ -¦ 1¦ -¦ 1¦ 1¦ -¦ 1¦ 916정거장 AFC설비 지하2층 장비배치도¦ 916정거장 AFC설비 지하2층 장비배치도¦ S = 1 / 600¦ 1/600¦ 지하철 916정거장¦ 여의도¦ 샛강¦ 노량진¦ T¦ 9¦ 1¦ 0¦ 3¦ 0¦ 6¦ 6¦ 0¦ 0¦ 3¦ S = 1/300¦
| 1단계_정거장 - 복사본 | 1단계_정거장 - 복사본 | 010. T1001026-006 907정거장 종합무선중계,열차무선설비 DIAGRAM.dwg | A¦ B¦ -¦ T¦ 0¦ 0¦ 0¦ 0¦ 0¦ 0¦ 0¦ 0¦ 0¦ 0¦ T¦ 0¦ 0¦ 0¦ 0¦ 0¦ 0¦ 0¦ 0¦ 0¦ 0¦ 양천향교¦ 가양¦ 증미¦ 3D¦ 콘솔내 접속단자¦ 안전관리실¦ B1¦ RFCL-42D-광대역¦ RFCL-42D-광대역¦ 대합실¦ 2D¦ RFCL-42D-광대역¦ RFCL-42D-광대역¦ RFCL-42D-광대역¦ RFCL-42D-광대역¦ RFCL-42D-광대역¦ RFCL-42D-광대역¦ RFCL-42D-광대역¦ RFCL-42D-광대역¦ RFCL-42D-광대역¦ RFCL-42D-광대역¦ 강¦ 선¦ 널¦ 터¦ &¦ 본¦ 장¦ B2¦ 승¦ 상행¦ UTP Cat.5E 4Px2조¦ 라디오 송수신제어 ANTENNA¦ 하행¦ 2D¦ 3D¦ 물탱크실¦ 무선호출 및¦ 이동전화 ANT.¦ (예비)¦ 경찰 C3 ANT.¦ (예비)¦ 이동전화 중계기¦ 무선호출 및¦ 경찰 무선중계기¦ HFC-22D-FR¦ From: 934정거장¦ 외부접속 단자함¦ 소방무선통신¦ 통신기계실 (종합무선중계설비)¦ D1¦ 광전변환기¦ 광전송장치¦ 광커플러¦ FM¦ 중계장치2¦ HFC-12D-FR¦ HFC-12D-FR¦ MIXER¦ COMBINER¦ D4¦ HFC-12D-FR¦ 복합통신 ANTENNA¦ 콘솔내 접속단자¦ 역무관리실¦ OF-SM-1Core¦ HFC-12D-FR¦ 제2,3이동통신사업자기계실¦ 열차무선장치 (기지국,TRS)¦ OF-SM-1Core¦ c¦ To: 정거장¦ 복합통신안테나 및 콤바이너 철거전 주파수 대역 ¦ NOTE¦ RFCL-42D-광대역¦ RFCL-42D-광대역¦ To: 936정거장¦ OF-SM-1Core¦ B1¦ 복합통신 ANTENNA¦ 복합통신 ANTENNA¦ 복합통신 ANTENNA¦ 선¦ 터¦ 본¦ 널¦ RFCL-42D-광대역¦ RFCL-42D-광대역¦ B2¦ 전¦ 실¦ 변¦ 기¦ 실¦ 환¦ 합¦ 실¦ 대¦ 기¦ 실¦ 환¦ From: 934정거장¦ D2¦ 광전변환기¦ 광전송장치¦ 광커플러¦ DMB¦ 중계장치2¦ OF-SM-1Core¦ To: 936정거장¦ OF-SM-1Core¦ 타사업분¦ RRU¦ I¦ Q¦ 본선터널¦ 철거¦ 신설¦ FM¦ 중계장치1¦ 2D¦ DMB¦ 중계장치1¦ MIXER¦ COMBINER¦ IP MPLS¦ OF-SM-2Core¦ D3¦ 철거¦ 복합통신ANTENNA 철거 후 설치¦ RFCL-42D-광대역¦ RFCL-42D-광대역¦ RFCL-42D-광대역¦ RFCL-42D-광대역¦ : FM, DMB, TRS, 소방¦ : FM, DMB, TRS, 소방, LTE-R¦ 복합통신안테나 및 콤바이너 철거후 주파수 대역 ¦ LTE-R¦ 교체¦ 무선호출 및¦ 이동전화 ANT.¦ (예비)¦ 이동전화 중계기¦ 무선호출 및¦ 외부접속 단자함¦ 소방무선통신¦ 신호통신기계실 (종합무선중계설비)¦ D¦ 광전변환기¦ 광전송장치¦ 광커플러¦ FM¦ 중계장치¦ HFC-12D-FR¦ HFC-12D-FR¦ MIXER¦ COMBINER¦ COMBINER¦ HFC-12D-FR¦ 합¦ HFC-12D-FR¦ 복합통신 ANTENNA¦ 실¦ 콘솔내 접속단자¦ 안전관리실¦ 대¦ B1¦ HFC-12D-FR¦ 복합통신 ANTENNA¦ HFC-12D-FR¦ 이동통신기계실¦ RFCL-42D-광대역¦ RFCL-42D-광대역¦ 복합통신 ANTENNA¦ NOTE¦ 심 볼¦ 명 칭¦ 역사시공¦ 본선시공¦ 장비사 공급분¦ 열차무선장치¦ HFC-12D-FR¦ HFC-12D-FR¦ C¦ From: 906정거장¦ OF-SM-1Core¦ To: 908정거장¦ OF-SM-1Core¦ From: 908정거장¦ OF-SM-1Core¦ 경찰 C3 ANT.¦ (예비)¦ 경찰 무선중계기¦ RFCL-42D-광대역¦ RFCL-42D-광대역¦ RFCL-42D-광대역¦ RFCL-42D-광대역¦ RFCL-42D-광대역¦ RFCL-42D-광대역¦ RFCL-42D-광대역¦ RFCL-42D-광대역¦ RFCL-42D-광대역¦ RFCL-42D-광대역¦ 강¦ 선¦ 널¦ 터¦ &¦ 본¦ 장¦ B2¦ 승¦ HFC-22D-FR¦ HFC-22D-FR¦ UTP Cat.5E 4Px2조¦ 상행¦ UTP Cat.5E 4Px2조¦ 라디오 송수신제어 ANTENNA¦ 하행¦ 2D¦ 2D¦ 2D¦ 물탱크실¦ 공조기계실¦ 2D¦ 대합실¦ 무선호출 및¦ 이동전화 ANT.¦ (예비)¦ 경찰 C3 ANT.¦ (예비)¦ 이동전화 중계기¦ 무선호출 및¦ 경찰 무선중계기¦ HFC-22D-FR¦ From: 906정거장¦ 외부접속 단자함¦ 소방무선통신¦ 통신기계실 (종합무선중계설비)¦ D1¦ 광전변환기¦ 광전송장치¦ 광커플러¦ FM¦ 중계장치2¦ HFC-12D-FR¦ HFC-12D-FR¦ MIXER¦ COMBINER¦ D4¦ HFC-12D-FR¦ OF-SM-1Core¦ HFC-12D-FR¦ 제2,3이동통신사업자기계실¦ 열차무선장치 (기지국,TRS)¦ OF-SM-1Core¦ c¦ To: 정거장¦ To: 908정거장¦ OF-SM-1Core¦ From: 906정거장¦ D2¦ 광전변환기¦ 광전송장치¦ 광커플러¦ DMB¦ 중계장치2¦ OF-SM-1Core¦ To: 908정거장¦ OF-SM-1Core¦ RRU¦ 철거¦ 신설¦ FM¦ 중계장치1¦ 2D¦ DMB¦ 중계장치1¦ MIXER¦ COMBINER¦ IP MPLS¦ OF-SM-2Core¦ D3¦ 철거후 직결¦ LTE-R¦ 2D¦ A¦ B¦ 대합실¦ 대합실¦ 공조기계실¦ 공조기계실¦ 2D¦ 전기실¦ 연결통로¦ 2D¦ 2D¦ 전기실¦ 907정거장 종합무선중계,열차무선설비 DIAGRAM¦ 907정거장 종합무선중계,열차무선설비 DIAGRAM¦ S = NONE¦ NONE¦ 양천향교¦ 가양¦ 증미¦ T¦ 1¦ 0¦ 0¦ 1¦ 0¦ 2¦ 6¦ 0¦ 0¦ 6¦ 2D¦ 3D¦ 기설역사내 종합무선 공중선¦
| 1단계_정거장 - 복사본 | 1단계_정거장 - 복사본 | 021. T7001034-004 903정거장 전화설비 지하2층 신설평면도-2.dwg | KEY PLAN¦ \A1;7450¦ \A1;23600¦ \A1;7450¦ \A1;4350¦ \A1;4350¦ \A1;7,500¦ \A1;7,500¦ \A1;7,500¦ \A1;5,000 ¦ \A1;5,000 ¦ \A1;5,000 ¦ \A1;5,000 ¦ \A1;5,000 ¦ \A1;5,000 ¦ \A1;7,500¦ \A1;7,500¦ \A1;7,500¦ \A1;7,500¦ 1. 일반교환기에 수용된 전화기는 IP전화기로 교체한다.¦ NOTE¦ 2. 콜폰, E/L폰, 승강장 비상통화장치도 교체한다.¦ 3. 전화 및 인터폰 구간의 배선배관은 기존활용한다.¦ P¦ (28) UTP Cat.5E 25Px1조 (전기실) ¦ UP TO 지하1층¦ TRAY (600x150)¦ UTP Cat.5E 4Px4조 (공조기계실-1,2)¦ UTP Cat.5E 4Px3조 (승강장 공중전화)¦ UTP Cat.5E 4Px3조 (승강장 INT)¦ UTP Cat.5E 25Px1조 (전기실)¦ UTP Cat.5E 4Px3조 (승강장 INT)¦ UTP Cat.5E 4Px3조 (승강장 공중전화)¦ UTP Cat.5E 4Px4조 (공조기계실-1,2)¦ TRAY (600x150)¦ DOWN TO 지하3층¦ (28) UTP Cat.5E 25Px1조 (운영원 대기실) ¦ UTP Cat.5E 4Px3조 (승강장 공중전화)¦ UTP Cat.5E 4Px3조 (승강장 INT)¦ DOWN TO 지하3층¦ TRAY (600x150)¦ UTP Cat.5E 4Px3조 (승강장 INT)¦ UTP Cat.5E 4Px3조 (승강장 공중전화)¦ UTP Cat.5E 25Px1조 (운영원 대기실) ¦ TRAY (600x150)¦ DOWN TO CP PANEL¦ 인터폰선 0.6x2Px4조 (INT)¦ MATCH LINE DWG No. "S1-TA-S03-DB-011-1.dwg"¦ (P15:300x300x200)¦ (P17:300x300x200)¦ (P16:300x300x200)¦ (P18:400x400x200)¦ (P19:400x400x200)¦ (P20:400x400x200)¦ UP TO 지하1층¦ (36) SPARE (전기실)¦ (36) SPARE (운영원 대기실)¦ 3. 통신기계실 및 안전관리실 MAIN 분전반은 전기에서 설치한다.¦ 1. 음향유도기 전원은 전기콘센트를 이용한다.¦ NOTE¦ 2. 증폭기전원은 전기콘센트를 이용한다.¦ Y00¦ Y01¦ Y02¦ Y03¦ Y04¦ X13¦ X26¦ X25¦ X24¦ X23¦ X22¦ X21¦ X20¦ X19¦ X18¦ X17¦ X16¦ X15¦ X14¦ X13¦ UP¦ DN¦ DN¦ ELEV. CAR¦ (15인승)¦ ELEV. CAR¦ (15인승)¦ 복 도¦ 창 고¦ 창 고¦ 냉각탑실¦ 본선환기실¦ 물탱크실¦ A¦ TRAY (300x100)¦ B¦ UTP Cat.5E 4Px3조 (승강장 INT)¦ UTP Cat.5E 4Px3조 (승강장 공중전화)¦ UTP Cat.5E 25Px1조 (운영원 대기실) ¦ B¦ TRAY (300x100)¦ UTP Cat.5E 4Px4조 (공조기계실-1,2)¦ UTP Cat.5E 4Px3조 (승강장 공중전화)¦ UTP Cat.5E 4Px3조 (승강장 INT)¦ UTP Cat.5E 25Px1조 (전기실)¦ A¦ DOWN TO CP PANEL¦ 인터폰선 0.6x2Px4조 (INT)¦ OF-MM-4Core(난연)x1조 (전기실)¦ (16) OF-MM-4Core(난연)x1조 (전기실)¦ (16) UTP Cat.5E 4Px1조 (전기실) ¦ UTP Cat.5E 4Px1조 (전기실)¦ 1. 일반교환기에 수용된 전화기는 안전관리실만 IP전화기로 교체한다.¦ NOTE¦ 2. 콜폰, E/L폰, 승강장 비상통화장치도 교체한다.¦ 3. 전화 및 인터폰 구간의 배선배관은 기존활용한다.¦ 지하철 903정거장¦ 김포공항¦ 공항시장¦ 신방화¦ 903정거장 전화설비 지하2층 신설평면도(2/2)¦ S=1/400¦ 1/400¦ 903정거장 전화설비 지하2층 신설평면도(2/2)¦ T¦ 7¦ 0¦ 0¦ 1¦ 0¦ 3¦ 4¦ 0¦ 0¦ 4¦ (기설활용)¦ P¦
| 1단계_정거장 - 복사본 | 1단계_정거장 - 복사본 | 013. T1001026-009 906정거장 AFC CABLE WIRING DIAGRAM.dwg | D/I MUX (ROUTER)¦ (통신기계실)¦ 분전반 (전기시설분)¦ (안전관리실)¦ AFC 접지단자함 (전기설비)¦ (안전관리실)¦ DPC BOX¦ SMS (S/W HUB)¦ EM GATE¦ CONTROL BOX¦ AGM 10형 (No.3)¦ AGM 8형 (No.5)¦ AGM 8형 (No.6)¦ AGM 8형 (No.7)¦ ATVM (No.1~2)¦ 화재수신반¦ FTP Cat.5E 4Px1조¦ UTP Cat.5E 4Px1조¦ FTP Cat.5E 4Px1조¦ F-GV 4.0㎟x2조¦ F-GV 4.0㎟x1조¦ F-GV 4.0㎟x1조¦ HFCO 2C/4.0㎟x1조¦ FTP Cat.5E 4Px2조¦ FR-CVVS 4C/2.5㎟x1조 (DPC)¦ HFCO 3C/4.0㎟x2조¦ HFCO 3C/4.0㎟x1조¦ HFCO 3C/4.0㎟x1조¦ HFCO 3C/4.0㎟x1조¦ HFCO 3C/4.0㎟x1조¦ AAM (No.1)¦ FTP Cat.5E 4Px1조¦ F-GV 4.0㎟x1조¦ AGM 10형 (No.9) ¦ UTP Cat.5E 4Px2조(INT)¦ HFCO 3C/4.0㎟x1조¦ FTP Cat.5E 4Px1조¦ (안전관리실)¦ (안전관리실)¦ 환급기 (No.1)¦ FTP Cat.5E 4Px1조¦ HFCO 3C/4.0㎟x1조¦ F-GV 4.0㎟x1조¦ HFCO 3C/4.0㎟x1조¦ 통신UPS¦ (통신기계실)¦ 통합교환설비¦ (통신기계실)¦ FTP Cat.5E 4Px1조¦ FTP Cat.5E 4Px1조¦ FTP Cat.5E 4Px1조¦ FTP Cat.5E 4Px1조¦ FTP Cat.5E 4Px1조¦ FTP Cat.5E 4Px1조¦ FTP Cat.5E 4Px1조¦ UTP Cat.5E 4Px2조(INT)¦ UTP Cat.5E 4Px1조(INT)¦ UTP Cat.5E 4Px1조(INT)¦ AGM 11형 (No.1) ¦ AGM 6/12형 (No.2)¦ AGM 6형 (No.4)¦ AGM 8형 (No.8)¦ FTP Cat.5E 4Px1조¦ HFCO 3C/4.0㎟x1조¦ 906정거장 AFC CABLE WIRING DIAGRAM¦ NONE¦ 지하철 906정거장¦ 마곡나루¦ 양천향교¦ 가양¦ 906정거장 AFC CABLE WIRING DIAGRAM¦ S = NONE¦ T¦ 1¦ 0¦ 0¦ 1¦ 0¦ 2¦ 6¦ 0¦ 0¦ 9¦
| 1단계_정거장 - 복사본 | 1단계_정거장 - 복사본 | 013. T1001026-009 911정거장 AFC CABLE WIRING DIAGRAM.dwg | D/I MUX (ROUTER)¦ (통신기계실)¦ 분전반 (전기시설분)¦ (안전관리실)¦ AFC 접지단자함¦ (안전관리실)¦ DPC BOX¦ SMS (S/W HUB)¦ EM GATE¦ CONTROL BOX¦ AGM 6형 (No.1)¦ AGM 8형 (No.2)¦ AGM 8형 (No.3)¦ AGM 10/11형 (No.6)¦ AGM 12형 (No.7)¦ ATVM (No.1~2)¦ FTP Cat.5E 4Px1조(기설 케이블 이용)¦ FTP Cat.5E 4Px1조¦ HFCO 2C/4.0㎟x1조¦ FTP Cat.5E 4Px2조¦ FR-CVVS 4C/2.5㎟x1조 (DPC)¦ HFCO 3C/4.0㎟x2조¦ HFCO 3C/4.0㎟x1조¦ HFCO 3C/4.0㎟x1조¦ HFCO 3C/4.0㎟x1조¦ HFCO 3C/4.0㎟x1조¦ AAM (No.1)¦ FTP Cat.5E 4Px1조¦ (안전관리실)¦ (안전관리실)¦ AGM 6형 (No.8)¦ AGM 8형 (No.9)¦ AGM 8형 (No.10)¦ AGM 12형 (No.13)¦ AAM (No.2)¦ HFCO 2C/4.0㎟x1조¦ FR-CVVS 4C/2.5㎟x1조 (DPC)¦ UTP Cat.5E 4Px1조¦ FTP Cat.5E 4Px1조¦ FTP Cat.5E 4Px1조¦ HFCO 3C/4.0㎟x1조¦ HFCO 3C/4.0㎟x1조¦ HFCO 3C/4.0㎟x1조¦ FTP Cat.5E 4Px1조¦ UTP Cat.5E 4Px2조(INT)¦ UTP Cat.5E 4Px2조(INT)¦ AGM 10/11형 (No.12)¦ AGM 8형 (No.4)¦ HFCO 3C/4.0㎟x1조¦ HFCO 3C/4.0㎟x1조¦ 화재수신반¦ 환급기 (No.1)¦ FTP Cat.5E 4Px1조¦ F-GV 4.0㎟x1조¦ HFCO 3C/4.0㎟x1조¦ 통신UPS¦ (통신기계실)¦ 통합교환설비¦ (통신기계실)¦ FTP Cat.5E 4Px1조¦ FTP Cat.5E 4Px1조¦ FTP Cat.5E 4Px1조¦ FTP Cat.5E 4Px1조¦ FTP Cat.5E 4Px1조¦ FTP Cat.5E 4Px1조¦ FTP Cat.5E 4Px1조¦ FTP Cat.5E 4Px1조¦ FTP Cat.5E 4Px2조¦ UTP Cat.5E 4Px2조(INT)¦ UTP Cat.5E 4Px1조(INT)¦ UTP Cat.5E 4Px1조(INT)¦ UTP Cat.5E 4Px1조(INT)¦ F-GV 4.0㎟x1조¦ F-GV 4.0㎟x1조¦ F-GV 4.0㎟x1조¦ F-GV 4.0㎟x1조¦ F-GV 4.0㎟x1조¦ HFCO 3C/4.0㎟x1조¦ AGM 8형 (No.5)¦ AGM 8형 (No.11)¦ 911정거장 AFC CABLE WIRING DIAGRAM¦ 911정거장 AFC CABLE WIRING DIAGRAM¦ S = NONE¦ NONE¦ 지하철 911정거장¦ 염창¦ 신목동¦ 선유도¦ T¦ 1¦ 0¦ 0¦ 1¦ 0¦ 2¦ 6¦ 0¦ 0¦ 9¦
| 1단계_정거장 - 복사본 | 1단계_정거장 - 복사본 | 005. T1001026-001 907정거장 CIRCUIT WIRING SYSTEM DIAGRAM_신설.dwg | KT¦ IP¦ G¦ D¦ C/R¦ T¦ 0¦ 0¦ 0¦ 0¦ 0¦ 0¦ 0¦ 0¦ 0¦ 0¦ T¦ 0¦ 0¦ 0¦ 0¦ 0¦ 0¦ 0¦ 0¦ 0¦ 0¦ 신호통신기계실¦ 신호통신기계실¦ 안전관리실¦ 경찰통신설비¦ O/F(SM) FM RADIO¦ POWER DISTRIBUTION¦ O/F(SM)¦ O/F(SM)¦ UPS¦ CCTV¦ 광화상전송장치¦ MATRIX¦ RACK¦ TV 광전송장치¦ 부모시계¦ To: NEXT STATION¦ O/F(SM)¦ O/F(SM)¦ To: KT¦ M/D¦ KT¦ 신호사령¦ 방재사령¦ 통신사령¦ FAX¦ Data Line (신호)¦ Data Line¦ Data Line¦ Data Line¦ Data Line (AFC)¦ Data Line (통신)¦ Data Line (방재)¦ Data Line (운전)¦ SMS¦ AGM¦ AAM¦ ATVM¦ IP¦ P.A AMP¦ x3¦ x2¦ 지하1층 (대합실) x 86¦ 지하2층 (승강장상선) x 42¦ G¦ G¦ G¦ G¦ G¦ 지하3층 (승강장상선) x 4¦ 지하3층 (승강장하선) x 4¦ CCTV¦ CONSOLE¦ 지하1층¦ (복합통신ANT)¦ 무선통신 보조설비¦ HFC-22D-FR¦ HFC-12D-FR¦ 본선터널 (승강장) RFCL-42D-광대역¦ 본선터널 (승강장) RFCL-42D-광대역¦ D¦ POWER LINE¦ INT¦ T¦ x3¦ x11¦ x2¦ T¦ x10¦ x2¦ x4¦ x12 ¦ 인터폰¦ 모장치¦ 배 선 반¦ x2¦ 지하2층 (승강장하선) x 42¦ x3¦ 출입통제¦ C/R¦ C/R¦ C/R¦ 운전사령¦ Data Line¦ Data Line¦ 소방외부¦ T¦ T¦ x2 ¦ INT¦ x6¦ 공조기계실¦ 전기실¦ 이동통신기계실¦ 비상전원실¦ 발매기실¦ 기능실복도¦ 용역원대기실¦ 창고¦ 화장실 (남,여)¦ 편의점¦ 장애자화장실¦ PSD실 (하선)¦ Callphone¦ 지하1층 (대합실)¦ ELEV, 화장실¦ 임대상가-2¦ 비품창고¦ 승강장 INT¦ PSD실 (상선)¦ 임대상가-1¦ 임대상가-3¦ 전력사령¦ Data Line (전력)¦ C/R¦ T¦ T¦ x3¦ x5¦ x3¦ x2¦ x2¦ 소방외부 무선통신 보조설비¦ 복합통신 ANT¦ IP¦ 본선터널 (승강장) RFCL-42D-광대역¦ 본선터널 (승강장) RFCL-42D-광대역¦ D¦ 환급기¦ x2¦ 통신기계실¦ 소방외부 무선통신 보조설비¦ 경찰통신설비¦ O/F(SM) FM RADIO¦ POWER DISTRIBUTION¦ O/F(SM)¦ O/F(SM)¦ UPS¦ EQUIP¦ MULTI¦ COMM¦ CCTV¦ 광화상전송장치¦ MATRIX¦ RACK¦ H/E¦ 부모시계¦ To: NEXT STATION¦ O/F(SM)¦ O/F(SM)¦ To: KT¦ 배 선 반¦ M/D¦ 전력사령¦ 운전사령¦ 방재사령¦ 통신사령¦ FAX¦ Data Line¦ P.A AMP¦ 소방 무선통신 보조설비¦ HFC-22D-FR¦ HFC-12D-FR¦ POWER LINE¦ HFC-12D-FR¦ 출입통제¦ O/F(SM) 열차무선 / DU¦ C¦ Data Line¦ 통신장치¦ IP MPLS¦ 역사백본¦ 시리얼 ¦ FXO/FXS¦ Ethernet¦ L3 Switch¦ 신설¦ O/F(SM) 인접역¦ 신설¦ 열차무선 RRU¦ LTE-R¦ FM/DMB¦ 광전송장치¦ C¦ 통신장치¦ IP MPLS¦ 역사백본¦ 시리얼 ¦ FXO/FXS¦ Ethernet¦ L3 Switch¦ 신설¦ O/F(SM) 인접역¦ O/F(SM) 열차무선 / DU¦ 신설¦ 열차무선 RRU¦ LTE-R¦ EQUIP¦ MULTI¦ COMM¦ FM/DMB¦ 광전송장치¦ O/F(SM) 인접역¦ OF-SM-8C(난연),FR-CV 3c/4.0㎟¦ UTP Cat. 5E4P¦ 승강장모니터(상선)¦ UTP Cat. 5E4P¦ OF-SM-8C(난연),FR-CV 3c/4.0㎟¦ 승강장모니터(하선)¦ OF-SM-8C(난연),FR-CV 3c/4.0㎟¦ OF-SM-8C(난연),FR-CV 3c/4.0㎟¦ 907정거장 CIRCUIT WIRING SYSTEM DIAGRAM / 신설¦ 907정거장 CIRCUIT WIRING SYSTEM DIAGRAM / 신설¦ S = NONE¦ NONE¦ 양천향교¦ 가양¦ 증미¦ T¦ 1¦ 0¦ 0¦ 1¦ 0¦ 2¦ 6¦ 0¦ 0¦ 1¦
| 1단계_정거장 - 복사본 | 1단계_정거장 - 복사본 | 017. T1001026-013 905정거장 통신기계실 & 안전관리실 CABLE WIRING DIAGRAM.dwg | From: 904¦ To: 906 ¦ From: 904 ¦ To: 906 ¦ F/S(J.F) 0.65x25P (50%%%차폐) 직통전화¦ F/S(J.F) 0.65x25P (50%%%차폐) 직통전화¦ From: 904 ¦ To: 906 ¦ FR-CVVSB 4P/1.5㎟ 연선전화¦ From: 904¦ FR-CVVSB 4P/1.5㎟ 연선전화¦ To: 906 ¦ 905정거장 통신기계실 & 안전관리실 CABLE WIRING DIAGRAM¦ S = NONE¦ OF-SM 46Core (상선)¦ OF-SM 46Core (상선)¦ OF-SM 46Core (하선)¦ OF-SM 46Core (하선)¦ F-GV 6.0㎟x9조¦ OFD¦ 배선반¦ ADM¦ CCTV MATRIX RACK¦ 부모시계¦ 열차무선 장치¦ 종합무선 중계장치¦ UPS¦ 분전반¦ 종합집중관리 콘솔¦ 화재수신반¦ 광점퍼코드 (FC-PC)x4조¦ 광점퍼코드 (FC-PC)x4조¦ UTP Cat.5E 25Px10조¦ UTP Cat.5E 4Px1조 (DATA)¦ UL 2464-AMESB 24AWGx16Cx3조(방송)¦ P.A AMP RACK¦ FR-CV 4C/25㎟x2조¦ FR-CV 3C/4.0㎟¦ FR-CV 3C/4.0㎟¦ FR-CV 3C/6.0㎟¦ FR-CV 3C/4.0㎟¦ FR-CV 3C/6.0㎟¦ 공통접지 단자함¦ F-GV 6.0㎟x1조¦ F-GV 6.0㎟x2조¦ F-GV 6.0㎟x4조¦ F-GV 6.0㎟x5조¦ F-GV 6.0㎟x7조¦ F-GV 6.0㎟x8조¦ 통신기계실¦ UTP Cat.5E 4Px4조 (영상)¦ UTP Cat.5E 25Px2조 (CONSOLE)¦ FR-CV 3C/4.0㎟¦ 접지단자함 (AFC)¦ F-GV 50㎟x1조¦ 접지단자함 (통신)¦ UTP Cat.5E 25Px1조 (CCTV)¦ F-GV 6㎟x1조¦ F-GV 50㎟x1조¦ F-GV 50㎟x1조¦ 분전반¦ 출입통제 (ACU)¦ UTP Cat.5E 4Px1조 (DATA)¦ FR-CV 3C/4.0㎟¦ F-GV 6.0㎟x6조¦ 행선안내게시기 (LSE)¦ 안전관리실¦ UTP Cat.5E 25Px1조 (LSE)¦ FR-CV 3C/6.0㎟¦ UTP Cat.5E 4Px1조 (화재탐지용)¦ UL 2464-AMESB 24AWG 16Cx2조 (방송), CPEV 0.9 5Px1조, UL 2464-AMESB 24AWG 4Cx1조¦ UTP Cat.5E 4Px1조 (자동방송)¦ 사령전화 역장치¦ 종합집중관리 장치¦ CCTV 콘솔¦ 방송원격조정기¦ UTP Cat.5E 4Px1조¦ UTP Cat.5E 4Px1조¦ UTP Cat.5E 4Px1조¦ CPEV 0.9 5Px1조¦ UTP Cat.5E 4Px1조¦ UTP Cat.5E 4Px1조¦ HFC-12Dx1조¦ F-GV 16㎟x1조¦ 광점퍼코드 (FC-PC)x2조¦ F-GV 6.0㎟x2조¦ F-GV 6.0㎟x1조¦ FR-CV 3C/6.0㎟¦ UTP Cat.5E 4Px1조 (UPS NMS)¦ F-GV 6㎟x1조¦ 역단위 전산기 (SMS)¦ L-M 분전반¦ FR-CV 3C/2.5㎟¦ FR-CV 3C/4㎟¦ UTP Cat.5E 25Px1조¦ UTP Cat.5E 25Px1조¦ UTP Cat.5E 4Px1조¦ FR-CV 3C/4.0㎟¦ OF-SM 48Core (상선)¦ From: 904정거장 ¦ OF-SM 48Core (하선)¦ OF-SM 48Core (상선)¦ OF-SM 48Core (하선)¦ To: 906정거장 ¦ *전송(IP-MPLS) 및 열차무선(LTE-R)의 전원 및 신호계통은 별도 도면 참조¦ *점선( ) : 철거, 실선( ) : 신설¦ UTP Cat.5E 25Px2조¦ 단자함, OFD¦ OF-SM-24CORE X1조¦ From: 904정거장 ¦ 905정거장 통신기계실 & 안전관리실 CABLE WIRING DIAGRAM¦ NONE¦ 신방화¦ 마곡나루¦ 양천향교¦ T¦ 1¦ 0¦ 0¦ 1¦ 0¦ 2¦ 6¦ 0¦ 1¦ 3¦ T¦ 0¦ 0¦ 0¦ 0¦ 0¦ 0¦ 0¦ 0¦ 0¦ 0¦ OFD¦ 배선반¦ 전송설비¦ CCTV MATRIX RACK¦ 사령전화(역장치)¦ 열차무선 중계장치(SOR)¦ UPS¦ 분전반¦ 종합집중관리 콘솔¦ 화재수신반¦ 광점퍼코드x4¦ 광점퍼코드x2¦ UTP Cat.5E 25Px10¦ UL 2464-AMESB 24AWGx16Cx3(방송) , CPEV 0.65/5Px1 (Rail Condition)¦ CPEV 0.65/5Px1(Rail Condition)¦ P.A AMP RACK¦ F-CV 4C/25㎟¦ F-CV 3C/4.0㎟¦ F-CV 3C/4.0㎟¦ F-CV 3C/4.0㎟¦ F-CV 3C/4.0㎟¦ 전기공통접지 단자함¦ UTP Cat.5E 4Px1 (화재수신)¦ UL 2464-AMESB 24AWG 16Cx1 (방송)¦ F-GV 6.0㎟x1¦ F-GV 6.0㎟x2¦ F-GV 6.0㎟x4¦ F-GV 6.0㎟x5¦ F-GV 6.0㎟x7¦ F-GV 6.0㎟x8¦ 통신기계실¦ UTP Cat.5E 4Px4 (영상), UTP Cat.5E 25Px1 (제어)¦ UTP Cat.5E 25Px1 (CONSOLE)¦ F-CV 3C/4.0㎟¦ 접지단자함 (AFC)¦ F-GV 50㎟x1¦ 접지단자함 (통신)¦ UTP Cat.5E 25Px1 (CCTV)¦ F-GV 50㎟x1¦ 분전반((AFC)¦ OF-SM 72Core (상선)¦ Fom: 930정거장 ¦ OF-SM 72Core (하선)¦ To: 932정거장 ¦ 출입통제 (ACU)¦ UTP Cat.5E 4Px1 (DATA)¦ F-CV 3C/4.0㎟¦ F-GV 6.0㎟x6¦ F-GV 6.0㎟x3¦ 행선안내게시기 (LSE)¦ 역무관리실¦ UTP Cat.5E 25Px1 (LSE)¦ Fom: 930정거장 ¦ To: 932정거장 ¦ F-CV 2C/10㎟¦ UTP Cat.5E 4Px1 (화재수신)¦ UTP Cat.5E 4Px1 (화재수신)¦ 지하재방송(역장치)¦ 광점퍼코드x4(FM, TV, 예비)¦ M I S(역장치)¦ 광점퍼코드x12(상위망, 하위망)¦ F-CV 3C/4.0㎟¦ F-CV 3C/4.0㎟¦ F-GV 6.0㎟x9¦ F-GV 6.0㎟x10¦ F-GV 6.0㎟x11¦ 광점퍼코드x2¦ CPEV-S 0.9x10Px2조 직통전화, 연선전화¦ CPEV-S 0.9x10Px2조 직통전화, 연선전화¦ F-GV 6.0㎟x1¦ F-GV 6.0㎟x2¦ *전송(IP-MPLS) 및 열차무선(LTE-R)의 전원 및 신호계통은 별도 도면 참조¦ *점선( ) : 철거, 실선( ) : 신설¦ OF-SM 48Core (상선)¦ From: 930정거장 ¦ OF-SM 48Core (하선)¦ OF-SM 48Core (상선)¦ OF-SM 48Core (하선)¦ To: 932정거장 ¦
| 1단계_정거장 - 복사본 | 1단계_정거장 - 복사본 | 038. T4009934-001 917정거장 종합무선중계설비 지하1층 평면도.dwg | C¦ \A1;7,500¦ \A1;7,500¦ \A1;7,500¦ \A1;7,500¦ \A1;7,500¦ \A1;7,500¦ \A1;7,500¦ \A1;7,500¦ \A1;7,500¦ \A1;7,500¦ \A1;7,500¦ \A1;7,500¦ \A1;7,500¦ \A1;7,500¦ \A1;7,500¦ \A1;7,500¦ \A1;7,500¦ \A1;7,500¦ \A1;7,500¦ \A1;7,500¦ \A1;7,500¦ \A1;7,500¦ \A1;45,000¦ \A1;7,500¦ \A1;7,500¦ \A1;7,500¦ \A1;7,500¦ \A1;7,500¦ \A1;7,500¦ \A1;165,000¦ \A1;7,500¦ \A1;7,500¦ \A1;7,070¦ \A1;9,160¦ \A1;9,160¦ \A1;3,300¦ \A1;28,690¦ DN¦ H¦ 3D¦ 본선환기실¦ 본선환기실¦ 본선환기실¦ -¦ T¦ 0¦ 0¦ 0¦ 0¦ 0¦ 0¦ 0¦ 0¦ 0¦ 0¦ DOWN TO 통신기계실 ACCESS FLOOR¦ A¦ TRAY (600x150)¦ HFC-12D-FR (무선통신)¦ HFC-12D-FR (대합실 복합통신)¦ HFC-22D-FR (승강장 복합통신)¦ HFC-12D-FR (콘솔내접속단자)¦ DOWN TO 기계실 바닥¦ C¦ (54)x2 SPARE (이동통신기계실)¦ DOWN TO 지하2층¦ B¦ TRAY (900x150)¦ HFC-22D-FR (승강장 복합통신)¦ FR-CV 2C/4.0㎟x1조 (중계기 POWER)¦ MATCH LINE¦ MATCH LINE¦ X00¦ X01¦ X02¦ X03¦ X04¦ X05¦ X06¦ X07¦ X08¦ X09¦ X10¦ X11¦ X12¦ X13¦ X14¦ X15¦ X16¦ X17¦ X18¦ X19¦ X20¦ X21¦ X22¦ X23¦ X-01¦ X-02¦ X-03¦ X-04¦ X-05¦ Y04¦ Y02¦ Y00¦ Y01¦ Y03¦ X-06¦ 전 기 실¦ 복 도¦ 119구조대 사무실¦ 용역원대기실¦ CO2실¦ 비상전원실¦ 기계실¦ 대 합 실¦ 발매기실 1¦ 편 의 점¦ 공조기계실 1¦ 안전관리실¦ 발매기실 2¦ 화장실 2 (PAID)¦ 화장실 3 (FREE)¦ 물탱크실¦ 대 합 실¦ DN¦ DN¦ DN¦ DN¦ 화장실 1 (FREE)¦ 대합실(PAID)¦ DN¦ DN¦ UP¦ UP¦ UP¦ UP¦ UP¦ UP¦ DN¦ UP¦ UP¦ 통신기계실¦ 방범셔터¦ 방범셔터¦ 방범셔터¦ 외부출입구 4¦ 내부계단 4¦ 내부계단 3¦ 외부출입구 5¦ 외부출입구 3¦ 외부출입구 2¦ 외부출입구 1¦ 내부계단 1¦ 내부계단 2¦ 외부출입구 6¦ 외부엘리베이터 2¦ 용역창고¦ DN¦ DN¦ UP¦ UP¦ UP¦ UP¦ UP¦ UP¦ 외부엘리베이터 1¦ 내부엘리베이터 1¦ 내부엘리베이터 2¦ 119구조대 창고¦ 119구조대 복도¦ 119구조대¦ 119구조대¦ 119구조대 침실 3¦ 917 정거장 ¦ STA.18km111.750¦ 샤워실 2¦ 샤워실 3¦ 119구조대¦ 샤워실 1¦ 이동통신¦ 119구조대 침실 2¦ 119구조대 침실 1¦ 공조기계실 2¦ 신축중인 건물과연결¦ P¦ TO: 콘솔내접속단자 ¦ P¦ P¦ P¦ P¦ 2D¦ P¦ P¦ P¦ HI-PVC 54㎜x4조¦ (54)x2 SPARE (이동통신기계실)¦ (54) SPARE (경찰통신)¦ (54)x2 SPARE (이동통신기계실)¦ (54) SPARE (경찰통신)¦ (54)x2 SPARE (이동통신기계실)¦ (54) SPARE (경찰통신)¦ (28) HFC-12D-FR (대합실복합통신)¦ (54)x2 SPARE (이동통신기계실)¦ (28) HFC-12D-FR (콘솔내접속단자)¦ (54)x2 SPARE (이동통신기계실)¦ (28) FR-CV 2C/4.0㎟x1조 (중계기 POWER)¦ (28) HFC-12D-FR (무선통신)¦ (28) FR-CV 2C/4.0㎟x1조 (중계기 POWER)¦ (28) HFC-12D-FR (무선통신)¦ (28) FR-CV 2C/4.0㎟x1조 (중계기 POWER)¦ (28) HFC-12D-FR (무선통신)¦ (28) HFC-12D-FR (무선통신)¦ (P11:100x100x100)¦ (P10:200x200x200)¦ (P8:300x300x200)¦ (P7:300x300x200)¦ (P6:300x300x200)¦ (P5:200x200x100)¦ (P2:400x400x200)¦ (P1:300x300x200)¦ (28) HFC-12D-FR (콘솔내접속단자)¦ A¦ B¦ C¦ 종합무선중계장치¦ P¦ (P3:400x400x200)¦ (28) HFC-12D-FR (무선통신)¦ P¦ (P4:400x400x200)¦ (28) HFC-12D-FR (대합실복합통신)¦ (54)x2 SPARE (이동통신기계실)¦ (28) HFC-12D-FR (콘솔내접속단자)¦ (28) HFC-12D-FR (무선통신)¦ (28) HFC-12D-FR (콘솔내접속단자)¦ (28) HFC-12D-FR (대합실복합통신)¦ (28) HFC-12D-FR (콘솔내접속단자)¦ (28) HFC-12D-FR (대합실복합통신)¦ (28) HFC-12D-FR (콘솔내접속단자)¦ (28) HFC-12D-FR (대합실복합통신)¦ (28) HFC-12D-FR (콘솔내접속단자)¦ (28) HFC-12D-FR (대합실복합통신)¦ P¦ (P12:100x100x100)¦ (28) HFC-12D-FR (무선통신)¦ (28) HFC-12D-FR (무선통신)¦ (28) FR-CV 2C/4.0㎟x1조 (중계기 POWER)¦ (28) FR-CV 2C/4.0㎟x1조 (중계기 POWER)¦ (28) HFC-12D-FR (무선통신)¦ C¦ UTP 4Px1조(라디오송수신제어)¦ UTP 4Px2조(라디오송수신제어)¦ D¦ (16)UTP 4Px1조(라디오송수신제어)¦ (16)UTP 4Px1조(라디오송수신제어)¦ (16) UTP 4Px1조(라디오송수신제어)¦ (16) UTP 4Px1조(라디오송수신제어)¦ DOWN TO 지하2층¦ D¦ TRAY (900x150)¦ UTP 4Px1조(라디오송수신제어)¦ H¦ 수공¦ (700x400x100)¦ (700x400x100)¦ P¦ (600x600x300)¦ P¦ P¦ P¦ P¦ 임대상가2¦ 임대상가1¦ 2D¦ 2D¦ 3D¦ 3D¦ 2D¦ 2D¦ HFC-12D-FR (신설)¦ HFC-12D-FR (신설)¦ HFC-12D-FR (신설)¦ HFC-12D-FR (신설)¦ HFC-12D-FR (신설)¦ (28) HFC-12D-FR (무선통신)¦ 2D¦ 2D¦ HFC-12D-FR (DU용GPS)¦ HFC-12D-FR (DU용GPS)¦ HFC-12D-FR (DU용GPS)¦ HFC-12D-FR (DU용GPS)¦ HFC-12D-FR (DU용GPS)¦ HFC-12D-FR (DU용GPS)¦ HFC-12D-FR (DU용GPS)¦ 3D¦ 917정거장 열차무선설비 지하1층 평면도¦ 917정거장 열차무선설비 지하1층 평면도¦ S = 1/600¦ 1/600¦ 샛강¦ 노량진¦ 노들¦ T¦ 4¦ 0¦ 0¦ 9¦ 9¦ 3¦ 4¦ 0¦ 0¦ 1¦ P¦ 2D¦
| 1단계_정거장 - 복사본 | 1단계_정거장 - 복사본 | 066. T9203038-024 방송설비 설치 상세도.dwg | -¦ T¦ 0¦ 0¦ 0¦ 0¦ 0¦ 0¦ 0¦ 0¦ 0¦ 0¦ 공통¦ 천정형 스피커 취부상세도¦ ATTENUATOR¦ 3¦ ATTENUATOR¦ FRONT VIEW¦ 1¦ 0¦ 2¦ Wall¦ 벽부형 스피커 취부상세도¦ 컬럼형 스피커 취부상세도(벽부형)¦ 후강전선관¦ SPEAKER¦ NOTE¦ SPEAKER 외함 MATERIAL : SUS¦ Attenuator¦ 공통(COM) 백¦ 통상(N) 흑¦ 긴급(화재)¦ 일반(통상)¦ 긴급(R) 적¦ 1¦ Speaker¦ 0¦ 2¦ 3¦ ATTENUATOR 회로 구성도¦ \A1;245¦ \A1;96¦ \A1;135¦ 195¦ \A1;170¦ 방송설비 설치 상세도¦ 방송설비 설치 상세도¦ S = NONE¦ NONE¦ 공통¦ T¦ 9¦ 2¦ 0¦ 3¦ 0¦ 3¦ 8¦ 0¦ 2¦ 4¦
| 1단계_정거장 - 복사본 | 1단계_정거장 - 복사본 | 057. T7005034-014 913정거장 CCTV,TDI,시계설비 지하3층 철거평면도 (2_2).dwg | G¦ P¦ \A1;88,378¦ \A1;88,378¦ \A1;3,378¦ \A1;7,500¦ \A1;7,500¦ \A1;7,500¦ \A1;7,500¦ \A1;7,500¦ \A1;7,500¦ \A1;7,500¦ \A1;7,500¦ \A1;7,500¦ \A1;7,500¦ \A1;5,000¦ \A1;5,000¦ \A1;21,370¦ \A1;6,750¦ \A1;7,800¦ \A1;6,820¦ MATCH LINE DWG No. "S1-TA-S13-DB-028-0"¦ 정화조¦ KEY PLAN¦ X31¦ X32¦ X33¦ X34¦ X35¦ X36¦ X37¦ X38¦ X39¦ X40¦ X41¦ X42¦ X43¦ Y00¦ Y02¦ Y05¦ Y07¦ Y01¦ Y03¦ Y06¦ Y04¦ UP¦ PSD기계실¦ 내부계단4¦ 913 정거장¦ STA.14km831.097¦ 본선 TRAY 이용¦ FR-CV 3C/4.0㎟x4조 (TDI POWER)¦ UP TO 안전관리실¦ UTP Cat.5E 4Px8조 (TDI)¦ UL 2919-AMESB 24AWG 4Px4조 (TDI)¦ (22) UTP Cat.5E 4Px4조 (TDI)¦ (36) FR-CV 3C/4.0㎟x2조 (TDI POWER)¦ (28) UL 2919-AMESB 24AWG 4Px2조 (TDI)¦ (P41:200x200x100)¦ (16) UTP Cat.5E 4Px2조 (TDI)¦ (16) UL 2919-AMESB 24AWG 4Px1조 (TDI)¦ (28) FR-CV 3C/4.0㎟x1조 (TDI POWER)¦ (16) ECX 5C-2Vx1조 (CAMERA)(기존활용)¦ (16) UTP Cat.5E 4Px2조 (TDI)¦ (16) UL 2919-AMESB 24AWG 4Px1조 (TDI)¦ (28) FR-CV 3C/4.0㎟x1조 (TDI POWER)¦ (16) ECX 5C-2Vx1조 (CAMERA)(기존활용)¦ (16) ECX 5C-2Vx1조 (CAMERA)(기존활용)¦ (16) UTP Cat.5E 4Px2조 (TDI)¦ (16) UL 2919-AMESB 24AWG 4Px1조 (TDI)¦ (28) FR-CV 3C/4.0㎟x1조 (TDI POWER)¦ (16) ECX 5C-2Vx1조 (CAMERA)(기존활용)¦ (16) UTP Cat.5E 4Px2조 (TDI)¦ (16) UL 2919-AMESB 24AWG 4Px1조 (TDI)¦ (28) FR-CV 3C/4.0㎟x1조 (TDI POWER)¦ P-2¦ P-4¦ (22) UTP Cat.5E 4Px4조 (TDI)¦ (36) FR-CV 3C/4.0㎟x2조 (TDI POWER)¦ (28) UL 2919-AMESB 24AWG 4Px2조 (TDI)¦ TRAY (600x150)¦ (P40:300x300x200)¦ (P38:300x300x200)¦ (P39:300x300x200)¦ (28) OF-MM-12Core(난연)x1조 (TDI)¦ (28) OF-MM-12Core(난연)x1조 (TDI)¦ (28) OF-MM-12Core(난연)x1조 (TDI)¦ (28) OF-MM-12Core(난연)x1조 (TDI)¦ (28)x2 OF-MM-12Core(난연)x1조x2 (TDI)¦ (28)x2 OF-MM-12Core(난연)x1조x2 (TDI)¦ OF-MM-12Core(난연)x4조 (TDI¦ NOTE¦ 1. 광케이블, 전원/접지케이블 (OF-SM-4Core, CV 3C/2.5㎟)¦ 3. 승강장 ANT설치위치: 열차 진행방향 정거장 시종점부에 설치¦ 2. 광케이블, 전원/접지케이블 (OF-SM-8Core, CV 3C/2.5㎟)¦ F-CV 3C/2.5㎟x1조 (공간화상)(철거)¦ OF-SM-4Cx1조 [공간화상)(철거)¦ 본선 TRAY 이용¦ F-CV 3C/2.5㎟x1조 (공간화상)(철거)¦ OF-SM-4Cx1조 [공간화상)(철거)¦ 본선 TRAY 이용¦ F-CV 3C/2.5㎟x1조 (공간화상)(철거)¦ OF-SM-4Cx1조 [공간화상)(철거)¦ vmh¦ vmh¦ (철거)¦ 지하철 913정거장¦ 선유도¦ 당산¦ 국회의사당¦ 1/400¦ S = 1 / 400¦ 913정거장 CCTV,TDI,시계설비 지하3층 철거평면도(2/2)¦ 913정거장 CCTV,TDI,시계설비 지하3층¦ 철거평면도(2/2)¦ T¦ 7¦ 0¦ 0¦ 5¦ 0¦ 3¦ 4¦ 0¦ 1¦ 4¦ CCTV(기존동축활용)¦ P¦
| 1단계_정거장 - 복사본 | 1단계_정거장 - 복사본 | 055. T9103066-001 907정거장 신호통신기계실 기기배치도 및 바닥 TRAY 설치도.dwg | \A1;5,000¦ \A1;5,000¦ \A1;5,000¦ \A1;2,500¦ \A1;2,500¦ \A1;5,000¦ \A1;30,000¦ \A1;5,000¦ S = 1/50¦ \A1;1,100¦ \A1;500¦ \A1;500¦ \A1;500¦ \A1;10,916¦ \A1;8,028¦ \A1;2,464¦ \A1;342¦ \A1;122¦ \A1;342¦ \A1;350¦ \A1;350¦ \A1;1,750¦ \A1;1,050¦ \A1;929¦ \A1;15,216¦ \A1;800¦ \A1;2,081¦ \A1;1,000¦ \A1;3,000¦ \A1;2,001¦ \A1;350¦ \A1;2,996¦ TRAY 설치도¦ 906정거장 통신기계실 기기배치도 및 바닥¦ -¦ T¦ 0¦ 0¦ 0¦ 0¦ 0¦ 0¦ 0¦ 0¦ 0¦ 0¦ \A1;1,100¦ : 철거¦ \A1;1,200¦ \A1;1,200¦ OFD 랙¦ 기지국¦ 역사노드¦ 스위치 ¦ MDF 랙¦ 장치 랙¦ 백본 랙¦ 랙¦ OFD 랙¦ 기지국장치 랙¦ 역사노드백본 랙¦ 스위치 랙¦ MDF 랙¦ 신호,통신기계실¦ X-2¦ X-1¦ X00¦ X01¦ X02¦ X03¦ X04¦ X05¦ Y01¦ 내부계단¦ UPS¦ ATS&AVR&DIST¦ BATT¦ SOR¦ 사령¦ 전화¦ 복합¦ 통신¦ MUX¦ ADM¦ 전송¦ 대열차¦ CCTV¦ MDF¦ PA¦ 냉난방기¦ 장 비 명¦ Equipment Schedule¦ 규 격 (W x D x H)¦ 냉난방기 (기계설비)¦ UPS(15KVA)¦ 1,272 x 500 x 2200¦ 600 x 300 x 2200¦ 701.5 x 750 x 2200¦ 575 x 600 x 1920¦ 600 x 750 x 1800¦ 570 x 650 x 1913¦ 600 x 750 x 1800¦ 1,100 x 500¦ 800 x 950 x 1800¦ 사령전화역장치¦ 대열차공간화상설비(지상)¦ 600 x 600 x 800¦ 600 x 750 x 2200¦ ATS&AVR&DIST¦ BATTERY¦ 1000 x 950 x 1800¦ 1600 x 950 x 1800¦ 장 비 명¦ 규 격 (W x D x H)¦ 배선반(MDF)¦ 전송장비(ADM+MUX) ¦ 화상설비(CCTV) ¦ 방송설비(PA)¦ 전기시계설비(CLOCK) ¦ 종합무선 중계설비(복합통신)¦ 열차무선설비(SOR) ¦ CLOCK¦ G¦ T¦ B¦ NO.¦ 1¦ 2¦ 3¦ 4¦ 5¦ 6¦ 7¦ 8¦ 9¦ 10¦ 11¦ 12¦ 13¦ NO.¦ DUCT (150x100)¦ \pi49.321;{\C0;접지단자함}¦ L-C¦ CCTV¦ PA¦ OFD 랙¦ 기지국¦ 역사노드¦ 장치 랙¦ 백본 랙¦ 14¦ 15¦ 16¦ 역사노드백본 랙¦ 기지국장치 랙¦ OFD 랙¦ 600 x 600 x 2200¦ 600 x 600 x 2200¦ 600 x 600 x 2200¦ 신설 TRAY (150x100)¦ 907정거장 신호통신기계실 기기배치도 및 바닥 TRAY 설치도¦ S = 1 / 100¦ 1/100¦ 양천향교¦ 가양¦ 증미¦ 바단 TRAY 설치도¦ 907정거장 신호통신기계실 기기배치도 및 ¦ T¦ 9¦ 1¦ 0¦ 3¦ 0¦ 6¦ 6¦ 0¦ 0¦ 1¦ \A1;9,550¦ \A1;4,625¦ \A1;14,175¦
| 1단계_정거장 - 복사본 | 1단계_정거장 - 복사본 | 009. T1001026-005 905정거장 CCTV,TDI,시계설비 CABLE WIRING DIAGRAM(신설).dwg | FR-CV 3C/4.0㎟, OF-SM-8C(난연)¦ 승강장출입구 확인용모니터¦ (상선)¦ 승강장출입구 확인용모니터¦ (하선)¦ ECX 5C-2V(기존활용)¦ FR-CV 3C/4.0㎟x1조 (대합실 게시기 POWER)(기존활용), OF-SM-8Core(난연)x2조 (대합실게시기)(신설)¦ 통신기계실¦ ELE-4 (지상층)¦ 안전관리실¦ CONSOLE DESK¦ ELE-3 (대합실)¦ ELE-2 (지상층)¦ ELE-1 (대합실)¦ ELE-5 (대합실)¦ ELE-6 (대합실)¦ ES-1 (외부계단출입구)¦ ES-5 (대합실)¦ ES-6 (대합실)¦ ES-7 (대합실)¦ T-1 (화장실.여)¦ P-1 (승강장정차)¦ P-2 (승강장정차)¦ P-4 (승강장급행)¦ P-5 (승강장정차)¦ AGM-1 (대합실)¦ ATVM-1 (대합실)¦ C-1 ( (대합실)¦ SIG-1 (신호통신기계실)¦ 운전취급실¦ 편의점¦ 대합실¦ ELEC-1 (전기실)¦ (차량기지방향)¦ (강남방향)¦ ES-8 (대합실)¦ x2¦ ELE-7 (승강장상선)¦ ELE-8 (승강장하선)¦ P-3 (승강장급행)¦ P-6 (승강장정차)¦ 안전관리실¦ L¦ S¦ E¦ C¦ C¦ T¦ M¦ A¦ T¦ R¦ V¦ R¦ A¦ C¦ K¦ I¦ X¦ 용역원대기실¦ ES-9 (대합실)¦ ES-10 (대합실)¦ P-7 (승강장급행)¦ P-8 (승강장급행)¦ 발매기실¦ 공간화상¦ 공간화상¦ AGM-2 (대합실)¦ UTP Cat.5E 4Px4조(신설)¦ UTP Cat.5E 25Px1조(신설)¦ OF-SM-8C, F-CV 3C/2.5㎟ (공간화상)(철거)¦ OF-SM-8C, F-CV 3C/2.5㎟ (공간화상)(철거)¦ OF-SM-4C, F-CV 3C/2.5㎟ (공간화상)(철거)¦ (급행차량기지방향)¦ (급행강남방향)¦ 공간화상¦ 공간화상¦ OF-SM-4C, F-CV 3C/2.5㎟ (공간화상)(철거)¦ UL 2919-AMESB 24AWG 4Px2조, FR-CV 3C/4.0㎟x2조 (TDI POWER), OF-MM-12Core(난연)x2조(TDI),UTP Cat.5E 4Px4조(TDI):기존활용¦ UL 2919-AMESB 24AWG 4Px2조, FR-CV 3C/4.0㎟x2조 (TDI POWER), OF-MM-12Core(난연)x2조(TDI),UTP Cat.5E 4Px4조(TDI):기존활용¦ UL 2919-AMESB 24AWG 4Px2조, FR-CV 3C/4.0㎟x2조 (TDI POWER), OF-MM-12Core(난연)x2조(TDI),UTP Cat.5E 4Px4조(TDI):기존활용¦ UL 2919-AMESB 24AWG 4Px2조, FR-CV 3C/4.0㎟x2조 (TDI POWER), OF-MM-12Core(난연)x2조(TDI),UTP Cat.5E 4Px4조(TDI):기존활용¦ FR-CV 3C/4.0㎟(신설), OF-SM-8C(난연)(신설)¦ FR-CV 3C/4.0㎟(신설), OF-SM-8C(난연)(신설)¦ 승강장모니터(상선)¦ 승강장모니터(하선)¦ FR-CV 3C/4.0㎟x1조 (출입구 게시기 POWER), UTP Cat.5E4Px2조 (출입구게시기)(철거)¦ 스위치¦ L2¦ HIV 1.5㎟x2조 (CLOCK)(철거), HIV 2.5㎟x2조 (CLOCK POWER)(철거)¦ HIV 1.5㎟x2조 (CLOCK)(철거)¦ HIV 1.5㎟x2조 (CLOCK)(철거)¦ ECX 5C-2V(기존활용)¦ ECX 5C-2V(기존활용)¦ ECX 5C-2V(기존활용)¦ ECX 5C-2V(기존활용)¦ ECX 5C-2V(기존활용)¦ ECX 5C-2V(기존활용)¦ ECX 5C-2V(기존활용)¦ ECX 5C-2V(기존활용)¦ ECX 5C-2V(기존활용)¦ ECX 5C-2V(기존활용)¦ ECX 5C-2V(기존활용)¦ ECX 5C-2V(기존활용)¦ ECX 5C-2V(기존활용)¦ ECX 5C-2V(기존활용)¦ ECX 5C-2V(기존활용)¦ ECX 5C-2V(기존활용)¦ ECX 5C-2V(기존활용)¦ ECX 5C-2V(기존활용)¦ ECX 5C-2V(기존활용)¦ ECX 5C-2V(기존활용)¦ ECX 5C-2V(기존활용)¦ ECX 5C-2V(기존활용)¦ ECX 5C-2V(기존활용)¦ ECX 5C-2V(기존활용)¦ ECX 5C-2V(기존활용)¦ ECX 5C-2V(기존활용)¦ ECX 5C-2V(기존활용)¦ ECX 5C-2V(기존활용)¦ ECX 5C-2V(기존활용)¦ ECX 5C-2V(기존활용)¦ FR-CV 3C/4.0㎟x1조 (대합실 게시기 POWER)(기존활용), OF-SM-8Core(난연)x2조 (대합실게시기)(신설)¦ 지하철 905정거장¦ S=NONE¦ 905정거장 CCTV,TDI,시계설비 CABLE WIRING DIAGRAM¦ S = NONE¦ 905정거장 CCTV,TDI,시계설비 CABLE WIRING¦ DIAGRAM¦ T¦ 1¦ 0¦ 0¦ 1¦ 0¦ 2¦ 6¦ 0¦ 0¦ 5¦ 신방화¦ 마곡나루¦ 양천향교¦
| 1단계_정거장 - 복사본 | 1단계_정거장 - 복사본 | 018. T7001034-001 904정거장 전화설비 지하1층 신설평면도(1_2).dwg | P¦ INT¦ H¦ M¦ CONSOLE¦ IP¦ KT¦ AMP¦ 배선반¦ INT¦ MIS¦ KEY PLAN¦ \A1;7500¦ \A1;10681¦ \A1;11638¦ \A1;10681¦ \A1;5680¦ \A1;12600¦ \A1;11400¦ \A1;22800¦ \A1;11400¦ \A1;12600¦ \A1;48000¦ \A1;1061¦ \A1;9620¦ P¦ 1. 일반교환기에 수용된 전화기는 IP전화기로 교체한다.¦ NOTE¦ 2. 콜폰, E/L폰, 승강장 비상통화장치도 교체한다.¦ 3. 전화 및 인터폰 구간의 배선배관은 기존활용한다.¦ H¦ I¦ x2¦ x2¦ D¦ B¦ x4¦ x2¦ [TB NO.4]¦ UTP 50P¦ [TB NO.2]¦ UTP 25P¦ UTP 25P¦ [TB NO.3]¦ F¦ 수공¦ (16) 인터폰선 0.6x2Px4조 (INT)¦ UTP Cat.5E 4Px3조 (승강장 INT)¦ UTP Cat.5E 4Px3조 (승강장 공중전화)¦ TRAY (600x150)¦ DOWN TO 지하2층¦ UTP Cat.5E 4Px3조 (승강장 INT)¦ UTP Cat.5E 4Px3조 (승강장 공중전화)¦ DOWN TO 지하2층¦ TRAY (600x150)¦ F-GV 25㎟x1조 (CONSOLE GND)¦ FR-CV 2C/16㎟x1조 (CONSOLE POWER)¦ UTP Cat.5E 25Px2조 (CONSOLE CONTROL, LSE)¦ (16) 인터폰선 0.6x2Px4조 (INT)¦ (28) UTP Cat.5E 25Px1조 (임대상가)¦ (16) UTP Cat.5E 4Px2조 (용역대기실)¦ (22) UTP Cat.5E 4Px4조 (용역대기실,이동통신)¦ (28) UTP Cat.5E 25Px1조 (콜폰)¦ (28) UTP Cat.5E 25Px1조 (임대상가)¦ (28) UTP Cat.5E 25Px1조 (임대상가)¦ (16) 인터폰선 0.6x2Px4조 (INT)¦ (16) 인터폰선 0.6x2Px4조 (INT)¦ [TB NO.1]¦ UTP 25P¦ 공중전화¦ A¦ (22) UTP Cat.5E 4Px3조 (대합실 공중전화)¦ A¦ B¦ D¦ (28) 인터폰선 0.6x2Px8조 (INT)¦ (28) UTP Cat.5E 4Px6조 (승강장 INT)¦ (28) UTP Cat.5E 4Px6조 (승강장 공중전화)¦ (22) UTP Cat.5E 4Px4조 (기계실-1,2)¦ (28) UTP Cat.5E 25Px1조 (전기실)¦ E¦ 인터폰선 0.6x2Px10조 (INT)¦ UTP Cat.5E 25Px1조 (전기실)¦ UTP Cat.5E 25Px2조 (임대상가1,2)¦ UTP Cat.5E 4Px6조 (승강장 공중전화)¦ G¦ TRAY (900x150)¦ DOWN TO 통신기계실 ACCESS FLOOR¦ (22) UTP Cat.5E 4Px3조 (승강장 INT)¦ H¦ (16) 인터폰선 0.6x2Px4조 (INT)¦ (22) UTP Cat.5E 4Px3조 (승강장 공중전화)¦ (16) UTP Cat.5E 4Px2조 (기계실-2)¦ (22) UTP Cat.5E 4Px3조 (승강장 INT)¦ (22) UTP Cat.5E 4Px3조 (승강장 공중전화)¦ I¦ (16) 인터폰선 0.6x2Px4조 (INT)¦ (16) 5C-HFBTx1조(TV)¦ (16) UTP Cat.5E 4Px2조 (기계실-1)¦ (28) UTP Cat.5E 25Px1조 (전기실)¦ UTP Cat.5E 4Px4조 (안전관리실)¦ 지상E/L¦ 지상E/L¦ UTP Cat.5E 4Px2조 (기계실-2)¦ (16) 인터폰선 0.6x2Px각1조 (콜폰)¦ MATCH LINE DWG No. "S1-TA-S04-DB-010-1.dwg"¦ [TB NO.5]¦ UTP 25P¦ (P1:300x300x200)¦ (P2:300x300x200)¦ (P3:300x300x200)¦ (P4:400x400x200)¦ (P10:400x400x200)¦ (P5:300x300x200)¦ (P6:300x300x200)¦ (P7:200x200x100)¦ (P9:600x600x300)¦ (P14:600x600x300)¦ (P11:600x600x300)¦ (P12:200x200x100)¦ (P17:600x600x300)¦ (P16:600x600x300)¦ (P15:600x600x300)¦ UTP Cat.5E 25Px3조 (안전관리실)¦ UTP Cat.5E 4Px2조 (이동통신)¦ UTP Cat.5E 4Px4조 (기계실-1,2)¦ UTP Cat.5E 4Px6조 (승강장 INT)¦ (P8:600x600x300)¦ (36) SPARE (전기실)¦ x2¦ E¦ (22) UTP Cat.5E 4Px3조 (대합실 공중전화)¦ (54)x2 SPARE (KT.LINE)¦ (54)x2 SPARE (KT.LINE)¦ (22) UTP Cat.5E 4Px3조 (대합실 공중전화)¦ (54)x2 SPARE (KT.LINE)¦ (36) SPARE (전기실)¦ UTP Cat.5E 4Px4조 (임대상가3)¦ UTP Cat.5E 4Px4조 (편의점, 용역원대기실)¦ F¦ 인터폰선 0.6x2Px12조 (INT)¦ UTP Cat.5E 25Px1조 (콜폰)¦ (16) 인터폰선 0.6x2Px4조 (INT)¦ 2. 증폭기전원은 전기콘센트를 이용한다.¦ 1. 음향유도기 전원은 전기콘센트를 이용한다.¦ 3. 통신기계실 및 안전관리실 MAIN 분전반은 전기에서 설치한다.¦ NOTE¦ G¦ DN¦ DN¦ X-03¦ X-02¦ X-01¦ X00¦ X01¦ X02¦ X03¦ X04¦ X05¦ X06¦ X07¦ X08¦ X09¦ X10¦ X11¦ Y-01¦ Y00¦ UP¦ UP¦ 7,200¦ 7,500¦ 7,500¦ 7,500¦ 7,500¦ 7,500¦ 7,500¦ 7,500¦ 7,500¦ Y02¦ Y04¦ Y01¦ Y03¦ Y05¦ DN¦ DN¦ DN¦ DN¦ DN¦ DN¦ UP¦ UP¦ UP¦ UP¦ UP¦ UP¦ UP¦ UP¦ 통신기계실¦ 안전관리실¦ 편 의 점 ¦ 이동통신¦ 기계실¦ 발매기실1¦ 화 장 실¦ 용역창고¦ 용역원대기실¦ 대 합 실¦ 비품창고¦ (16) UTP Cat.5E 4Px2조 (임대상가3)¦ (22) UTP Cat.5E 4Px4조 (임대상가3)¦ (22) UTP Cat.5E 4Px4조 (임대상가3)¦ (22) UTP Cat.5E 4Px4조 (임대상가3)¦ J¦ J¦ J¦ 인터폰선 0.6x2Px4조 (INT)¦ (기계분야 인터폰 모장치)¦ x2¦ x2¦ (28) UTP Cat.5E 25Px1조 (콜폰)¦ (54)x2 SPARE (KT.LINE)¦ TRAY (900x150)¦ (700x400x100)¦ (600x600x300)¦ DOWN TO CP PANEL¦ DOWN TO CP PANEL¦ (16) 인터폰선 0.6x2Px4조 (INT)¦ (16) 인터폰선 0.6x2Px4조 (INT)¦ DOWN TO CP PANEL¦ DOWN TO CP PANEL¦ (16) 인터폰선 0.6x2Px4조 (INT)¦ UTP Cat.5E 4Px3조 (대합실 공중전화)¦ B¦ UTP Cat.5E 25Px1조 (임대상가)¦ UTP Cat.5E 4Px3조 (대합실 공중전화)¦ UTP Cat.5E 4Px4조 (임대상가3)¦ UTP Cat.5E 4Px6조 (승강장 INT)¦ UTP Cat.5E 4Px6조 (승강장 공중전화)¦ UTP Cat.5E 4Px4조 (기계실-1,2)¦ UTP Cat.5E 25Px1조 (전기실)¦ C¦ UTP Cat.5E 25Px1조 (콜폰)¦ UTP Cat.5E 4Px7조 (편의점,이동통신,용역원대기실)¦ 4-45~48¦ 4-41~44¦ K¦ K¦ 4-35~38¦ 4-31~34¦ 4-15~18¦ 4-11~14¦ 4-5~8¦ 4-1~4¦ 4-25~28¦ 4-21~24¦ C¦ 천정형UTP25P¦ 1¦ 2¦ 3¦ 4¦ 5¦ 6¦ 7¦ 8¦ 9¦ 10¦ 11¦ 12¦ 13¦ x2¦ (28) UTP Cat.5E 25Px1조 (콜폰)¦ (28) UTP Cat.5E 4Px6조 (편의점,이동통신,용역원대기실)¦ L¦ (16) 인터폰선 0.6x2Px4조 (INT)¦ (16) UTP Cat.5E 4Px1조 (편의점)¦ L¦ DOWN TO 안전관리실 ACCESS FLOOR¦ 인터폰선 0.6x2Px12조 (INT)¦ UTP Cat.5E 25Px1조 (콜폰)¦ UTP Cat.5E 4Px1조 (편의점)¦ 임대상가1¦ 임대상가4¦ 임대상가2¦ 임대상가3¦ 대합실¦ UTP Cat.5E 25Px2조 (안전관리실)(신설)¦ UTP Cat.5E 25Px2조 (안전관리실)(신설)¦ OF-SM-24Core(난연)x1조 (안전관리실)(신설)¦ 1. 일반교환기에 수용된 전화기는 안전관리실만 IP전화기로 교체한다.¦ NOTE¦ 2. 콜폰, E/L폰, 승강장 비상통화장치도 교체한다.¦ 3. 전화 및 인터폰 구간의 배선배관은 기존활용한다.¦ 지하철 904정거장¦ 공항시장¦ 신방화¦ 마곡나루¦ 1/400¦ 904정거장 전화설비 지하1층 신설평면도(1/2)¦ S=1/400¦ 904정거장 전화설비 지하1층 신설평면도(1/2)¦ T¦ 7¦ 0¦ 0¦ 1¦ 0¦ 3¦ 4¦ 0¦ 0¦ 1¦ (기설활용)¦
| 1단계_정거장 - 복사본 | 1단계_정거장 - 복사본 | 023. T7001034-006 910정거장 전화설비 지하1층 철거평면도 (2_2).dwg | INT¦ 배선반¦ AMP¦ IP¦ \A1;520¦ \A1;7,711¦ \A1;7,709¦ \A1;520¦ \A1;3,730¦ \A1;3,729¦ \A1;8,231¦ \A1;8,229¦ \A1;3,730¦ \A1;11,960¦ \A1;11,959¦ \A1;23,919¦ \A1;5,000¦ \A1;5,000¦ \A1;5,000¦ \A1;5,000¦ \A1;5,000¦ \A1;5,000¦ \A1;5,000¦ \A1;5,000¦ \A1;5,000¦ \A1;7,500¦ \A1;7,500¦ \A1;20,000¦ \A1;32,500¦ Y-00¦ Y-01¦ Y-05¦ Y-06¦ Y-03¦ X21¦ X22¦ X23¦ X24¦ X25¦ X26¦ X27¦ X20¦ X19¦ X18¦ X17¦ X16¦ X15¦ X13¦ X14¦ 7,500¦ 7,500¦ 7,500¦ 3,750¦ 60,000¦ DN¦ 올라옴¦ 통신기계실¦ 비상전원실¦ 전기실¦ CO2실¦ 이동통신기계실¦ 공조기계실-2¦ 복 도¦ 외부출입구2¦ 내부엘리베이터2¦ 내부엘리베이터1¦ 내부계단2¦ 내부계단3¦ 910 정거장¦ STA.11km750.167¦ MATCH LINE DWG No. "S1-TA-S10-DB-009-0"¦ TRAY (900x150)¦ DOWN TO 지하2층¦ (16) 인터폰선 0.6x2Px4조 (INT)¦ DOWN TO CP PANEL¦ B¦ x2 ¦ x2¦ (16) UTP Cat.5E 4Px2조 (공조기계실-2)¦ (28) UTP Cat.5E 25Px1조 (전기실)¦ (28) UTP Cat.5E 25Px1조 (전기실)¦ x2¦ x2¦ (16) UTP Cat.5E 4Px2조 (공조기계실-2)¦ UTP Cat.5E 4Px3조 (승강장하선 공중전화)¦ TRAY (900x150)¦ DOWN TO 지하2층¦ UTP 50P¦ [TB No.4]¦ E¦ A¦ C¦ (16) 인터폰선 0.6x2Px4조 (INT)¦ DOWN TO CP PANEL¦ D¦ A¦ TRAY (300x100)¦ UTP Cat.5E 4Px3조 (승강장상선 공중전화)¦ B¦ TRAY (300x100)¦ C¦ UTP Cat.5E 25Px3조 (안전관리실)¦ UTP Cat.5E 4Px2조 (임대상가)¦ UTP Cat.5E 4Px2조 (공조기계실-1)¦ UTP Cat.5E 4Px2조 (편의점)¦ UTP Cat.5E 25Px2조 (CONSOLE CONTROL, LSE)¦ UTP Cat.5E 25Px3조 (안전관리실)¦ E¦ UTP Cat.5E 25Px1조 (전기실)¦ UTP Cat.5E 4Px2조 (임대상가)¦ UTP Cat.5E 4Px2조 (공조기계실-1)¦ UTP Cat.5E 4Px2조 (편의점)¦ UTP Cat.5E 4Px2조 (공조기계실-2)¦ UTP Cat.5E 25Px2조 (CONSOLE CONTROL, LSE)¦ UTP Cat.5E 4Px3조 (승강장상선 공중전화)¦ (16) UTP Cat.5E 4Px2조 (용역원대기실)¦ DOWN TO 통신기계실 ACCESS FLOOR¦ TRAY (900x150)¦ (P8:400x400x200)¦ (P7:400x400x200)¦ 인터폰선 0.6x2Px4조 (INT)¦ TRAY (300x100)¦ UTP Cat.5E 4Px3조 (승강장하선 공중전화)¦ D¦ 인터폰선 0.6x2Px4조 (INT)¦ 1. 음향유도기 전원은 전기콘센트를 이용한다.¦ NOTE¦ 2. 증폭기전원은 전기콘센트를 이용한다.¦ 3. 통신기계실 및 안전관리실 MAIN 분전반은 전기에서 설치한다.¦ UTP Cat.5E 4Px2조 (이동통신기계실)¦ UTP Cat.5E 4Px2조 (용역원대기실)¦ UTP Cat.5E 4Px3조 (승강장 INT)¦ (36) SPARE (전기실)¦ (28) UTP Cat.5E 25Px1조 (전기실)¦ (36) SPARE (전기실)¦ (16) UTP Cat.5E 4Px2조 (공조기계실-2)¦ UTP Cat.5E 4Px3조 (승강장 INT)¦ (36) SPARE (전기실)¦ UTP Cat.5E 4Px3조 (승강장 INT)¦ UTP Cat.5E 4Px6조 (승강장 INT)¦ UTP Cat.5E 4Px6조 (승강장 공중전화)¦ UTP Cat.5E 4Px3조 (대합실 공중전화)¦ UTP Cat.5E 4Px6조 (승강장 INT)¦ UTP Cat.5E 4Px6조 (승강장 INT)¦ UTP Cat.5E 4Px6조 (승강장 공중전화)¦ UTP Cat.5E 4Px3조 (대합실 공중전화)¦ 본선환기구¦ 지상¦ 지상환기구¦ (16) 인터폰선 0.6x2Px4조 (INT)¦ KEY PLAN¦ (16) 인터폰선 0.6x2Px4조 (INT)¦ TRAY (300x100)¦ UTP Cat.5E 25Px3조 (안전관리실)¦ 인터폰선 0.6x2Px8조 (INT)¦ UTP Cat.5E 25Px2조 (CONSOLE CONTROL, LSE)¦ UTP Cat.5E 4Px3조 (대합실 공중전화)¦ UTP Cat.5E 4Px2조 (임대상가)¦ UTP Cat.5E 4Px2조 (공조기계실-1)¦ UTP Cat.5E 4Px2조 (편의점)¦ 3-31~34¦ 3-35~38¦ F¦ G¦ H¦ H¦ (16) UTP Cat.5E 4Px2조 (이동통신기계실)¦ F¦ G¦ 3-1~4¦ 3-5~8¦ 용역원대기실¦ V1.2¦ 2-41~44¦ 2-45~48¦ 음성유도기 2EA¦ I¦ I¦ (철거)¦ (철거)¦ (철거)¦ (철거)¦ 지하철 910정거장¦ 등촌¦ 염창¦ 신목동¦ 1/400¦ 910정거장 전화설비 지하1층 철거평면도(2/2)¦ S = 1/400¦ 910정거장 전화설비 지하1층 철거평면도(2/2)¦ -¦ T¦ 7¦ 0¦ 0¦ 1¦ 0¦ 3¦ 4¦ 0¦ 0¦ 6¦ (기설활용)¦ P¦
| 1단계_정거장 - 복사본 | 1단계_정거장 - 복사본 | 075. T9103038-027 발매기 설치 상세도.dwg | \A1;73¦ \A1;320 ¦ \A1;225¦ \A1;432¦ \A1;65.5¦ \A1;251¦ \A1;15¦ \A1;80¦ \A1;62.5¦ \A1;73¦ \A1;73¦ \A1;65.5¦ \A1;15¦ \A1;62.5¦ \A1;25¦ \A1;35¦ \A1;20¦ \A1;20¦ \A1;35¦ \A1;25¦ \A1;80¦ \A1;350 ¦ \A1;175 ¦ \A1;320 ¦ \A1;350¦ \A1;175¦ \A1;100¦ \A1;225¦ \A1;62.5¦ \A1;175 ¦ \A1;15¦ \A1;175¦ \A1;100¦ \A1;150¦ \A1;75¦ \A1;62.5¦ \A1;175¦ \A1;350¦ \A1;150¦ \A1;175¦ \A1;1,600¦ \A1;1,600¦ \A1;1,000¦ \A1;800¦ \A1;800¦ \A1;800¦ \A1;1,600¦ \A1;600(유지보수)¦ \A1;800¦ \A1;800¦ \A1;800¦ \A1;75¦ \A1;15¦ \A1;800¦ -¦ T¦ 0¦ 0¦ 0¦ 0¦ 0¦ 0¦ 0¦ 0¦ 0¦ 0¦ ¦ ¦ ¦ ¦ ¦ ¦ ¦ ¦ ¦ ¦ ¦ ¦ ¦ ¦ ¦ ¦ ¦ ¦ ¦ ¦ ¦ ¦ ¦ ¦ ¦ ¦ ¦ ¦ ¦ ¦ ¦ ¦ ¦ ¦ ¦ ¦ ¦ ¦ ¦ ¦ ¦ ¦ ¦ ¦ ¦ ¦ ¦ ¦ ¦ ¦ ¦ ¦ ¦ ¦ ¦ ¦ ¦ ¦ ¦ ¦ ¦ ¦ ¦ ¦ ¦ ¦ ¦ 측 면 도¦ FLOOR LEVEL¦ 배 면 도¦ 대 합 실¦ FLOOR COVERING¦ 발 매 기 실¦ FLOOR DUCT¦ (F-7)¦ (350x150x80)¦ 4각BOX¦ FLOOR LEVEL¦ (350x150x80)¦ 4각BOX¦ (F-7)¦ FLOOR DUCT¦ 평 면 도¦ (350x150x80x2t)¦ 4각BOX¦ CABLE INSERT HOLE(나사 홈파기)¦ 접시형 나사 홈파기¦ 황동판(4T)¦ Φ5 HOLE(나사 홈파기)¦ 13t¦ Φ5 HOLE(나사 홈파기)¦ 용융아연도금철판(2T)¦ BOLT(M5)¦ 4각 BOX¦ FLOOR DUCT¦ NUT¦ 4각 BOX(용융 아연도금 철판)¦ CABLE INSERT CAP(나사홈파기)¦ 4각 BOX뚜껑(황동판4T)¦ 고무판(3T)¦ BOX COVER¦ BOLT NUT¦ CABLE INSERT CAP¦ ¦ BOLT¦ BOLT¦ DESCRIPTION¦ SIZE¦ UNIT¦ Q'TY¦ 고무판¦ 350x150x80x4T¦ _¦ 황동제 42㎜¦ 황동제 5㎜¦ 350x150x80x4T¦ 철제 5㎜¦ ¦ ¦ 1. 지하철 개집표기,보통권 발매기등의 하부 바닥에 시설되는 4각BOX는¦ NOTE¦ 볼트의 헐거움으로 인한 BOX COVER 자체분리, FLOOR DUCT와¦ 2. 73Wx35D이고,3개의 FLOOR DUCT를 조합하면 219Wx35D이나¦ 4각BOX의 결합등이 용이하도록 정밀하게 제작되어야 한다.¦ 도면상에 표시된 4각 BOX OPENING 219Wx35D 보다 약간의¦ 발매기실 내벽으로 유지보수를 할 수 있는 여유공간 확보¦ 3. 발매기실에 설치되는 ATVM장비중 최초 설치되는 ATVM은¦ Equipment Schedule¦ 발매기 설치 상세도¦ 발매기 설치 상세도¦ S = NONE¦ NONE¦ 공통¦ T¦ 9¦ 1¦ 0¦ 3¦ 0¦ 3¦ 8¦ 0¦ 2¦ 7¦ \A1;2,200¦ \A1;800¦ \A1;150¦ \A1;350¦ 공통¦
| 1단계_정거장 - 복사본 | 1단계_정거장 - 복사본 | 049. T9103066-002 908정거장 안전관리실 기기배치도 및 바닥 TRAY 설치도.dwg | \A1;3,186¦ \A1;700¦ \A1;300¦ \A1;850¦ \A1;800¦ \A1;2,304¦ \A1;900¦ \A1;500¦ \A1;550¦ \A1;1,000¦ TRAY 설치도¦ 906정거장 안전관리실 기기배치도 및 바닥¦ -¦ T¦ 0¦ 0¦ 0¦ 0¦ 0¦ 0¦ 0¦ 0¦ 0¦ 0¦ 안전관리실¦ 행선안내¦ 행선안내¦ SMS¦ PRINTER¦ PSD 제어반¦ 설비자동제어반¦ 화재탐지반¦ CCTV 및 통신종합집중관리반¦ 종합집중관리¦ 설비 콘솔1¦ 종합집중관리¦ 설비 콘솔2¦ TRAY (W300xH100)¦ \pi24.66;{\C0;접지단자함}¦ \pi81.498;{\C0;UTP 50P}¦ \pi81.498;{\C0;UTP 25P}¦ \pi127.93;{\C0;L-AFC}¦ \pi17.324;{\C0;AFC GATE용}¦ 조명제어반¦ Equipment Schedule¦ 1¦ 번 호¦ 장 비 명¦ 규 격 (W x D x H)¦ 행선안내¦ 1200x750x1000¦ 설비자동제어반¦ 화재탐지반¦ 조명제어반¦ CCTV 및 통신종합집중관리반¦ PSD 제어반¦ SMS¦ PRINTER¦ 종합집중관리 설비 콘솔1¦ 종합집중관리 설비 콘솔2¦ 1000x600x1600¦ 1800x600x1800¦ 864x600x2304¦ 1768x600x1600¦ 800x800x2000¦ 650x800x1000¦ 700x800x750¦ 600x600x1600¦ 600x600x1600¦ 6¦ 5¦ 4¦ 3¦ 2¦ 10¦ 9¦ 8¦ 7¦ \A1;300¦ 안전관리실¦ 행선안내¦ 행선안내¦ SMS¦ PSD 제어반¦ 설비자동제어반¦ 화재탐지반¦ CCTV 및 통신¦ 종합집중관리¦ 설비 콘솔1¦ 종합집중관리¦ 설비 콘솔2¦ \A1;4,300¦ \A1;900¦ \A1;800¦ TRAY (W300xH100)¦ \pi49.321;{\C0;접지단자함}¦ \pi163;{\C0;UTP 50P}¦ \pi163;{\C0;UTP 25P}¦ \pi255.87;{\C0;L-AFC}¦ \pi34.647;{\C0;AFC GATE용}¦ 조명제어반¦ 종합집중관리반¦ 축척 - 2배확대¦ (LSE 1)¦ (LSE 2)¦ \A1;9,000¦ \A1;5,400¦ 908정거장 안전관리실 기기배치도 및 바닥 TRAY 설치도¦ S = 1/50¦ 1/50¦ 지하철 908정거장¦ 가양¦ 증미¦ 등촌¦ TRAY 설치도¦ 908정거장 안전관리실 기기배치도 및 바닥¦ T¦ 9¦ 1¦ 0¦ 3¦ 0¦ 6¦ 6¦ 0¦ 0¦ 2¦
| 1단계_정거장 - 복사본 | 1단계_정거장 - 복사본 | 013. T1001026-009 915정거장 AFC SYSTEM DIAGRAM (1_2) (철거).dwg | ATVM¦ ATVM¦ 02¦ 01¦ L-AFC-1-분전반¦ 통신기계실¦ MAIN POWER¦ 접지단자함¦ AGM6¦ [ 비상게이트 ]¦ AGM8¦ AGM8¦ 08¦ 09¦ 11¦ CONTROL¦ EM.GATE¦ BOX¦ 안전관리실¦ BOX¦ DPC¦ COM¦ INTER¦ COMMS¦ S/W HUB¦ 화재¦ 수신반¦ 통로안내표시기¦ AAM¦ 01¦ 주제어장치¦ D/I MUX¦ I/F¦ S/W HUB¦ AIS¦ SMS¦ 05¦ AGM10¦ AGM6¦ [ 비상게이트 ]¦ AGM8¦ AGM8¦ 01¦ 02¦ 03¦ AIM¦ 12¦ AGM10¦ Cross Cable¦ AIM¦ 발매기실¦ L-AFC-2-분전반¦ MAIN POWER¦ 접지단자함¦ S/W HUB¦ ATVM¦ ATVM¦ 04¦ 03¦ AAM¦ 02¦ AGM8¦ 10¦ Cross Cable¦ Cross Cable¦ Cross Cable¦ Cross Cable¦ Cross Cable¦ Cross Cable¦ 접지단자함¦ MAIN¦ 변전실¦ GROUND¦ (공통)¦ AGM8¦ 04¦ Cross Cable¦ NO.05 (AGM10)¦ H U B¦ NO.12 (AGM10)¦ H U B¦ 06¦ AGM11¦ 07¦ AGM12¦ 13¦ AGM11¦ 14¦ AGM12¦ 분전반~AAM, AGM, SMS, ATVM, AIM¦ : IN USE¦ 접지반~AAM, AGM, SMS, ATVM¦ EM. GATE¦ MAIN GROUND¦ INTERCOM~ATVM, AAM¦ SMS(S/W HUB)~TOM, AGM, ATVM¦ D/I MUX(ROUTER)~SMS(S/W HUB)¦ NOTE¦ 화재수신반~DPC BOX¦ I/F¦ DPC¦ DPC SW~AGM(DPC)¦ : FR-CV 3C/4.0㎟¦ : F-GV 4.0㎟¦ : FR-CV 2C/4.0㎟¦ : F-GV 50㎟¦ : CPEV 0.65/5P, STP Cat.5E 4P¦ : STP Cat.5E 4Px1조¦ : STP Cat.5E 4Px1조¦ : CPEV 0.9x5P¦ : Interface Unit¦ : Direct Power Control¦ : FR-CVVS 4C/2.5㎟¦ INTERCOM~EM.GATE¦ : UTP Cat.5E 4P¦ AIS~AIM¦ : OF-SM-2Core¦ : UTP Cat.5E 4P¦ AIS~AIM¦ 환급기¦ 02¦ 환급기¦ 01¦ Cross Cable¦ Cross Cable¦ 915정거장 AFC SYSTEM DIAGRAM (1/2) (철거)¦ 915정거장 AFC SYSTEM DIAGRAM (1/2) (철거)¦ S = NONE¦ NONE¦ 지하철 915정거장¦ 국회의사당¦ 여의도¦ 샛강¦ 9¦ 0¦ 0¦ T¦ 1¦ 0¦ 0¦ 1¦ 0¦ 2¦ 6¦
| 1단계_정거장 - 복사본 | 1단계_정거장 - 복사본 | 024. T7001034-007 907정거장 전화설비 지하1층 철거평면도 (2_3).dwg | \A1;5,000¦ \A1;5,000¦ \A1;105,000¦ \A1;5,000¦ \A1;5,000¦ \A1;5,000¦ \A1;5,000¦ \A1;5,000¦ \A1;5,000¦ \A1;2,500¦ \A1;5,000¦ \A1;5,000¦ \A1;5,000¦ \A1;5,000¦ \A1;5,000¦ \A1;5,000¦ \A1;5,000¦ \A1;5,000¦ \A1;2,500¦ \A1;27,800¦ \A1;13,900¦ \A1;13,900¦ \A1;5,000¦ \A1;5,000¦ \A1;5,000¦ \A1;5,000¦ P¦ MATCH LINE DWG No. "S1-TA-S07-DB-009-0"¦ MATCH LINE DWG No. "S1-TA-S07-DB-011-0"¦ 1. 음향유도기 전원은 전기콘센트를 이용한다.¦ NOTE¦ 2. 증폭기전원은 전기콘센트를 이용한다.¦ 3. 통신기계실 및 안전관리실 MAIN 분전반은 전기에서 설치한다.¦ KEY PLAN¦ X25¦ X26¦ X27¦ X28¦ X29¦ X09¦ X10¦ X11¦ X12¦ X13¦ X14¦ X15¦ X16¦ X17¦ X18¦ X19¦ X21¦ X22¦ X23¦ X24¦ X20¦ Y00¦ Y01¦ Y02¦ 대 합 실¦ 물탱크실¦ 연결통로¦ 공조기계실¦ 창고¦ DN¦ DN¦ 내부계단¦ 창고¦ 내부계단¦ 용역¦ 용역원대기실¦ 907 정거장¦ STA.9km100.167¦ x2¦ (16) UTP Cat.5E 4Px2조 (용역원대기실)¦ x2¦ (16) UTP Cat.5E 4Px2조 (공조기계실)¦ UTP Cat.5E 25Px1조(콜폰)¦ UTP Cat.5E 4Px3조 (대합실 공중전화)¦ UTP Cat.5E 4Px5조 (편의점,임대상가-3)¦ TRAY (300x100)¦ 인터폰선 0.6x2Px12조 (INT)¦ UTP Cat.5E 25Px2조 (임대상가-1,2)¦ UTP Cat.5E 25Px1조(콜폰)¦ UTP Cat.5E 4Px2조 (용역원대기실)¦ UTP Cat.5E 4Px5조 (편의점,임대상가-3)¦ TRAY (300x100)¦ 인터폰선 0.6x2Px12조 (INT)¦ UTP Cat.5E 25Px2조 (임대상가-1,2)¦ UTP Cat.5E 4Px3조 (대합실 공중전화)¦ UTP Cat.5E 25Px1조(콜폰)¦ UTP Cat.5E 4Px2조 (용역원대기실)¦ UTP Cat.5E 4Px5조 (편의점,임대상가-3)¦ TRAY (300x100)¦ 인터폰선 0.6x2Px12조 (INT)¦ UTP Cat.5E 25Px2조 (임대상가-1,2)¦ UTP Cat.5E 4Px3조 (대합실 공중전화)¦ UTP Cat.5E 4Px2조 (공조기계실)¦ (200x200x100)¦ 4-21~24¦ 4-25~28¦ 3-31~34¦ 3-35~38¦ 임대상가2¦ 임대상가1¦ (철거)¦ 907정거장 전화설비 지하1층 철거평면도 (2/3)¦ S = 1 / 400¦ 지하철 907정거장¦ 양천향교¦ 가양¦ 증미¦ 1/400¦ 907정거장 전화설비 지하1층 철거평면도(2/3)¦ T¦ 7¦ 0¦ 0¦ 1¦ 0¦ 3¦ 4¦ 0¦ 0¦ 7¦ (기설활용)¦
| 1단계_정거장 - 복사본 | 1단계_정거장 - 복사본 | 018. T9203026-012 종합관리 및 복지후생동 기계실 CABLE WIRING DIAGRAM.dwg | OFD¦ 광전송장비¦ MDF¦ 방송RACK¦ 행선안내게시기 주장치 (HSE)¦ 모시계¦ Headend¦ 열차무선 주제어장치/TIU¦ 열차무선설비 (차량기지국장치)¦ ACU (출입통제설비)¦ 전원분배반¦ 축전지함¦ 분전반¦ 접지단자함¦ (전기시설분)¦ UPS¦ 사령방송장치¦ 행선안내게시기 운용자장치¦ CCTV CONSOLE (DISPLAY)¦ 열차무선 사령용 조작반/녹음장치¦ 출입통제설비 운용자장치¦ 사령전화 조작반¦ 교환기¦ CCTV RACK¦ 종합사령실 기계실¦ 종합사령실¦ (전기시설분)¦ 화재수신반 (1F 안내실)¦ (전기시설분)¦ 신호사령¦ (신호시설분)¦ 광점퍼코드¦ OF-SM-46Core (난연)x1조¦ From: 901정거장¦ UTP Cat.5E 25Px30조¦ OF-SM-46Core (난연)x1조¦ From: 901정거장¦ SH 국내케이블 (100- )x36조¦ UL 2919-AMESB 24AWGx4Px3조 (DATA용)¦ UL 2919-AMESB 24AWGx4Px2조 (VOICE용)¦ FR-CVVSB 20C/2.0㎟x4조 (제어),MIC-SH 2C/0.75㎟x2조 (MIC)¦ UL 2919-AMESB 24AWGx4Px1조 (DATA,Rail Condition)¦ UL 2919-AMESB 24AWGx4Px1조 (DATA,Rail Condition)¦ F/S 0.65x25Px1조 (50%차폐) (난연)¦ From: 901정거장¦ UL 2919-AMESB 24AWGx4Px2조 (Rail Condition)¦ UL 2919-AMESB 24AWGx4Px1조 (CLOCK)¦ UL 2919-AMESB 24AWGx4Px1조 (CLOCK)¦ UL 2919-AMESB 24AWGx4Px1조¦ UL 2919-AMESB 24AWGx4Px3조 (VOICE/DATA)¦ UL 2919-AMESB 24AWGx4Px1조¦ UL 2919-AMESB 24AWGx4Px1조 (VOICE/DATA)¦ UL 2919-AMESB 24AWGx4Px1조 (제어)¦ UL 2919-AMESB 24AWGx4Px2조 (제어)¦ UL 2919-AMESB 24AWGx4Px2조 (제어)¦ UTP Cat.5E 4Px1조 (화재수신)¦ FR-CV 4C/25㎟x1조¦ FR-CV 4C/25㎟x1조¦ F-GV 6.0㎟x1조¦ F-GV 6.0㎟x1조¦ F-GV 6.0㎟x13조¦ F-GV 6.0㎟x6조¦ FR-CV 3C/4.0㎟x1조¦ F-GV 6.0㎟x1조¦ FR-CV 3C/4.0㎟x1조¦ FR-CV 3C/4.0㎟x1조¦ FR-CV 3C/4.0㎟x1조¦ FR-CV 3C/4.0㎟x1조¦ FR-CV 3C/4.0㎟x1조¦ FR-CV 3C/4.0㎟x1조¦ 재난방송 수신장치¦ 광점퍼코드¦ UL 2919-AMESB 24AWGx4Px1조 (Rail Condition), UTP Cat.5E 4Px1조¦ ECX 5C-2Vx2조 (DVR), UTP Cat.5E 4Px2조 (화상서버)¦ UTP Cat.5E 25Px1조 (화재수신)¦ UL 2919-AMESB 24AWGx4Px2조 (제어)¦ UTP Cat.5E 4Px1조 (재난방송)¦ FR-CV 3C/4.0㎟x1조¦ FR-CV 3C/4.0㎟x1조¦ FR-CV 3C/4.0㎟x1조¦ FR-CV 3C/4.0㎟x1조¦ FR-CV 3C/4.0㎟x1조¦ FR-CV 3C/4.0㎟x1조¦ FR-CV 3C/4.0㎟x1조¦ FR-CV 3C/4.0㎟x1조¦ FR-CV 3C/4.0㎟x1조¦ FR-CV 3C/4.0㎟x1조¦ 6.0㎟x1조¦ 6.0㎟x2조¦ 6.0㎟x3조¦ 6.0㎟x4조¦ 6.0㎟x5조¦ 6.0㎟x6조¦ 6.0㎟x7조¦ 6.0㎟x8조¦ 6.0㎟x9조¦ 6.0㎟x10조¦ 6.0㎟x11조¦ 6.0㎟x12조¦ 6.0㎟x5조¦ 6.0㎟x4조¦ 6.0㎟x3조¦ 6.0㎟x2조¦ 6.0㎟x1조¦ 사령전화주장치¦ UTP Cat.5E 4Px10조¦ 여객사령팀¦ 사령전화 RACKx4조 (출입통제)¦ 전송 RACKx2조¦ TRS RACKx2조¦ CCTV RACKx2조¦ UTP Cat.5E 4Px4조 (운영자PC)¦ FR-CV 3C/4.0㎟x1조¦ 종합관리 및 복지후생동 기계실 CABLE WIRING DIAGRAM¦ WIRING DIAGRAM¦ S = NONE¦ 차량기지¦ 차량기지¦ NONE¦ 종합관리 및 복지후생동 기계실 CABLE¦ T¦ 9¦ 2¦ 0¦ 3¦ 0¦ 2¦ 6¦ 0¦ 1¦ 2¦
| 1단계_정거장 - 복사본 | 1단계_정거장 - 복사본 | 015. T9203026-009 종합관리 및 복지후생동 구내통신설비 CABLE WIRING DIAGRAM (3_3).dwg | 지상5층¦ 종합사령실기계실 (3f)¦ MIS/AFC실 (3F)¦ 당직실 (1F)¦ S¦ I¦ M¦ 시계¦ 모¦ H/E¦ 선¦ 무¦ 차¦ 열¦ 통제¦ 출입¦ UTP Cat.5E 25Px4조¦ UTP Cat.5E 4Px1조¦ UTP Cat.5E 4Px1조¦ HIV 1.5㎟x2조¦ CCM-1 (지상3층)¦ HALL-5 (지상4층)¦ HALL-6 (지상5층)¦ HALL-4 (지상3층)¦ M/A-1 (지상3층)¦ CCC-1 (지상5층)¦ C¦ C¦ T¦ V¦ R¦ A¦ C¦ K¦ OF-SM-8Corex3조 (주공장, 검사고, 중정비분소 광S/W HUB)¦ FR-CVVSB 4C/1.5㎟x1조, FR-CV 3C/4.0㎟x1조¦ FR-CVVSB 2C/2.5㎟x1조 (검사고)¦ FR-CVVSB 2C/2.5㎟x1조 (주공장)¦ FR-CVVSB 6C/1.5㎟x2조 (변전소)¦ ANT ¦ 7C-HFBTx2조¦ 10C-HFBTx2조 (경비실(정문), 종합창고),¦ 10C-HFBTx3조 (주공장, 검사고, 901정거장),¦ ANT ¦ OF-SM-4Corex1조 (검사고)¦ FR-HFC-22Dx7조, F-GV 16㎟x2조¦ ANT ¦ F¦ D¦ M¦ /¦ O¦ F¦ F/S(J.F) 0.65x100P(50%%%차폐)x4조¦ F/S(J.F) 0.65x25P(50%차폐)x1조 (본선)¦ OF-SM-46Corex2조 (본선)¦ F/S(J.F) 0.65x25P(50%%%차폐)x3조¦ F/S(J.F) 0.65x50P(50%차폐)x1조 (모타카고)¦ 수신¦ 방송¦ 재난¦ 장치¦ 5C-HFBTx1조, FR-CV 2C/4.0㎟x1조¦ ANT ¦ D¦ FR-CV 2C/4.0㎟x1조 (TV AMP POWER)¦ FR-CV 2C/4.0㎟x2조 (TV AMP POWER)¦ (주공장, 검사고, 중정비분소, 901국선)¦ (변전소, 경비실(정문), 경비실(후문)¦ 대표이사실¦ 임원실1¦ 회의실¦ 대회의실¦ 접견실(HUB)¦ 비서실(HUB)¦ 문서고¦ 부사장실¦ 사장실¦ T¦ T¦ T¦ T¦ T¦ UTP Cat.5E 4Px1조¦ UTP Cat.5E 4Px2조¦ UTP Cat.5E 4Px1조¦ UTP Cat.5E 4Px2조¦ UTP Cat.5E 4Px2조¦ UTP Cat.5E 4Px2조¦ 임원실2¦ T¦ UTP Cat.5E 4Px1조¦ OF-MM-8Corex1조¦ SPC실¦ UTP Cat.5E 4Px25조¦ 지상4층¦ UTP Cat.5E 4Px1조¦ UTP Cat.5E 4Px1조¦ UTP CaT.5E 4Px2조¦ C/R¦ From: 감시실 인터폰모장치 ¦ 인터폰선 0.6x2Px1조 (인터폰)¦ 마켓팅(HUB)¦ 운영본부¦ 운영부 본부장실¦ 운영본부 비서실¦ 운영본부장실¦ 대회의실¦ 회의실1¦ 운영본부 사무실 1¦ 예비실1,2¦ 상황실¦ 탕비실¦ 운영본부 사무실 2 (HUB)¦ 종합사령팀(HUB)¦ 공조실¦ UTP Cat.5E 4Px1조¦ EPS실 (4F)¦ T¦ T¦ T¦ T¦ T¦ T¦ T¦ T¦ EPS실 (3F)¦ UTP Cat.5E 4Px2조¦ HIV 1.5㎟x2조¦ UTP Cat.5E 4Px12조¦ UTP Cat.5E 4Px1조¦ UTP Cat.5E 4Px1조¦ 운영본부 사무실 3¦ UTP Cat.5E 25Px4조¦ UTP Cat.5E 4Px13조¦ UTP Cat.5E 4Px9조¦ UTP Cat.5E 25Px2조¦ UTP Cat.5E 4Px2조¦ UTP Cat.5E 4Px1조¦ UTP Cat.5E 25Px4조¦ UTP Cat.5E 25Px4조¦ UTP Cat.5E 4Px1조¦ UTP Cat.5E 4Px1조¦ UTP Cat.5E 4Px2조¦ UTP Cat.5E 4Px2조¦ UTP Cat.5E 4Px2조¦ UTP Cat.5E 4Px2조¦ UTP Cat.5E 4Px2조¦ UTP Cat.5E 4Px2조¦ UTP Cat.5E 4Px2조¦ UTP Cat.5E 4Px25조¦ UTP Cat.5E 4Px2조¦ UTP Cat.5E 4Px2조¦ UTP Cat.5E 4Px2조¦ UTP Cat.5E 4Px2조¦ UTP Cat.5E 4Px12조¦ UTP Cat.5E 4Px1조¦ UTP Cat.5E 4Px1조¦ UTP Cat.5E 4Px1조¦ UTP Cat.5E 4Px1조¦ T¦ UTP Cat.5E 4Px2조¦ 종합사령실(HUB)¦ 회의실2¦ UTP Cat.5E 4Px1조¦ UTP Cat.5E 4Px1조¦ UTP Cat.5E 4Px1조¦ UTP Cat.5E 4Px1조¦ UTP Cat.5E 4Px15조¦ UTP Cat.5E 4Px12조¦ UTP Cat.5E 4Px13조¦ UTP Cat.5E 4Px9조¦ UTP Cat.5E 4Px15조¦ UTP Cat.5E 4Px12조¦ UTP Cat.5E 4Px2조¦ UTP Cat.5E 25Px4조¦ UTP Cat.5E 4Px2조¦ UTP Cat.5E 4Px2조¦ OF-MM-8Corex1조¦ T¦ 구내ELEV #1,2¦ 인터폰선 0.6x2Px2조 (인터폰)¦ Storage 창고¦ UTP Cat.5E 4Px1조¦ UTP Cat.5E 4Px1조 (CAMERA)¦ UTP Cat.5E 4Px2조 (CAMERA)¦ UTP Cat.5E 4Px3조 (CAMERA)¦ 종합관리 및 복지후생동 구내통신설비 CABLE WIRING DIAGRAM (3/3)¦ 종합관리 및 복지후생동 구내통신설비 CABLE¦ S = NONE¦ 차량기지¦ 차량기지¦ NONE¦ WIRING DIAGRAM (3/3)¦ T¦ 9¦ 2¦ 0¦ 3¦ 0¦ 2¦ 6¦ 0¦ 0¦ 9¦
| 1단계_정거장 - 복사본 | 1단계_정거장 - 복사본 | 041. T7005034-009 907정거장 CCTV,TDI,시계설비 지하2층 철거평면도 (1_2).dwg | G¦ P¦ \A1;5,000¦ \A1;5,000¦ \A1;85,000¦ \A1;2,500¦ \A1;5,000¦ \A1;2,500¦ \A1;5,000¦ \A1;5,000¦ \A1;5,000¦ \A1;5,000¦ \A1;5,000¦ \A1;5,000¦ \A1;5,000¦ \A1;5,000¦ \A1;5,000¦ \A1;5,000¦ \A1;5,000¦ \A1;5,000¦ \A1;5,000¦ \A1;27,800¦ \A1;13,900¦ \A1;13,900¦ A¦ UP TO 지하 1층¦ ECX 5C-2Vx5조 (CAMERA)(기존활용)¦ OF-MM-12Core(난연)x4조 (TDI)¦ UL 2919-AMESB 24AWG 4Px4조 (TDI)¦ FR-CV 3C/4.0㎟x4조 (TDI POWER)¦ B¦ (36) ECX 5C-2Vx5조 (CAMERA)(기존활용)¦ (28)x4 OF-MM-12Core(난연)x1조x4 (TDI)¦ (36) UL 2919-AMESB 24AWG 4Px4조 (TDI)¦ (54) FR-CV 3C/4.0㎟x4조 (TDI POWER)¦ C¦ (28) FR-CV 3C/4.0㎟x1조 (TDI POWER)¦ (16) UL 2919-AMESB 24AWG 4Px1조 (TDI)¦ (28) OF-MM-12Core(난연)x1조 (TDI)¦ D¦ (16) ECX 5C-2Vx1조 (CAMERA)(기존활용)¦ F¦ 본선 TRAY 이용¦ TRAY (600x150)¦ KEY PLAN¦ X01¦ X02¦ X03¦ X04¦ X05¦ X06¦ X07¦ X09¦ X10¦ X11¦ X12¦ X08¦ X13¦ X14¦ X15¦ X16¦ X17¦ X00¦ Y00¦ Y01¦ Y02¦ 승 강 장¦ UP¦ UP¦ UP¦ UP¦ UP¦ UP¦ 내부계단¦ 내부계단¦ 907 정거장¦ STA.9km100.167¦ MATCH LINE DWG No. "S1-TA-S07-DB-023-0"¦ OF-SM-8Cx1조 [공간화상)(철거)¦ 본선 TRAY 이용¦ (P29:300x300x200)¦ (P31:300x300x200)¦ (P30:200x200x100)¦ (P33:400x400x200)¦ P-1¦ P-3¦ P-5¦ P-7¦ (36) FR-CV 3C/4.0㎟x2조 (TDI POWER)¦ (28) UL 2919-AMESB 24AWG 4Px2조 (TDI)¦ (22) UTP Cat.5E 4Px4조 (TDI)¦ (36) ECX 5C-2Vx5조 (CAMERA)(기존활용)¦ (36) FR-CV 3C/4.0㎟x2조 (TDI POWER)¦ (28) UL 2919-AMESB 24AWG 4Px2조 (TDI)¦ (22) UTP Cat.5E 4Px4조 (TDI)¦ (28) ECX 5C-2Vx3조 (CAMERA)(기존활용)¦ (36) FR-CV 3C/4.0㎟x2조 (TDI POWER)¦ (28) UL 2919-AMESB 24AWG 4Px2조 (TDI)¦ (28)x2 OF-MM-12Core(난연)x1조x2 (TDI)¦ (36) FR-CV 3C/4.0㎟x2조 (TDI POWER)¦ (28) UL 2919-AMESB 24AWG 4Px2조 (TDI)¦ (28)x2 OF-MM-12Core(난연)x1조x2 (TDI)¦ (28) ECX 5C-2Vx3조 (CAMERA)(기존활용)¦ A¦ B¦ C¦ C¦ D¦ D¦ D¦ F¦ E¦ I¦ F¦ (P32:200x200x100)¦ D¦ (28)x2 OF-MM-12Core(난연)x2조 (TDI)¦ (28)x2 OF-MM-12Core(난연)x1조x2 (TDI)¦ (22) UTP Cat.5E 4Px4조 (TDI)¦ (22) UTP Cat.5E 4Px4조 (TDI)¦ (16) UTP Cat.5E 4Px2조 (TDI)¦ (36) UTP Cat.5E 4Px8조 (TDI)¦ UTP Cat.5E 4Px8조 (TDI)¦ F-CV 3C/2.5㎟x1조 (공간화상)(철거)¦ OF-SM-4Cx1조 [공간화상)(철거)¦ F-CV 3C/2.5㎟x1조 (공간화상)(철거)¦ OF-SM-8Cx1조 [공간화상)(철거)¦ F-CV 3C/2.5㎟x1조 (공간화상)(철거)¦ B¦ E¦ TRAY (900x150)¦ OF-SM-8Cx1조 [공간화상)(철거)¦ F-CV 3C/2.5㎟x1조 (공간화상)(철거)¦ UP TO 지하 1층¦ B¦ (36) ECX 5C-2Vx5조 (CAMERA)(기존활용)¦ OF-SM-8Cx1조 [공간화상)(철거)¦ 본선 TRAY 이용¦ F-CV 3C/2.5㎟x1조 (공간화상)(철거)¦ G¦ TRAY (900x150)¦ OF-SM-8Cx1조 [공간화상)(철거)¦ F-CV 3C/2.5㎟x1조 (공간화상)(철거)¦ FR-CV 3C/4.0㎟x4조 (TDI POWER)¦ UL 2919-AMESB 24AWG 4Px4조 (TDI)¦ OF-MM-12Core(난연)x4조 (TDI)¦ UTP Cat.5E 4Px8조 (TDI)¦ UP TO 지하 1층¦ NOTE¦ 1. 광케이블, 전원/접지케이블 (OF-SM-4Core, CV 3C/2.5㎟)¦ 3. 승강장 ANT설치위치: 열차 진행방향 정거장 시종점부에 설치¦ 2. 광케이블, 전원/접지케이블 (OF-SM-8Core, CV 3C/2.5㎟)¦ C¦ C¦ C¦ C¦ ECX 5C-2Vx5조 (CAMERA)(기존활용)¦ vmh¦ vmh¦ vmh¦ vmh¦ (철거)¦ 1/400¦ 지하철 907정거장¦ 양천향교¦ 가양¦ 증미¦ S = 1 / 400¦ 907정거장 CCTV,TDI,시계설비 지하2층 철거평면도(1/2)¦ 907정거장 CCTV,TDI,시계설비 지하2층¦ 철거평면도(1/2)¦ T¦ 7¦ 0¦ 0¦ 5¦ 0¦ 3¦ 4¦ 0¦ 0¦ 9¦ CCTV(기존동축활용)¦ P¦
| 1단계_정거장 - 복사본 | 1단계_정거장 - 복사본 | 011. T1001026-007 904정거장 AFC SYSTEM DIAGRAM.dwg | ATVM¦ ATVM¦ 02¦ 01¦ 통신기계실¦ D/I MUX¦ I/F¦ S/W HUB¦ L-AFC-1-분전반¦ MAIN POWER¦ 접지단자함¦ CONTROL¦ EM.GATE¦ BOX¦ 안전관리실¦ BOX¦ DPC¦ COM¦ INTER¦ COMMS¦ S/W HUB¦ SMS¦ 화재¦ 수신반¦ AAM¦ 02¦ AGM6¦ AGM8¦ AAM¦ 01¦ 09¦ AGM8¦ AGM10¦ 12¦ AGM6¦ AGM8¦ 02¦ 03¦ AGM8¦ AGM10¦ 05¦ GROUND¦ 접지단자함¦ MAIN¦ 승강장¦ ATVM¦ ATVM¦ 04¦ 03¦ AGM8¦ 04¦ 10¦ AGM8¦ 11¦ AGM12¦ 14¦ AGM11¦ 13¦ AGM11¦ 06¦ AGM12¦ 07¦ 환급기¦ 02¦ 환급기¦ 01¦ 통신기계실¦ 분전반~AAM, AGM, SMS, ATVM, AIM¦ : IN USE¦ 접지반~AAM, AGM, SMS, ATVM¦ EM. GATE¦ MAIN GROUND¦ INTERCOM~ATVM, AAM¦ SMS(S/W HUB)~TOM, AGM, ATVM¦ D/I MUX(ROUTER)~SMS(S/W HUB)¦ NOTE¦ 화재수신반~DPC BOX¦ I/F¦ DPC¦ DPC SW~AGM(DPC)¦ : HFCO 3C/4.0㎟¦ : F-GV 4.0㎟¦ : FR-CV 2C/4.0㎟¦ : F-GV 50㎟¦ : UTP Cat.5E 4P¦ : FTP Cat.5E 4Px1조¦ : FTP Cat.5E 4Px1조¦ : UTP Cat.5E 4P¦ : Interface Unit¦ : Direct Power Control¦ : FR-CVVS 4C/2.5㎟¦ INTERCOM~EM.GATE¦ : UTP Cat.5E 4P¦ AGM6¦ 01¦ 08¦ AGM10¦ 16¦ 15¦ 904정거장 AFC SYSTEM DIAGRAM¦ NONE¦ 지하철 904정거장¦ 공항시장¦ 신방화¦ 마곡나루¦ 904정거장 AFC SYSTEM DIAGRAM¦ S = NONE¦ T¦ 1¦ 0¦ 0¦ 1¦ 0¦ 2¦ 6¦ 0¦ 0¦ 7¦
| 1단계_정거장 - 복사본 | 1단계_정거장 - 복사본 | 011. T1001026-007 911정거장 AFC SYSTEM DIAGRAM.dwg | ATVM¦ ATVM¦ 02¦ 01¦ L-AFC-1-분전반¦ 통신기계실¦ MAIN POWER¦ 접지단자함¦ AGM6¦ AGM8¦ AGM8¦ 08¦ 09¦ 10¦ CONTROL¦ EM.GATE¦ BOX¦ 안전관리실¦ BOX¦ DPC¦ COM¦ INTER¦ COMMS¦ S/W HUB¦ 화재¦ 수신반¦ 통신기계실¦ AAM¦ 01¦ D/I MUX¦ I/F¦ S/W HUB¦ SMS¦ AGM8¦ AGM8¦ AGM8¦ 02¦ 03¦ AGM12¦ AAM¦ 01¦ GROUND¦ 접지단자함¦ MAIN¦ 승강장¦ AGM10/11¦ 11¦ AGM8¦ 04¦ 05¦ AGM10/11¦ 06¦ AGM12¦ 환급기¦ 01¦ 분전반~AAM, AGM, SMS, ATVM, AIM¦ : IN USE¦ 접지반~AAM, AGM, SMS, ATVM¦ EM. GATE¦ MAIN GROUND¦ INTERCOM~ATVM, AAM¦ SMS(S/W HUB)~TOM, AGM, ATVM¦ D/I MUX(ROUTER)~SMS(S/W HUB)¦ NOTE¦ 화재수신반~DPC BOX¦ I/F¦ DPC¦ DPC SW~AGM(DPC)¦ : HFCO 3C/4.0㎟¦ : F-GV 4.0㎟¦ : FR-CV 2C/4.0㎟¦ : F-GV 50㎟¦ : UTP Cat.5E 4P¦ : FTP Cat.5E 4Px1조¦ : FTP Cat.5E 4Px1조¦ : UTP Cat.5E 4P¦ : Interface Unit¦ : Direct Power Control¦ : FR-CVVS 4C/2.5㎟¦ INTERCOM~EM.GATE¦ : UTP Cat.5E 4P¦ AGM6¦ 01¦ 07¦ AGM6¦ 07¦ 12¦ 911정거장 AFC SYSTEM DIAGRAM¦ 911정거장 AFC SYSTEM DIAGRAM¦ S = NONE¦ NONE¦ 지하철 911정거장¦ 염창¦ 신목동¦ 선유도¦ T¦ 1¦ 0¦ 0¦ 1¦ 0¦ 2¦ 6¦ 0¦ 0¦ 7¦
| 1단계_정거장 - 복사본 | 1단계_정거장 - 복사본 | 008. T1001026-004 903정거장 방송설비 CABLE WIRING DIAGRAM.dwg | -¦ T¦ 7¦ 0¦ 0¦ 3¦ 0¦ 3¦ 4¦ 0¦ 1¦ 6¦ 통신기계실¦ 임대상가¦ 기능실복도¦ 화장실 (남,여)¦ 대합실¦ 비품/승차권창고¦ 발매기실¦ 편의점¦ 용역원대기실, 창고¦ 통신기계실¦ 승강장상선¦ 승강장하선¦ HIV 1.5㎜x2조¦ HIV 1.5㎜x3조¦ HIV 1.5㎜x4조¦ HIV 1.5㎜x4조¦ x38¦ x21¦ x21¦ 지하1층¦ 지하4층¦ 운영원대기실¦ 냉각탑실¦ 비상전원실¦ 대합실¦ 공조기계실-2¦ x2¦ x2¦ x2¦ PSD실(상선)¦ PSD실 (하선)¦ 창고¦ .¦ P¦ A¦ A¦ M¦ P¦ R¦ A¦ C¦ K¦ 안전관리실¦ 이동통신기계실¦ HIV 1.5㎜x3조¦ HIV 1.5㎜x2조¦ HIV 1.5㎜x2조¦ x7¦ 변전실¦ x2¦ x2¦ 지하2층¦ 전기실¦ 공조기계실-1¦ 대합실¦ 지하3층¦ x2¦ x4¦ x2¦ x17¦ x2¦ x2¦ x7¦ x22¦ 903정거장 방송설비 CABLE WIRING DIAGRAM¦ S = NONE¦ 기능실 복도¦ x3¦ 903정거장 방송설비 CABLE WIRING DIAGRAM¦ NONE¦ 지하철 903정거장¦ 김포공항¦ 공항시장¦ 신방화¦ T¦ 1¦ 0¦ 0¦ 1¦ 0¦ 2¦ 6¦ 0¦ 0¦ 4¦
| 1단계_정거장 - 복사본 | 1단계_정거장 - 복사본 | 021. T7001034-004 916정거장 전화설비 지하3층 신설평면도 (1_2).dwg | \A1;10,300¦ \A1;4,375¦ \A1;7,500¦ \A1;5,000¦ \A1;5,000¦ \A1;5,000¦ \A1;10,000¦ \A1;7,500¦ \A1;7,500¦ \A1;5,000¦ \A1;10,000¦ \A1;10,000¦ \A1;10,000¦ \A1;5,000¦ \A1;65,000¦ \A1;26,875¦ \A1;7,080¦ \A1;4,950¦ \A1;32,860¦ \A1;7,080¦ \A1;4,950¦ \A1;4,400¦ \A1;4,400¦ 1. 일반교환기에 수용된 전화기는 IP전화기로 교체한다.¦ NOTE¦ 2. 콜폰, E/L폰, 승강장 비상통화장치도 교체한다.¦ 3. 전화 및 인터폰 구간의 배선배관은 기존활용한다.¦ 1. 음향유도기 전원은 전기콘센트를 이용한다.¦ NOTE¦ 2. 증폭기전원은 전기콘센트를 이용한다.¦ 3. 통신기계실 및 안전관리실 MAIN 분전반은 전기에서 설치한다.¦ MATCH LINE DWG No. "S1-TA-S16-DB-013-0"¦ KEY PLAN¦ X05¦ X03¦ X01¦ X00¦ X-01¦ X-02¦ X-03¦ X-04¦ X-05¦ X-06¦ X-07¦ X-08¦ Y00¦ Y01¦ Y03¦ Y05¦ Y06¦ UP¦ UP¦ PSD기계실 2¦ PSD기계실 1¦ 내부계단 3¦ 배수펌프실¦ 내부엘리베이터 1¦ 내부계단 6¦ 내부엘리베이터 2¦ UP¦ UP¦ (16) 인터폰선 0.6x2Px4조 (INT)¦ DOWN TO CP PANEL¦ (P20:300x300x200)¦ (TB NO.8)¦ UTP 25P¦ 공중전화¦ (P27:200x200x100)¦ (TB NO.9)¦ UTP 25P¦ 공중전화¦ (16) UTP Cat.5E 4Px1조 (승강장 INT)¦ (16) UTP Cat.5E 4Px1조 (승강장 INT)¦ UTP Cat.5E 4Px3조 (승강장 공중전화)¦ UTP Cat.5E 4Px1조 (승강장 INT)¦ TRAY (600x150)¦ UP TO 지하2층¦ (P26:300x300x200)¦ UTP Cat.5E 4Px3조 (승강장 공중전화)¦ UTP Cat.5E 4Px1조 (승강장 INT)¦ TRAY (600x150)¦ UP TO 지하2층¦ (16) UTP Cat.5E 4Px1조 (승강장 INT)¦ (22) UTP Cat.5E 4Px3조 (승강장 공중전화)¦ (22) UTP Cat.5E 4Px3조 (승강장 공중전화)¦ (16) UTP Cat.5E 4Px1조 (승강장 INT)¦ (16) 인터폰선 0.6x2Px4조 (INT)¦ DOWN TO CP PANEL¦ 1. 일반교환기에 수용된 전화기는 안전관리실만 IP전화기로 교체한다.¦ NOTE¦ 2. 콜폰, E/L폰, 승강장 비상통화장치도 교체한다.¦ 3. 전화 및 인터폰 구간의 배선배관은 기존활용한다.¦ 지하철 916정거장¦ 여의도¦ 샛강¦ 노량진¦ 1/400¦ 916정거장 전화설비 지하3층 신설평면도(1/2)¦ S = 1/400¦ 916정거장 전화설비 지하3층 신설평면도(1/2)¦ T¦ 7¦ 0¦ 0¦ 1¦ 0¦ 3¦ 4¦ 0¦ 0¦ 4¦ (기설활용)¦ INT¦ P¦
| 1단계_정거장 - 복사본 | 1단계_정거장 - 복사본 | 011. T1001026-007 905정거장 AFC SYSTEM DIAGRAM.dwg | ATVM¦ ATVM¦ 02¦ 01¦ 통신기계실¦ D/I MUX¦ I/F¦ S/W HUB¦ L-AFC-1-분전반¦ MAIN POWER¦ 접지단자함¦ CONTROL¦ EM.GATE¦ BOX¦ 안전관리실¦ BOX¦ DPC¦ COM¦ INTER¦ COMMS¦ S/W HUB¦ SMS¦ 화재¦ 수신반¦ 통신기계실¦ AAM¦ 01¦ AGM6¦ AGM10¦ AGM8¦ AGM8¦ 01¦ 02¦ 03¦ 04¦ 05¦ AGM8¦ AGM8¦ 06¦ GROUND¦ 접지단자함¦ MAIN¦ 승강장¦ AGM11¦ 07¦ AGM6/12¦ 08¦ 환급기¦ 01¦ 분전반~AAM, AGM, SMS, ATVM, AIM¦ : IN USE¦ 접지반~AAM, AGM, SMS, ATVM¦ EM. GATE¦ MAIN GROUND¦ INTERCOM~ATVM, AAM¦ SMS(S/W HUB)~TOM, AGM, ATVM¦ D/I MUX(ROUTER)~SMS(S/W HUB)¦ NOTE¦ 화재수신반~DPC BOX¦ I/F¦ DPC¦ DPC SW~AGM(DPC)¦ : HFCO 3C/4.0㎟¦ : F-GV 4.0㎟¦ : FR-CV 2C/4.0㎟¦ : F-GV 50㎟¦ : UTP Cat.5E 4P¦ : FTP Cat.5E 4Px1조¦ : FTP Cat.5E 4Px1조¦ : UTP Cat.5E 4P¦ : Interface Unit¦ : Direct Power Control¦ : FR-CVVS 4C/2.5㎟¦ INTERCOM~EM.GATE¦ : UTP Cat.5E 4P¦ AGM10¦ 09¦ 905정거장 AFC SYSTEM DIAGRAM¦ NONE¦ 지하철 905정거장¦ 신방화¦ 마곡나루¦ 양천향교¦ 905정거장 AFC SYSTEM DIAGRAM¦ S = NONE¦ T¦ 1¦ 0¦ 0¦ 1¦ 0¦ 2¦ 6¦ 0¦ 0¦ 7¦
| 1단계_정거장 - 복사본 | 1단계_정거장 - 복사본 | 020. T1001026-016 915정거장 출입통제설비 CABLE WIRING DIAGRAM (철거).dwg | 통신기계실¦ ELE-1 (대합실)¦ ELE-2 (지상층)¦ ELE-3 (대합실)¦ ELE-5 (대합실)¦ ELE-6 (대합실)¦ ELE-7 (승강장)¦ ELE-8 (승강장)¦ ES-1[1] (외부계단출입구)¦ ES-2 (외부계단출입구)¦ ES-3 (외부계단출입구)¦ ES-4 (외부계단출입구)¦ ES-5 (대합실)¦ ES-6 (대합실)¦ ES-7 (대합실)¦ ES-8 (대합실)¦ ES-9 (대합실)¦ ES-10 (대합실)¦ T-1 (화장실.여)¦ P-1 (승강장)¦ P-2 (승강장)¦ P-3 (승강장)¦ P-4 (승강장)¦ AGM-1 (대합실)¦ AGM-3 (대합실)¦ ATVM-1 (대합실)¦ ATVM-2 (대합실)¦ C-1 (대합실)¦ C-2 (대합실)¦ COMM-1 (통신기계실)¦ ELEC-1 (전기실)¦ ELEC-2 (변전실)¦ 안전관리실¦ 운영원대기실¦ 대합실¦ 발매기실x2¦ C/R¦ UTP Cat.5E 4Px12조 (출입통제)¦ C/R¦ C/R¦ C/R¦ 출입¦ 통제¦ 시스템¦ (ACU)¦ C/R¦ x2¦ AGM-2 (대합실)¦ AGM-4 (대합실)¦ T-2 (화장실.여)¦ ES-1[2] (외부계단출입구)¦ 915정거장 출입통제설비 CABLE WIRING DIAGRAM (철거)¦ 915정거장 출입통제설비 CABLE WIRING DIAGRAM (철거)¦ S = NONE¦ NONE¦ 지하철 915정거장¦ 국회의사당¦ 여의도¦ 샛강¦ T¦ 1¦ 0¦ 0¦ 1¦ 0¦ 2¦ 6¦ 6¦ 0¦ 1¦
| 1단계_정거장 - 복사본 | 1단계_정거장 - 복사본 | 048. T9103038-004 광점퍼코드 (OJC) 상세도.dwg | 광점퍼코드 (OJC) 상세도¦ NONE¦ 광점퍼코드 (OJC) 상세도¦ S = NONE¦ SM LC/PC-LC/PC-1C-2.0-5M¦ Unregistered Version - http://www.aidecad.com¦ SM SC/APC-SC/APC-1C-2.0-3M¦ SM LC/PC-LC/PC-1C-2.0-10M¦ SM FC/APC-SC/APC-1C-2.0-3M¦ SM LC/PC-LC/PC-1C-2.0-15M¦ * 예시 도면이며 전송장비등 장비측 제조사별 광콘넥타는 다를 수 있음.¦ T¦ 9¦ 1¦ 0¦ 2¦ 0¦ 3¦ 8¦ 0¦ 0¦ 4¦ 공통¦
| 1단계_정거장 - 복사본 | 1단계_정거장 - 복사본 | 045. T7005034-002 902정거장 CCTV,TDI,시계설비 지하1층신설평면도(2-3).dwg | ES.UP¦ ES.DN¦ ES.UP¦ ES.DN¦ DN¦ DN¦ OPEN¦ 상부OPEN¦ 15¦ X¦ X¦ 14¦ X¦ 13¦ X¦ 12¦ X¦ 11¦ X¦ 10¦ X¦ 09¦ X¦ 08¦ X¦ 07¦ X¦ 06¦ X¦ 05¦ 00¦ Y¦ 01¦ Y¦ 02¦ Y¦ 03¦ Y¦ Y¦ 04¦ 상부OPEN¦ 운전취급실¦ 통신,신호기계실¦ 신호주재소¦ 내부계단-1¦ 에스칼레이터-1¦ 내부계단-2¦ A¦ P¦ PB(300X300X200)¦ T¦ T¦ B¦ P¦ P¦ PB(300X300X200)¦ DOWN TO B2¦ DOWN TO B2¦ P¦ DOWN TO B2¦ P¦ DOWN TO B2¦ PB(100X100X100)¦ PB(150X150X100)¦ (16)5C-HFBT(TV)¦ 25P¦ PB(300X300X200)¦ C¦ (16)HIV1.2X2¦ (16)HIV1.2X3¦ (16)HIV1.2X5¦ 7500¦ 9020¦ 8840¦ 8150¦ 37800¦ 11790¦ 7500¦ 7500¦ 7500¦ 7500¦ 7500¦ 7500¦ 7500¦ 7500¦ 7500¦ 5C-2V (16C)¦ CV 3.5 /3C(22C)¦ UTP CAT.5 4Px2조(16C)¦ 스피드돔¦ 통신실¦ VMT¦ VMT¦ (16)UTP Cat. 5E4PX3(CCTV)¦ (16)UTP Cat. 5E4PX2(CCTV)¦ (16)UTP Cat. 5E4PX2(CCTV)¦ (16)UTP Cat. 5E4PX1(CCTV)¦ (16)UTP Cat. 5E4PX1(CCTV)¦ A¦ B¦ C¦ 지하철 902정거장¦ 김포공항¦ 공항시장¦ 1/400¦ S = 1/400¦ 개화¦ 902정거장 CCTV,TDI,시계설비 지하1층 신설평면도(2/3)¦ S = 1/400¦ 902정거장 CCTV,TDI,시계설비 지하1층 ¦ 신설평면도(2/3)¦ T¦ 7¦ 0¦ 0¦ 5¦ 0¦ 3¦ 4¦ 0¦ 0¦ 2¦ CCTV(기존동축활용)¦
| 1단계_정거장 - 복사본 | 1단계_정거장 - 복사본 | 078. T9103066-003 913정거장 AFC설비 지하1층 장비배치도.dwg | \A1;11,000¦ \A1;5,500¦ \A1;5,500¦ \A1;7,500¦ \A1;7,500¦ \A1;7,500¦ \A1;7,500¦ \A1;7,500¦ \A1;7,500¦ \A1;7,500¦ \A1;7,500¦ \A1;7,500¦ \A1;7,500¦ \A1;167,000¦ \A1;167,000¦ \A1;7,500¦ \A1;7,500¦ \A1;7,500¦ \A1;7,500¦ \A1;7,500¦ \A1;7,500¦ \A1;7,500¦ \A1;5,000¦ \A1;5,000¦ \A1;7,500¦ \A1;21,370¦ \A1;6,750¦ \A1;7,800¦ \A1;6,820¦ \A1;150¦ \A1;600¦ \A1;600¦ \A1;600¦ \A1;600¦ \A1;600¦ \A1;1100¦ \A1;150¦ \A1;150¦ \A1;150¦ \A1;150¦ \A1;150¦ \A1;150¦ \A1;150¦ \A1;600¦ Detail "A"¦ Detail "A"¦ Detail "B"¦ 대합실¦ PAID AREA¦ 대합실¦ FREE AREA¦ 8형¦ 8형¦ 6형¦ 12형¦ 11형¦ 8형¦ 8형¦ 10형¦ Detail "B"¦ X01¦ X02¦ X03¦ X04¦ X05¦ X06¦ X07¦ X08¦ X09¦ X10¦ X11¦ X12¦ X13¦ X14¦ X15¦ X16¦ X17¦ X18¦ X19¦ X20¦ X21¦ X22¦ X23¦ X24¦ Y00¦ Y02¦ Y05¦ Y07¦ Y01¦ Y03¦ Y06¦ Y04¦ 2호선 교각¦ 2호선 대합실 외부출입구¦ 2호선 당산역¦ UP¦ UP¦ 이동통신기계실¦ 발매기실¦ 편 의 점¦ 대합실¦ 신호통신기계실¦ 복 도¦ 사무실¦ 작업장(건축/토목)¦ 창 고¦ 작업장(설비)¦ 작업장(신호)¦ 작업장(통신)¦ 작업장(전기)¦ 창 고¦ 창 고¦ 창 고¦ 창 고¦ 분소 락카룸(남)¦ 분소 샤워실(남)¦ 분소 탈의실(남)¦ 승무대기실(남)¦ 용역원대기실¦ 승무원 락커룸(여)¦ 분소 락카룸(여)¦ 분소 샤워실(여)¦ 분소 탈의실(여)¦ 대기실(남)¦ 대기실(여)¦ 승무원 락커룸(남)¦ 승무대기실(여)¦ 화장실¦ 외부출입구1¦ 외부출입구2¦ 외부엘리베이터1¦ 내부엘리베이터1¦ 외부통로1¦ 외부통로2¦ 발매기실¦ AAM ¦ AAM ¦ 8형¦ 구 분¦ 당 초¦ 변 경¦ 6형¦ 8형¦ 10형¦ 6/12형¦ 10/11형¦ 11형¦ 12형¦ 1¦ 1¦ 4¦ 5¦ 1¦ 1¦ -¦ -¦ 1¦ -¦ 1¦ 1¦ -¦ 1¦ 913정거장 AFC설비 지하1층 장비배치도¦ 913정거장 AFC설비 지하1층 장비배치도¦ S = 1 / 600¦ 1/600¦ 지하철 913정거장¦ 선유도¦ 당산¦ 국회의사당¦ T¦ 9¦ 1¦ 0¦ 3¦ 0¦ 6¦ 6¦ 0¦ 0¦ 3¦
| 1단계_정거장 - 복사본 | 1단계_정거장 - 복사본 | 070. T9103038-021 행선안내 표시기 외형도.dwg | \A1;139¦ \A1;633¦ \A1;100¦ \A1;832¦ \A1;2,671¦ \A1;88¦ \A1;819¦ \A1;819¦ \A1;819¦ \A1;126¦ \A1;88¦ \A1;2,671¦ \A1;131¦ \A1;131¦ \A1;602¦ \A1;340¦ \A1;340¦ \A1;131¦ \A1;131¦ \A1;90°¦ \A1;214¦ \A1;79¦ \A1;756¦ \A1;121¦ \A1;100¦ \A1;121¦ \A1;1,210¦ \A1;151¦ \A1;101¦ -¦ T¦ 0¦ 0¦ 0¦ 0¦ 0¦ 0¦ 0¦ 0¦ 0¦ 0¦ 공통¦ 1. 도장 색상 : Dark Gray¦ NOTE¦ 2. 표시기 Weight : 약 200 Kg¦ 경첩¦ Top View¦ Front View¦ \A1;180¦ \A1;180¦ \A1;180¦ \A1;180¦ Right View¦ 40" LCD¦ 행선안내 표시기 외형도¦ 행선안내 표시기 외형도¦ S = NONE¦ NONE¦ 공통¦ T¦ 9¦ 1¦ 0¦ 3¦ 0¦ 3¦ 8¦ 0¦ 2¦ 1¦ \A1;1,121¦ \A1;139¦
| 1단계_정거장 - 복사본 | 1단계_정거장 - 복사본 | 015. T1001026-011 902정거장 AFC CABLE WIRING DIAGRAM (1_2).dwg | D/I MUX (ROUTER)¦ (통신기계실)¦ 분전반 (전기시설분)¦ (안전관리실)¦ AFC 접지단자함¦ (안전관리실)¦ DPC BOX¦ 인터콤 모장치¦ SMS (S/W HUB)¦ (안전관리실)¦ EM GATE¦ CONTROL BOX¦ AGM 12형 (No.1) (HUB)¦ AGM 10/11형 (No.2)¦ AGM 8형 (No.3)¦ AGM 6형 (No.9)¦ 환급기 (No.1)¦ F-GV 4.0㎟x1조¦ EM. GATE (No.4) (개폐장치)¦ STP Cat.5E 4Px1조¦ 접지단자함 (신호시공분)¦ FR-CV 3C/4.0㎟x1조¦ FR-CV 3C/4.0㎟x1조¦ FR-CV 3C/4.0㎟x1조¦ (안전관리실)¦ (안전관리실)¦ CROSS AISLE CABLE¦ CROSS AISLE CABLE¦ CROSS AISLE CABLE¦ (공통접지단자함)¦ CPEV 0.65/5Px1조 (INT)¦ AGM 8형 (No.4)¦ STP Cat.5E 4Px1조¦ FR-CV 3C/4.0㎟x1조¦ STP Cat.5E 4Px1조¦ STP Cat.5E 4Px1조¦ STP Cat.5E 4Px1조¦ STP Cat.5E 4Px1조¦ FR-CV 3C/4.0㎟x1조¦ CROSS AISLE CABLE¦ AGM 8형 (No.6)¦ AGM 8형 (No.5)¦ AGM 8형 (No.8)¦ STP Cat.5E 4Px1조¦ STP Cat.5E 4Px1조¦ STP Cat.5E 4Px1조¦ F-GV 4.0㎟x1조¦ FR-CV 2C/4.0㎟x1조¦ UTP Cat.5E 4Px1조¦ FR-CVVS 4C/2.5㎟x1조 (DPC)¦ CROSS AISLE CABLE¦ CROSS AISLE CABLE¦ CROSS AISLE CABLE¦ AGM 8형 (No.7)¦ CROSS AISLE CABLE¦ FR-CV 3C/4.0㎟x1조¦ STP Cat.5E 4Px1조¦ AAM (No.1)¦ STP Cat.5E 4Px1조¦ F-GV 4.0㎟x1조¦ CPEV 0.65/5Px1조 (INT)¦ FR-CV 3C/4.0㎟x1조¦ ATVM (No.1~2)¦ FR-CV 3C/4.0㎟x1조¦ CPEV 0.65/5Px1조 (INT)¦ STP Cat.5E 4Px2조¦ F-GV 4.0㎟x1조¦ 902정거장 AFC CABLE WIRING DIAGRAM (1/2)¦ 902정거장 AFC CABLE WIRING DIAGRAM (1/2)¦ S = NONE¦ NONE¦ 지하철 902정거장¦ 개화¦ 김포공항¦ 공항시장¦ T¦ 1¦ 0¦ 0¦ 1¦ 0¦ 2¦ 6¦ 0¦ 1¦ 1¦
| 1단계_정거장 - 복사본 | 1단계_정거장 - 복사본 | 025. T7001034-004 915정거장 전화설비 지하2층 신설평면도 (2_2).dwg | INT¦ \A1;82,500¦ \A1;94,941¦ \A1;12,441¦ \A1;7,400¦ \A1;3,700¦ \A1;5,000¦ \A1;6,000¦ \A1;6,690¦ \A1;6,150¦ \A1;5,000¦ \A1;5,000¦ \A1;5,000¦ \A1;5,000¦ \A1;5,000¦ \A1;5,000¦ \A1;5,000¦ \A1;5,000¦ \A1;5,000¦ \A1;5,000¦ \A1;5,000¦ \A1;5,000¦ \A1;8,600¦ \A1;8,600¦ \A1;24,800¦ \A1;7,500¦ \A1;7,500¦ \A1;4,900¦ \A1;4,900¦ 1. 일반교환기에 수용된 전화기는 IP전화기로 교체한다.¦ NOTE¦ 2. 콜폰, E/L폰, 승강장 비상통화장치도 교체한다.¦ 3. 전화 및 인터폰 구간의 배선배관은 기존활용한다.¦ 1. 음향유도기 전원은 전기콘센트를 이용한다.¦ NOTE¦ 2. 증폭기전원은 전기콘센트를 이용한다.¦ 3. 통신기계실 및 안전관리실 MAIN 분전반은 전기에서 설치한다.¦ A¦ UTP Cat.5 4Px2조 (승강장 INT)¦ UP TO 지하 1층¦ TRAY (600x150)¦ B¦ (16) UTP Cat.5 4Px1조 (승강장 INT)¦ MATCH LINE DWG No. "S1-TA-S15-DB-011-0"¦ UTP Cat.5 4Px3조 (승강장 공중전화)¦ C¦ (22) UTP Cat.5 4Px3조 (승강장 공중전화)¦ KEY PLAN¦ X24¦ X25¦ X26¦ X27¦ X28¦ X29¦ X30¦ X31¦ X14¦ X15¦ X16¦ X17¦ X18¦ X19¦ X20¦ X21¦ X22¦ X23¦ Y06¦ Y05¦ Y03¦ Y02¦ Y01¦ Y00¦ Y04¦ DN¦ UP¦ DN¦ UP¦ UP¦ 기존5호선 연결¦ 기존5호선 연결¦ UP¦ 창 고 1¦ 승강장¦ 창고 2¦ 창 고 4¦ 승강장¦ 창 고 3¦ 9호선공사범위¦ 9호선공사범위¦ 9호선¦ 5호선¦ (신설)¦ (기존)¦ 9호선¦ (신설)¦ 915 정거장¦ 901M¦ STA.17km195.823¦ 750M¦ (P23:100x100x100) ¦ (P26:100x100x100) ¦ (P27:100x100x100)¦ (P24:100x100x100)¦ (16) UTP Cat.5 4Px1조 (승강장 INT)¦ (16) UTP Cat.5 4Px1조 (승강장 INT)¦ (16) UTP Cat.5 4Px1조 (승강장 INT)¦ (16) UTP Cat.5 4Px1조 (승강장 INT)¦ (16) UTP Cat.5 4Px1조 (승강장 INT)¦ A¦ UTP 25P¦ [TB No.6]¦ 공중전화¦ (22) UTP Cat.5 4Px3조 (승강장 공중전화)¦ UTP 25P¦ [TB No.5]¦ 공중전화¦ B¦ C¦ (P22:200x200x100)¦ (P25:200x200x100)¦ (16) UTP Cat.5 4Px1조 (승강장 INT)¦ (22) UTP Cat.5 4Px3조 (승강장 공중전화)¦ C¦ B¦ A¦ 1. 일반교환기에 수용된 전화기는 안전관리실만 IP전화기로 교체한다.¦ NOTE¦ 2. 콜폰, E/L폰, 승강장 비상통화장치도 교체한다.¦ 3. 전화 및 인터폰 구간의 배선배관은 기존활용한다.¦ 지하철 915정거장¦ 국회의사당¦ 여의도¦ 샛강¦ 1/400¦ 915정거장 전화설비 지하2층 신설평면도(2/2)¦ S = 1/400¦ 915정거장 전화설비 지하2층 신설평면도(2/2)¦ T¦ 7¦ 0¦ 0¦ 1¦ 0¦ 3¦ 4¦ 0¦ 0¦ 4¦ (기설활용)¦ P¦
| 1단계_정거장 - 복사본 | 1단계_정거장 - 복사본 | 024. T7001034-007 911정거장 전화설비 지하3층 철거평면도 (1_2).dwg | INT¦ \A1;7,330¦ \A1;7,330¦ \A1;500¦ \A1;3,880¦ \A1;7,830¦ \A1;3,880¦ \A1;7,830¦ \A1;23,420¦ \A1;500¦ \A1;7,777¦ \A1;7,500¦ \A1;7,500¦ \A1;7,500¦ \A1;3,750¦ \A1;30,000¦ \A1;5,000¦ \A1;5,000¦ \A1;5,000¦ \A1;5,000¦ \A1;5,000¦ \A1;5,000¦ \A1;5,000¦ \A1;5,000¦ \A1;5,000¦ MATCH LINE DWG No. "S1-TA-S11-DB-012-0"¦ DOWN TO CP PANEL¦ (16) 인터폰선 0.6x2Px4조 (INT)¦ (16) UTP Cat.5E 4Px1조 (승강장 INT)¦ (16) UTP Cat.5E 4Px1조 (승강장 INT)¦ (22) UTP Cat.5E 4Px3조 (승강장 공중전화)¦ C¦ B¦ (22) UTP Cat.5E 4Px3조 (승강장 INT)¦ D¦ (22) UTP Cat.5E 4Px3조 (승강장 공중전화)¦ (22) UTP Cat.5E 4Px3조 (승강장 INT)¦ (16) UTP Cat.5E 4Px2조 (승강장 INT)¦ A¦ (16) UTP Cat.5E 4Px1조 (승강장 INT)¦ 1. 음향유도기 전원은 전기콘센트를 이용한다.¦ NOTE¦ 2. 증폭기전원은 전기콘센트를 이용한다.¦ 3. 통신기계실 및 안전관리실 MAIN 분전반은 전기에서 설치한다.¦ (22) UTP Cat.5E 4Px3조 (승강장 공중전화)¦ (22) UTP Cat.5E 4Px3조 (승강장 공중전화)¦ (22) UTP Cat.5E 4Px3조 (승강장 공중전화)¦ KEY PLAN¦ Y00¦ Y01¦ Y03¦ Y05¦ Y06¦ 22,777¦ 33,750¦ 7,500¦ 86,527¦ X10¦ X11¦ X12¦ X13¦ X14¦ X09¦ X08¦ X07¦ X06¦ X05¦ X04¦ X01¦ X02¦ X00¦ X03¦ 911 정거장¦ STA.12km615.167¦ (P20:500x500x300)¦ (P21:500x500x300)¦ (P22:500x500x300)¦ (P18:500x500x300)¦ (P19:500x500x300)¦ (P17:400x400x200)¦ UP TO 지하2층¦ TRAY (900x150)¦ UTP Cat.5E 4Px3조 (승강장 공중전화)¦ UTP Cat.5E 4Px3조 (승강장 INT)¦ (16) UTP Cat.5E 4Px1조 (승강장 INT)¦ (16) UTP Cat.5E 4Px1조 (승강장 INT)¦ (16) UTP Cat.5E 4Px1조 (승강장 INT)¦ (16) UTP Cat.5E 4Px1조 (승강장 INT)¦ UP TO 지하2층¦ TRAY (900x150)¦ UTP Cat.5E 4Px3조 (승강장 공중전화)¦ UTP Cat.5E 4Px3조 (승강장 INT)¦ A¦ D¦ C¦ B¦ UP¦ UP¦ 창고1¦ 창고2¦ 승강장¦ DOWN TO 승강장 PIT¦ 접지단자함¦ 접지¦ DOWN TO CP PANEL¦ (16) 인터폰선 0.6x2Px4조 (INT)¦ 지하철 911정거장¦ 염창¦ 신목동¦ 선유도¦ 1/400¦ 911정거장 전화설비 지하3층 철거평면도(1/2)¦ S = 1/400¦ 911정거장 전화설비 지하3층 철거평면도(1/2)¦ T¦ 7¦ 0¦ 0¦ 1¦ 0¦ 3¦ 4¦ 0¦ 0¦ 7¦ (기설활용)¦ P¦
| 1단계_정거장 - 복사본 | 1단계_정거장 - 복사본 | 054. T9103066-004 915정거장 AFC설비 지하2층 장비배치도 (환승구간).dwg | \A1;8,600¦ \A1;8,600¦ \A1;24,800¦ \A1;7,500¦ \A1;7,500¦ \A1;4,900¦ \A1;4,900¦ \A1;82,500¦ \A1;165,500¦ \A1;5,000¦ \A1;83,000¦ \A1;27,900¦ \A1;6,000¦ \A1;5,000¦ \A1;4,900¦ \A1;6,000¦ \A1;6,000¦ \A1;5,500¦ \A1;7,400¦ \A1;5,000¦ \A1;7,400¦ \A1;6,000¦ \A1;5,000¦ \A1;5,000¦ \A1;5,000¦ \A1;5,000¦ \A1;5,000¦ \A1;5,000¦ \A1;5,000¦ \A1;5,000¦ \A1;5,000¦ \A1;5,360¦ \A1;6,000¦ \A1;6,690¦ \A1;6,150¦ \A1;5,000¦ \A1;5,000¦ \A1;5,000¦ \A1;5,000¦ \A1;5,000¦ \A1;5,000¦ \A1;5,000¦ \A1;5,000¦ \A1;5,000¦ \A1;5,000¦ \A1;5,000¦ \A1;5,000¦ 2-3¦ \A1;150¦ \A1;900¦ \A1;600¦ \A1;600¦ \A1;600¦ \A1;150¦ \A1;900¦ \A1;600¦ \A1;600¦ \A1;600¦ \A1;200¦ \A1;200¦ \A1;200¦ \A1;200¦ \A1;329¦ \A1;235¦ \A1;150¦ \A1;150¦ \A1;150¦ \A1;150¦ \A1;150¦ \A1;150¦ \A1;150¦ \A1;150¦ \A1;150¦ \A1;150¦ 9호선¦ 5호선¦ (신설)¦ (기존)¦ 9호선¦ (신설)¦ STA.17km195.823¦ 915 정거장¦ Y06¦ Y05¦ Y03¦ Y02¦ Y01¦ Y00¦ Y04¦ X-05¦ X-04¦ X-03¦ X-02¦ X-01¦ X00¦ X01¦ X02¦ X03¦ X04¦ X05¦ X06¦ X07¦ X08¦ X09¦ X10¦ X11¦ X12¦ X13¦ X14¦ X15¦ X16¦ X17¦ X18¦ X19¦ X20¦ X21¦ X22¦ X23¦ X24¦ X25¦ X26¦ X27¦ X28¦ X29¦ X30¦ X31¦ UP¦ UP¦ UP¦ 5호선정화조¦ UP¦ UP¦ 기존5호선 연결¦ 기존5호선 연결¦ UP¦ UP¦ UP¦ 창 고 5,6¦ 장애인화장실¦ 창 고 1¦ %%P0¦ B203¦ 승강장¦ %%P0¦ +70¦ B201¦ 창 고 2¦ %%P0¦ B203¦ 화장실¦ -100¦ +70¦ B205¦ -100¦ +70¦ B205¦ -100¦ B207¦ PSD기계실¦ %%P0¦ +70¦ B204¦ 승강장¦ %%P0¦ +70¦ B201¦ PSD기계실¦ %%P0¦ +70¦ B204¦ 승강장¦ %%P0¦ +70¦ B201¦ +70¦ +70¦ +70¦ 9호선공사범위¦ 9호선공사범위¦ DN¦ 제연커튼설치¦ 제연커튼설치¦ 내부엘리베이터1¦ -¦ B202¦ -¦ 내부엘리베이터1¦ -¦ B202¦ -¦ 제연커튼설치¦ 제연커튼설치¦ 제연커튼설치¦ 제연커튼설치¦ 제연커튼설치¦ 제연커튼설치¦ 환승동선(5호선)¦ 환승동선(5호선)¦ AAM¦ UP¦ UP¦ 기존5호선 연결¦ 기존5호선 연결¦ 12형¦ 10-1형¦ 8형¦ 8형¦ 8형¦ 6형¦ 6형¦ 8형¦ 8형¦ 8형¦ 10-1형¦ 12형¦ AAM¦ AAM¦ AAM¦ AAM¦ AAM¦ Group1¦ Group2¦ 건축분야 휀스 신설¦ 건축분야 휀스 신설¦ AAM¦ 건축분야 휀스 신설¦ 건축분야 휀스 신설¦ AAM¦ 건축분야 휀스 신설¦ 건축분야 휀스 신설¦ 건축분야 휀스 신설¦ 건축분야 휀스 신설¦ 915정거장 AFC설비 지하2층 장비배치도¦ NONE¦ 지하철 915정거장¦ 국회의사당¦ 여의도¦ 샛강¦ 915정거장 AFC설비 지하2층 장비배치도¦ S = NONE¦ T¦ 9¦ 1¦ 0¦ 3¦ 0¦ 6¦ 6¦ 0¦ 0¦ 4¦
| 1단계_정거장 - 복사본 | 1단계_정거장 - 복사본 | 022. T7001034-006 909정거장 전화설비 지하1층 철거평면도 (2_2).dwg | T¦ IP¦ GND¦ KT¦ CONSOLE¦ IDF¦ GTB¦ P¦ \A1;500¦ \A1;7,900¦ \A1;28,000¦ \A1;7,600¦ \A1;7,900¦ \A1;6,100¦ \A1;6,100¦ \A1;77,538¦ \A1;30,000¦ \A1;137,537¦ \A1;107,537¦ \A1;30,000¦ \A1;2,537¦ \A1;5,000¦ \A1;5,000¦ \A1;5,000¦ \A1;5,000¦ \A1;5,000¦ \A1;5,000¦ \A1;5,000¦ \A1;5,000¦ \A1;5,000¦ \A1;5,000¦ \A1;5,000¦ \A1;5,000¦ \A1;5,000¦ \A1;7,500¦ \A1;7,500¦ \A1;7,500¦ \A1;7,500¦ \A1;7,500¦ \A1;7,500¦ \A1;7,500¦ \A1;7,500¦ (철거)¦ 901정거장 전화설비 지하1층 철거평면도(1/2)¦ 1. 음향유도기 전원은 전기콘센트를 이용한다.¦ NOTE¦ 2. 증폭기전원은 전기콘센트를 이용한다.¦ 3. 통신기계실 및 안전관리실 MAIN 분전반은 전기에서 설치한다.¦ F¦ UTP Cat.5E 25Px2조 (안전관리실)¦ D¦ 인터폰선 0.6x2Px9조 (INT)¦ UTP Cat.5E 25Px2조 (CONSOLE CONTROL, LSE)¦ E¦ (28) 인터폰선 0.6x2Px12조 (INT)¦ UTP Cat.5E 25Px1조 (콜폰)¦ MATCH LINE¦ MATCH LINE¦ TRAY (300x100)¦ C¦ 상세"A"¦ A¦ 정거장환기구(급기)¦ 접지 인출 BOX(STS)¦ 단면 상세(A-A)¦ 정거장 환기구에 설치¦ 접지 인출 BOX(STS):통신분야(4회선)¦ B¦ B¦ 600x400 (통신분야)¦ (TO:접지봉)¦ (16) UTP Cat.5E 4Px1조 (전기실)¦ A¦ (36) SPARE (운영원대기실)¦ (28) UTP Cat.5E 25Px1조 (운영원대기실)¦ MATCH LINE¦ MATCH LINE DWG No. "S1-TA-C09-DB-009-0"¦ (22) UTP Cat.5E 4Px5조 (안전관리실)¦ UTP Cat.5E 25Px2조 (안전관리실)¦ B¦ UTP Cat.5E 4Px4조 (안전관리실)¦ UTP Cat.5E 25Px2조 (CONSOLE CONTROL, LSE)¦ UTP Cat.5E 25Px1조 (전기실)¦ UTP Cat.5E 4Px1조 (전기실)¦ TRAY (300x100)¦ 상세도 "A"참조¦ TRAY (600x150)¦ DOWN TO 안전관리실 ACCESS FLOOR¦ A¦ 70C (접지봉)¦ KEY PLAN¦ Y04¦ Y03¦ Y02¦ Y01¦ Y00¦ X10¦ X12¦ X14¦ X16¦ X18¦ X20¦ X22¦ X24¦ X26¦ X27¦ X28¦ X29¦ X30¦ X31¦ X32¦ X33¦ UP¦ 운영원대기실¦ CO2실¦ 내부계단 3¦ 비상전원실¦ 안전관리실¦ 발매기실 2¦ 변전실¦ 전 기 실¦ 창 고¦ 내부계단 4¦ 909 정거장¦ STA.10km845.167¦ 외부계단 3¦ 공조기계실(PIT)¦ CO2실¦ x2¦ UTP 25P¦ [IDF No.1]¦ UTP 25P¦ [TB No.2]¦ x2¦ UTP 50P¦ [TB No.3]¦ UTP 25P¦ [TB No.4]¦ UTP Cat.5E 25Px2조 (CONSOLE CONTROL, LSE)¦ UTP Cat.5E 25Px1조 (콜폰)¦ UTP Cat.5E 25Px2조 (안전관리실)¦ UTP Cat.5E 25Px1조(운영원대기실)¦ UTP Cat.5E 25Px1조 (전기실)¦ TRAY (300x100)¦ (28) UTP Cat.5E 25Px1조 (전기실)¦ F¦ D¦ E¦ OF-MM-4Core (운영원대기실)¦ (16) UTP Cat.5E 4Px1조 (전기실)¦ (36) SPARE (전기실)¦ HUB 8Port¦ B¦ C¦ x2¦ x2¦ x5¦ (400x400x200)¦ (28) OF-MM-4Core (운영원대기실)¦ UTP Cat.5E 4Px1조 (편의점)¦ UTP Cat.5E 4Px1조 (편의점)¦ UTP Cat.5E 4Px1조 (운영원대기실)¦ UTP Cat.5E 4Px1조 (편의점)¦ UTP Cat.5E 4Px5조 (안전관리실)¦ TRAY (600x150)¦ DOWN TO 지하 2층¦ TRAY (600x150)¦ DOWN TO 지하 2층¦ 접지단자함¦ UP TO 환기실¦ A¦ UTP Cat.5E 25Px2조 (안전관리실)¦ 인터폰선 0.6x2Px9조 (INT)¦ UTP Cat.5E 25Px2조 (CONSOLE CONTROL, LSE)¦ UTP Cat.5E 25Px1조 (콜폰)¦ UTP Cat.5E 4Px1조 (편의점)¦ UTP Cat.5E 4Px5조 (안전관리실)¦ TRAY (300x100)¦ UTP Cat.5E 25Px2조 (안전관리실)¦ 인터폰선 0.6x2Px9조 (INT)¦ UTP Cat.5E 25Px2조 (CONSOLE CONTROL, LSE)¦ UTP Cat.5E 25Px1조 (콜폰)¦ UTP Cat.5E 4Px1조 (편의점)¦ UTP Cat.5E 4Px5조 (안전관리실)¦ TRAY (300x100)¦ UTP Cat.5E 25Px2조 (안전관리실)¦ 인터폰선 0.6x2Px9조 (INT)¦ UTP Cat.5E 25Px2조 (CONSOLE CONTROL, LSE)¦ UTP Cat.5E 25Px1조 (콜폰)¦ UTP Cat.5E 4Px1조 (편의점)¦ UTP Cat.5E 4Px5조 (안전관리실)¦ UTP Cat.5E 25Px1조 (전기실)¦ UTP Cat.5E 4Px1조 (전기실)¦ 인터폰선 0.6x2Px9조 (INT)¦ UTP Cat.5E 25Px1조 (콜폰)¦ 인터폰선 0.6x2Px9조 (INT)¦ MATCH LINE¦ 외부출입구 2¦ V1.2.3.4¦ V1.2¦ D6¦ V1.2¦ D7¦ 음성유도기 6EA¦ G¦ G¦ (철거)¦ (철거)¦ (철거)¦ 지하철 909정거장¦ 가양¦ 등촌¦ 염창¦ 1/400¦ 909정거장 전화설비 지하1층 철거평면도(2/2)¦ S = 1/400¦ 909정거장 전화설비 지하1층 철거평면도(2/2)¦ T¦ 7¦ 0¦ 0¦ 1¦ 0¦ 3¦ 4¦ 0¦ 0¦ 6¦ (기설활용)¦
| 1단계_정거장 - 복사본 | 1단계_정거장 - 복사본 | 044. T9103026-001 918(노들)역사노드 랙 배치도.dwg | 역사노드백본 랙 ¦ OJCx8¦ 시리얼장치 랙¦ 스위치 랙 ¦ 기지국장치 랙 ¦ OFD 랙 ¦ MDF 랙 ¦ GND¦ OJCx8¦ OJCx16¦ OJCx4¦ UTP Cat6 25Px2¦ UTP Cat6 25Px2¦ HFCO 2C/4㎟¦ HFCO 2C/4㎟¦ HFCO 2C/4㎟¦ F-GV 16㎟¦ F-GV 16㎟¦ F-GV 16㎟¦ F-GV 16㎟¦ F-GV 16㎟¦ F-GV 16㎟¦ UPS¦ OJCx4¦ UTP Cat6 25Px2¦ F-GV 16㎟¦ 918(노들)역사노드 랙 배치도¦ NONE¦ 918(노들)역사노드 랙 배치도¦ S = NONE¦ OFD 랙¦ MDF 랙 (기설)¦ 기지국장치 랙¦ MDF¦ MDF¦ MDF¦ MDF¦ MDF¦ OFD¦ OFD¦ OFD¦ OFD¦ OFD¦ \pi-15,l20,t20;* 예시도면이며 제조사별 구성도 다를 수 있음.¦ PDP¦ OPDP¦ \pi-15,l20,t20;* 랙 내 접지바에서 장치간 접지 연결.¦ RRU¦ 정류기¦ 918(노들)역사노드 랙 배치도¦ NONE¦ 918(노들)역사노드 랙 배치도¦ S = NONE¦ OFD 랙¦ MDF 랙¦ 기지국장치 랙¦ 스위치 랙¦ 역사노드백본 랙¦ 시리얼장치¦ PDP¦ MDF¦ MDF¦ MDF¦ MDF¦ MDF¦ OFD¦ OFD¦ OFD¦ OFD¦ OFD¦ 스위치¦ 스위치¦ 스위치¦ PDP¦ 백본스위치¦ 백본스위치¦ UPS¦ OJCx8¦ 역사노드백본 랙 ¦ 스위치 랙 ¦ 기지국장치 랙 ¦ OFD 랙 ¦ MDF 랙 ¦ GND¦ OJCx8¦ OJCx16¦ OJCx4¦ UTP Cat6 25Px2¦ UTP Cat6 25Px2¦ HFCO 2C/4㎟¦ HFCO 2C/4㎟¦ HFCO 2C/4㎟¦ F-GV 16㎟¦ F-GV 16㎟¦ F-GV 16㎟¦ F-GV 16㎟¦ F-GV 16㎟¦ F-GV 16㎟¦ \pi-15,l20,t20;* 예시도면이며 제조사별 구성도 다를 수 있음.¦ PDP¦ PDOD¦ \pi-15,l20,t20;* 랙 내 접지바에서 장치간 접지 연결.¦ RRU¦ 정류기¦ 역사노드백본 랙 ¦ OJCx8¦ 시리얼장치¦ 기지국장치 랙 ¦ OFD 랙 ¦ MDF 랙 ¦ GND¦ OJCx4¦ OJCx4¦ UTP Cat5e 4Px2¦ HFCO 2C/4㎟¦ HFCO 2C/4㎟¦ F-GV 16㎟¦ F-GV 16㎟¦ F-GV 16㎟¦ UPS¦ UTP Cat6 25Px2¦ OPDP¦ RRU 1¦ RRU 2¦ RRU 3¦ RRU 4¦ 역사노드백본 랙¦ 시리얼장치¦ PDP¦ 백본스위치¦ 백본스위치¦ F-GV 16㎟¦ 917¦ 919¦ 918¦ T¦ 9¦ 1¦ 0¦ 3¦ 0¦ 2¦ 6¦ 0¦ 0¦ 1¦ OJCx10¦ OJCx8¦ F-GV 16㎟¦ 정류기¦ DU_A¦ PDP¦ DU_S¦ RRU¦ OPDP¦ OPDP¦ RRU 정류기¦ RRU 축전지¦
| 1단계_정거장 - 복사본 | 1단계_정거장 - 복사본 | 071. T9103038-020 행선안내 표시기 현장 설치도.dwg | \A1;478¦ \A1;340¦ \A1;660¦ \A1;660¦ \A1;2,120¦ -¦ T¦ 0¦ 0¦ 0¦ 0¦ 0¦ 0¦ 0¦ 0¦ 0¦ 0¦ 공통¦ FRONT VIEW¦ SIDE VIEW¦ 1. 도장 색상 : Dark Gray¦ 2. 표시기 Weight : 약 200 Kg¦ NOTE¦ \A1;200¦ \A1;500¦ 3.2¦ t¦ 84 X ¦ \A1;500¦ t5¦ M10(W3/8) 전장:80Cm¦ %%c¦ 나사길이:40Cm¦ 인장강도:2,160Kg¦ 적합드릴:14.4¦ 40" LCD¦ 행선안내 표시기 현장 설치도¦ 행선안내 표시기 현장 설치도¦ S = NONE¦ NONE¦ 공통¦ T¦ 9¦ 1¦ 0¦ 3¦ 0¦ 3¦ 8¦ 0¦ 2¦ 0¦ \A1;3,000¦
| 1단계_정거장 - 복사본 | 1단계_정거장 - 복사본 | 022. T7001034-005 911정거장 전화설비 지하1,2층 철거평면도 (1_2).dwg | IP¦ KT¦ INT¦ CONSOLE¦ 배선반¦ AMP¦ H¦ \A1;7,777¦ \A1;7,500¦ \A1;7,500¦ \A1;7,500¦ \A1;3,750¦ \A1;30,000¦ \A1;5,000¦ \A1;5,000¦ \A1;5,000¦ \A1;5,000¦ \A1;5,000¦ \A1;5,000¦ \A1;5,000¦ \A1;5,000¦ \A1;7,330¦ \A1;7,330¦ \A1;500¦ \A1;3,880¦ \A1;7,830¦ \A1;3,880¦ \A1;7,830¦ \A1;23,420¦ \A1;500¦ DN¦ OPEN¦ OPEN¦ 상부OPEN¦ 1. 음향유도기 전원은 전기콘센트를 이용한다.¦ NOTE¦ 2. 증폭기전원은 전기콘센트를 이용한다.¦ 3. 통신기계실 및 안전관리실 MAIN 분전반은 전기에서 설치한다.¦ TRAY (900x150)¦ UTP Cat.5E 4Px3조 (승강장 공중전화)¦ G¦ DOWN TO 지하3층¦ UTP Cat.5E 4Px3조 (승강장 INT)¦ TRAY (300x100)¦ M¦ UTP Cat.5E 25Px2조 (임대상가)¦ (28) UTP Cat.5E 4Px6조 (임대상가)¦ UTP Cat.5E 4Px3조 (대합실 공중전화)¦ UTP Cat.5E 4Px2조 (용역원대기실)¦ UTP Cat.5E 4Px2조 (이동통신기계실)¦ UTP Cat.5E 4Px3조 (편의점)¦ UTP Cat.5E 4Px2조 (공조기계실2)¦ 인터폰선 0.6x2Px9조 (INT)¦ C¦ TRAY (300x100)¦ UTP Cat.5E 25Px2조 (임대상가)¦ UTP Cat.5E 4Px6조 (임대상가)¦ UTP Cat.5E 4Px2조 (용역원대기실)¦ UTP Cat.5E 4Px2조 (이동통신기계실)¦ UTP Cat.5E 4Px3조 (편의점)¦ UTP Cat.5E 4Px2조 (공조기계실2)¦ UTP Cat.5E 4Px3조 (승강장 공중전화)¦ UTP Cat.5E 4Px3조 (승강장 INT)¦ A¦ TRAY (300x100)¦ UTP Cat.5E 25Px2조 (임대상가)¦ UTP Cat.5E 4Px6조 (임대상가)¦ UTP Cat.5E 4Px2조 (용역원대기실)¦ UTP Cat.5E 4Px2조 (이동통신기계실)¦ UTP Cat.5E 4Px2조 (편의점)¦ UTP Cat.5E 4Px2조 (공조기계실2)¦ UTP Cat.5E 4Px3조 (승강장 공중전화)¦ E¦ TRAY (300x100)¦ UTP Cat.5E 25Px2조 (임대상가)¦ UTP Cat.5E 4Px6조 (임대상가)¦ UTP Cat.5E 4Px2조 (용역원대기실)¦ UTP Cat.5E 4Px2조 (이동통신기계실)¦ UTP Cat.5E 4Px2조 (편의점)¦ UTP Cat.5E 4Px2조 (공조기계실2)¦ UTP Cat.5E 4Px3조 (승강장 공중전화)¦ UTP Cat.5E 25Px1조 (전기실)¦ UTP Cat.5E 4Px2조 (공조기계실1)¦ H¦ TRAY (600x150)¦ DOWN TO 통신기계실 ACCESS FLOOR¦ UTP Cat.5E 25Px2조 (임대상가)¦ UTP Cat.5E 4Px6조 (임대상가)¦ UTP Cat.5E 4Px2조 (용역원대기실)¦ UTP Cat.5E 4Px2조 (이동통신기계실)¦ UTP Cat.5E 4Px2조 (편의점)¦ UTP Cat.5E 4Px2조 (공조기계실2)¦ UTP Cat.5E 25Px1조 (전기실)¦ UTP Cat.5E 4Px2조 (공조기계실1)¦ D¦ TRAY (300x100)¦ UTP Cat.5E 25Px2조 (CONSOLE CONTROL, LSE)¦ F¦ (36) UTP Cat.5E 25Px3조 (안전관리실)¦ TRAY (900x150)¦ UTP Cat.5E 4Px3조 (승강장 공중전화)¦ J¦ DOWN TO 지하3층¦ UTP Cat.5E 4Px3조 (승강장 INT)¦ TRAY (300x100)¦ K¦ UTP Cat.5E 4Px3조 (승강장 공중전화)¦ 인터폰선 0.6x2Px4조 (INT)¦ UTP Cat.5E 4Px3조 (승강장 INT)¦ L¦ DOWN TO CP PANEL¦ (16) 인터폰선 0.6x2Px4조 (INT)¦ N¦ (16) 인터폰선 0.6x2Px4조 (INT)¦ O¦ DOWN TO CP PANEL¦ (16) 인터폰선 0.6x2Px4조 (INT)¦ Q¦ (16) UTP Cat.5E 4Px2조 (임대상가)¦ UTP Cat.5E 4Px3조 (대합실 공중전화)¦ UTP Cat.5E 4Px3조 (대합실 공중전화)¦ UTP Cat.5E 4Px3조 (대합실 공중전화)¦ P¦ (54)x2 SPARE (KT LINE)¦ (28) UTP Cat.5E 4Px6조 (임대상가)¦ (22) 7C-HFBTx1조 (TV)¦ (36) UTP Cat.5E 25Px2조 (임대상가)¦ (22) 5C-HFBTx2조 (TV)¦ (16) 인터폰선 0.6x2Px5조 (INT)¦ (16) F-GV 4.0㎟x1조 (GND)¦ UTP Cat.5E 4Px3조 (승강장 INT)¦ UTP Cat.5E 4Px3조 (승강장 INT)¦ UTP Cat.5E 4Px6조 (승강장 INT)¦ KEY PLAN¦ 22,777¦ 33,750¦ 7,500¦ 86,527¦ X10¦ X11¦ X12¦ X13¦ X14¦ X09¦ X08¦ X07¦ X06¦ X05¦ X04¦ X01¦ X02¦ X00¦ X03¦ Y00¦ Y01¦ Y03¦ Y05¦ Y06¦ DN¦ DN¦ 공조기계실1¦ 비상전원실¦ CO2실¦ 전기실¦ 창 고¦ 통신기계실¦ 안전관리실¦ 복 도¦ 화장실¦ 외부출입구1¦ 방범셔터¦ 외부엘리베이터1¦ 911 정거장¦ STA.12km615.167¦ (16) 인터폰선 0.6x2Px4조 (INT)¦ (16) 인터폰선 0.6x2Px5조 (INT)¦ (16) UTP Cat.5E 4Px2조 (임대상가)¦ I¦ DOWN TO 안전관리실 ACCESS FLOOR¦ 인터폰선 0.6x2Px13조 (INT)¦ TRAY (600x150)¦ MATCH LINE DWG No. "S1-TA-S11-DB-010-0"¦ x4 ¦ x2¦ UTP 50P¦ [TB No.2]¦ x2¦ x2 ¦ x2¦ G¦ H¦ E¦ A¦ D¦ C¦ J¦ K¦ L¦ M¦ O¦ Q¦ (P3:100x100x100)¦ UTP 25P¦ [TB No.1]¦ (P9:300x300x200)¦ (P10:300x300x200)¦ (42) 인터폰선 0.6x2Px13조 (INT)¦ DOWN TO CP PANEL¦ (36) UTP Cat.5E 25Px2조 (임대상가)¦ (16) 인터폰선 0.6x2Px5조 (INT)¦ (22) UTP Cat.5E 4Px4조 (임대상가)¦ (16) 인터폰선 0.6x2Px5조 (INT)¦ (36) UTP Cat.5E 25Px2조 (임대상가)¦ (16) UTP Cat.5E 4Px2조 (임대상가)¦ x2¦ x2¦ (P2:200x200x100)¦ (16) UTP Cat.5E 4Px2조 (공조기계실1)¦ F¦ (28) UTP Cat.5E 25Px1조 (전기실)¦ (36) SPARE (전기실)¦ UTP 25P¦ [TB No.3]¦ (P6:400x400x200)¦ P¦ 수공¦ KT. MANHOLE ¦ (김포좌6 직6)¦ M¦ (700x400x100)¦ (54)x2 SPARE (KT LINE)¦ (P7:300x300x200)¦ (54)x2 SPARE (KT LINE)¦ I¦ N¦ (16) 인터폰선 0.6x2Px각1조 (콜폰)¦ (16) 인터폰선 0.6x2Px1조 (콜폰)¦ (28) UTP Cat.5E 25Px1조 (콜폰)¦ (700x400x100)¦ (600x600x300)¦ UTP Cat.5E 4Px1조 (편의점)¦ R¦ (36) UTP Cat.5E 25Px2조 (임대상가)¦ UP TO 지하1층¦ R¦ UTP Cat.5E 25Px1조 (INT)¦ UTP Cat.5E 25Px1조 (콜폰)¦ UTP Cat.5E 25Px3조 (안전관리실)¦ UTP Cat.5E 25Px3조 (안전관리실)¦ UTP Cat.5E 4Px3조 (대합실 공중전화)¦ UTP Cat.5E 4Px6조 (승강장 공중전화)¦ 인터폰선 0.6x2Px13조 (INT)¦ UTP Cat.5E 25Px1조 (콜폰)¦ 4-11~14¦ 4-15~18¦ 3-31~34¦ 3-35~38¦ 3-41~44¦ 3-45~48¦ 천정형UTP25P¦ V1.2.3.4¦ V1.2¦ 5¦ 4¦ 3¦ 2¦ 1¦ 7¦ 8¦ 9¦ 10¦ 11¦ 12¦ 6¦ 13¦ 임대상가4¦ 임대상가2¦ S¦ Q¦ (철거)¦ (철거)¦ (철거)¦ (철거)¦ 지하철 911정거장¦ 염창¦ 신목동¦ 선유도¦ 1/400¦ 911정거장 전화설비 지하1,2층 철거평면도(1/2)¦ S = 1/400¦ 911정거장 전화설비 지하1,2층 철거평면도(1/2)¦ T¦ 7¦ 0¦ 0¦ 1¦ 0¦ 3¦ 4¦ 0¦ 0¦ 5¦ (기설활용)¦ P¦
| 1단계_정거장 - 복사본 | 1단계_정거장 - 복사본 | 022. T7001034-004 종합관리 및 복지후생동 구내통신설비 지상2층 신설평면도.dwg | T¦ IDF¦ HUB¦ C/R¦ \A1;7,700¦ \A1;67,100¦ \A1;6,600¦ \A1;6,600¦ \A1;6,600¦ \A1;6,600¦ \A1;6,600¦ \A1;6,600¦ \A1;6,600¦ \A1;6,600¦ \A1;6,600¦ \A1;2,100¦ \A1;10,800¦ \A1;2,500¦ \A1;5,000¦ \A1;7,500¦ \A1;27,900¦ \A1;3,200¦ \A1;3,400¦ \A1;3,200¦ \A1;3,400¦ \A1;1,800¦ \A1;3,000¦ \A1;3,600¦ \A1;3,000¦ \A1;3,600¦ \A1;600¦ \A1;600¦ OPEN¦ DN¦ UP¦ DN¦ UP¦ RA/SA¦ 연결통로¦ P¦ D¦ P¦ D¦ A¦ D¦ C¦ H¦ 17인승¦ 17인승¦ 장애우¦ 겸 용¦ 화장실(남)¦ 화장실(여)¦ 계단실-2¦ 계단실-1¦ HALL/복도¦ 문서실1¦ 문서실2¦ 인사팀¦ 보건/안전/보안¦ 현금취급실¦ 예비실1¦ 예비실2¦ 공조실¦ 갱의실(남)¦ 갱의실(여)¦ 발코니¦ SLOPE¦ 장애우¦ 장애우¦ 901정거장방향¦ -100¦ SLOPE¦ SLOPE¦ SLOPE¦ F.D 0 75(2개소)¦ /¦ SLOPE¦ EPS¦ ux8¦ ux8¦ ux16¦ ux12¦ ux4¦ ux16¦ ux28¦ [24Port]¦ [IDF No.2]¦ x2¦ ux12¦ ux4¦ ux16¦ ux8¦ ux24¦ ux20¦ [24Port]¦ 100P¦ A¦ (16) UTP Cat.5E 4Px2조 (공조실)¦ B¦ C¦ E¦ F¦ G¦ H¦ J¦ 2D¦ (28) FR-CV 2C/4.0㎟x1조 (TV AMP POWER)¦ (22) 7C-HFBTx1조 (TV AMP)¦ M¦ x2¦ N¦ (16) UTP Cat.5E 4Px1조 (CAMERA)(신설)¦ (22) UTP Cat.5E 4Px4조 (현금취급실,재경본부장)¦ L¦ UTP Cat.5E 4Px8조 (문서실1,2,예비실1,2)¦ M¦ CABLE TRAY (W:600)¦ UTP Cat.5E 4Px1조 (CAMERA)(신설)¦ K¦ UP TO 지상3층 EPS실¦ CABLE TRAY (W:600)¦ J¦ CABLE TRAY (W:600)¦ UTP Cat.5E 4Px1조 (CAMERA)(신설)¦ 5C-HFBTx1조 (TV)¦ HIV 1.5㎟x2조 (CLOCK)¦ F-GV 4.0㎟x1조 (GND)¦ I¦ H¦ CABLE TRAY (W:600)¦ UTP Cat.5E 25Px4조x2 (회의실,재무회계팀)¦ G¦ (54) UTP Cat.5E 25Px4조 (재무회계팀)¦ (16) F-GV 4.0㎟x1조 (GND)¦ F¦ E¦ (22) 5C-HFBTx2조 (TV)¦ (16) HIV 1.5㎟x4조 (CLOCK)¦ D¦ C¦ CABLE TRAY (W:600)¦ UTP Cat.5E 25Px4조 (회의실)¦ F-GV 4.0㎟x1조 (GND)¦ A¦ CABLE TRAY (W:600)¦ B¦ (54) UTP Cat.5E 25Px4조 (회의실)¦ UTP Cat.5E 4Px3조 (총무팀)¦ (22) UTP Cat.5E 4Px6조 (강의실1,2,3)¦ (16) F-GV 4.0㎟x1조 (GND)¦ UTP Cat.5E 4Px8조 (문서실1,2,예비실1,2)¦ N¦ CABLE TRAY (W:600)¦ NOTE¦ (28) UTP Cat.5E 4Px2조¦ (28) UTP Cat.5E 4Px4조¦ ux2¦ ux4¦ (28) UTP Cat.5E 4Px6조¦ ux6¦ (28) UTP Cat.5E 4Px8조¦ ux8¦ (28) UTP Cat.5E 4Px10조¦ ux10¦ (28) x2 UTP Cat.5E 4Px12조¦ ux12¦ 100P¦ [IDF No.4]¦ HALL-3¦ (P13:100x100x100)¦ (16) UTP Cat.5E 4Px2조 (출입통제)¦ UTP Cat.5E 4Px2조 (출입통제)¦ (P10:300x300x200)¦ (P12:400x400x200)¦ 인사임원실¦ 총무팀¦ 회의실¦ 재무ㆍ회계팀¦ 재경본부장¦ 강의실1¦ 강의실2¦ 강의실3¦ D¦ ux8¦ ux4¦ ux4¦ ux8¦ I¦ (22) 5C-HFBTx2조 (TV)¦ (16) HIV 1.5㎟x2조 (CLOCK)¦ (22) 5C-HFBTx2조 (TV)¦ (16) HIV 1.5㎟x2조 (CLOCK)¦ (16) UTP Cat.5E 4Px2조 (예비실2)¦ (22) UTP Cat.5E 4Px4조 (문서실1,2)¦ x2¦ x2¦ (16) UTP Cat.5E 4Px2조¦ (22) 5C-HFBTx2조 (TV)¦ (16) UTP Cat.5E 4Px2조¦ (22) 5C-HFBTx2조 (TV)¦ X01¦ X02¦ X03¦ X04¦ X05¦ X06¦ X07¦ X08¦ X09¦ X10¦ X11¦ Y01¦ Y02¦ Y04¦ Y05¦ Y06¦ Y03¦ x2¦ x3¦ x3¦ x3¦ ux4¦ ux4¦ ux4¦ ux8¦ ux4¦ (28) x2 UTP Cat.5E 4Px14조¦ ux14¦ ux16¦ ux18¦ ux20¦ ux22¦ (28) x2 UTP Cat.5E 4Px16조¦ (28) x2 UTP Cat.5E 4Px18조¦ (28) x2 UTP Cat.5E 4Px20조¦ (28) x2 UTP Cat.5E 4Px22조¦ K¦ L¦ (22) UTP Cat.5E 4Px2조 (인사임원실)¦ (16) 5C-HFBTx1조 (TV)¦ (16) HIV 1.5㎟x2조 (CLOCK)¦ x2¦ x2¦ x2¦ (22) UTP Cat.5E 4Px4조 (예비실1,2)¦ x2¦ (16) UTP Cat.5E 4Px2조 (문서실1)¦ (16) UTP Cat.5E 4Px2조 (재경본부장)¦ (22) 5C-HFBTx2조 (TV)¦ (16) HIV 1.5㎟x2조 (CLOCK)¦ (16) UTP Cat.5E 4Px2조 (재무회계팀)¦ (16) UTP Cat.5E 4Px2조 (출입통제)¦ (22) 5C-HFBTx2조 (TV)¦ (16) HIV 1.5㎟x2조 (CLOCK)¦ (16) UTP Cat.5E 4Px2조 (재무회계팀)¦ (22) UTP Cat.5E 4Px3조 (인사팀)¦ (16) 5C-HFBTx1조 (TV)¦ (16) HIV 1.5㎟x2조 (CLOCK)¦ UTP Cat.5E 4Px5조 (인사팀,인사임원실)¦ 5C-HFBTx1조 (TV)¦ HIV 1.5㎟x2조 (CLOCK)¦ UTP Cat.5E 4Px4조 (강의실2,3)¦ 5C-HFBTx1조 (TV)¦ HIV 1.5㎟x2조 (CLOCK)¦ (22) UTP Cat.5E 4Px5조 (공조실,총무팀)¦ (22) UTP Cat.5E 4Px6조 (총무팀,보건/안전/보안)¦ CABLE TRAY (W:600)¦ UTP Cat.5E 25Px4조 (회의실)¦ F-GV 4.0㎟x1조 (GND)¦ UTP Cat.5E 4Px3조 (보건/안전/보안)¦ UTP Cat.5E 4Px4조 (강의실2,3)¦ 5C-HFBTx1조 (TV)¦ HIV 1.5㎟x2조 (CLOCK)¦ (16) UTP Cat.5E 4Px2조 (재무회계팀)¦ (22) UTP Cat.5E 4Px4조 (현금취급실,재경본부장)¦ (28) UTP Cat.5E 4Px8조 (문서실1,2,예비실1,2)¦ (28) OF-MM-8Corex1조 (회의실 HUB)¦ (28) OF-MM-8Corex1조 (재무회계팀 HUB)¦ OF-MM-8Corex1조 (회의실 HUB)¦ OF-MM-8Corex1조 (회의실 HUB)¦ F-GV 4.0㎟x1조 (GND)¦ UTP Cat.5E 4Px8조 (문서실1,2,예비실1,2)¦ UTP Cat.5E 4Px4조 (강의실3,재무회계팀)¦ 5C-HFBTx1조 (TV)¦ HIV 1.5㎟x2조 (CLOCK)¦ OF-MM-8Corex2조 (회의실,재무회계팀 HUB)¦ UTP Cat.5E 4Px4조 (현금취급실,재경본부장)¦ UTP Cat.5E 25Px4조x2 (회의실,재무회계팀)¦ OF-MM-8Corex2조 (회의실,재무회계팀 HUB)¦ UP TO 지상2층 EPS실¦ CABLE TRAY (W:600)¦ SPIRAL SLEEVE(난연) 28mmx6조¦ OF-SM-46Corex2조 (본선)¦ OF-SM-8Corex3조 (검사고, 주공장, 중정비쎈타 광S/W HUB)¦ OF-SM-4Corex1조 (열차무선)¦ UTP Cat.5E 4Px2조 (CAMERA)(신설)¦ UTP Cat.5E 25Px2조x2 (전기실, 식당)¦ F/S(J.F) 0.65x25P(50%차폐)x1조 (본선)¦ F/S(J.F) 0.65x100P(50%차폐)x4조 (검사고, 주공장, 중정비쎈타, 901국선)¦ F/S(J.F) 0.65x50P(50%차폐)x1조 (모타카고)¦ F/S(J.F) 0.65x25P(50%차폐)x3조 (변전소, 경비실(정문), 경비실(후문))¦ FR-CVVSB 20C/1.5㎟x2조 (검사고, 주공장 방송)¦ MIC-SH 2C/0.75㎟x2조x2 (검사고, 주공장 방송)¦ 10C-HFBTx5조 (검사고, 주공장, 부속동, 901정거장 TV)¦ 7C-HFBTx1조 (TV AMP)¦ UTP Cat.5E 4Px2조 (출입통제)¦ UTP Cat.5E 4Px3조 (공중전화)¦ F-GV 4.0㎟x1조 (GND)¦ HIV 1.5㎟x6조 (CLOCK)¦ FR-CV 2C/4.0㎟x1조 (TV AMP POWER)¦ FR-CVVSB 2C/2.5㎟x2조 (검사고, 주공장 CLOCK)¦ FR-CVVSB 3C/2.5㎟x15조 (부속동 SP)¦ UTP Cat.5E 25Px6조 (당직실)¦ UTP Cat.5E 25Px1조 (감시실)¦ FR-CVVSB 6C/1.5㎟x2조 (변전소 출입통제)¦ OF-MM-8Corex1조 (당직실 광S/W HUB)¦ FR-CV 2C/4.0㎟x3조 (TV AMP POWER)¦ 인터폰선 0.6x2Px1조 (인터폰)¦ SPIRAL SLEEVE(난연) 28mmx6조¦ OF-SM-46Corex2조 (본선)¦ OF-SM-8Corex3조 (검사고, 주공장, 중정비쎈타 광S/W HUB)¦ OF-SM-4Corex1조 (열차무선)¦ UTP Cat.5E 4Px3조 (CAMERA)(신설)¦ UTP Cat.5E 25Px2조x2 (전기실, 식당)¦ F/S(J.F) 0.65x25P(50%차폐)x1조 (본선)¦ F/S(J.F) 0.65x100P(50%차폐)x4조 (검사고, 주공장, 중정비쎈타, 901국선)¦ F/S(J.F) 0.65x50P(50%차폐)x1조 (모타카고)¦ F/S(J.F) 0.65x25P(50%차폐)x3조 (변전소, 경비실(정문), 경비실(후문))¦ FR-CVVSB 20C/1.5㎟x2조 (검사고, 주공장 방송)¦ MIC-SH 2C/0.75㎟x2조x2 (검사고, 주공장 방송)¦ 10C-HFBTx5조 (검사고, 주공장, 부속동, 901정거장 TV)¦ 7C-HFBTx1조 (TV AMP)¦ UTP Cat.5E 4Px4조 (출입통제)¦ UTP Cat.5E 4Px3조 (공중전화)¦ F-GV 4.0㎟x1조 (GND)¦ HIV 1.5㎟x8조 (CLOCK)¦ FR-CV 2C/4.0㎟x1조 (TV AMP POWER)¦ FR-CVVSB 2C/2.5㎟x2조 (검사고, 주공장 CLOCK)¦ FR-CVVSB 3C/2.5㎟x15조 (부속동 SP)¦ UTP Cat.5E 25Px6조 (당직실)¦ UTP Cat.5E 25Px1조 (감시실)¦ FR-CVVSB 6C/1.5㎟x2조 (변전소 출입통제)¦ OF-MM-8Corex2조 (당직실, 회의실 광S/W HUB)¦ FR-CV 2C/4.0㎟x3조 (TV AMP POWER)¦ 인터폰선 0.6x2Px1조 (인터폰)¦ 5C-HFBTx3조 (TV)¦ 5C-HFBTx4조 (TV)¦ UTP Cat.5E 25Px4조x2 (회의실,재무회계팀)¦ OF-MM-8Corex2조 (회의실,재무회계팀 HUB)¦ 31.31¦ 29.27¦ 30.30¦ 27.28.26¦ 26.25¦ x2¦ (22) UTP Cat.5E 4Px2조 (인사임원실)¦ (22) UTP Cat.5E 4Px3조 (인사팀)¦ (22) UTP Cat.5E 4Px2조 (인사임원실)¦ 34.33¦ 29.29¦ 28.28¦ 27.27¦ 26.26¦ 24.24¦ 25.25¦ x2¦ x2¦ 23.23¦ 23¦ 24¦ 23¦ 32¦ 33¦ 32¦ 1.1¦ 2.2¦ 3.3¦ 4.4¦ 5.5¦ 6.6¦ 7.7¦ 8.8¦ 13.13¦ 14.14¦ 11.11¦ 12.12¦ 9.9¦ 10.10¦ x2¦ 25.24¦ 17.17¦ 18.18¦ 15.15¦ 16.16¦ 19.19¦ 20.20¦ 21.21¦ 22.22¦ 1.1¦ 2.2¦ 7.7¦ 8.8¦ 5.5¦ 6.6¦ 3.3¦ 4.4¦ 9.9¦ 10.10¦ 11.11¦ 12.12¦ 17.17¦ 18.18¦ 19.19¦ 20.20¦ 15.15¦ 16.16¦ 13.13¦ 14.14¦ 21.21¦ 22.22¦ 3.9.01¦ 3.10.50¦ 3.7.01¦ 3.8.50¦ 종합관리 및 복지후생동 구내통신설비 ¦ 종합관리 및 복지후생동 구내통신설비 지상2층 신설평면도¦ S = 1/300¦ 1/300¦ 차량기지¦ 차량기지¦ 지상2층 신설평면도¦ T¦ 7¦ 0¦ 0¦ 1¦ 0¦ 3¦ 4¦ 0¦ 0¦ 4¦ P¦
| 1단계_정거장 - 복사본 | 1단계_정거장 - 복사본 | 001~003. T1001001~003 914 정거장 목록표,범례도, 표지,간지.dwg | (공통 상세도)¦ (914 정거장)¦ 공통¦ T¦ 1¦ 0¦ 0¦ 0¦ 0¦ 0¦ 0¦ 0¦ 0¦ 0¦ 네트워크장비 통신기기실 실장도¦ 서지보호기 상세도¦ DU 시스템 상세도¦ DU RACK 상세도¦ RRU 시스템 상세도¦ OFD 48C 상세도¦ OFD 24C 상세도¦ FDF 48C 상세도¦ 실내안테나 설치상세도¦ 옥상안테나폴[5M] 상세도¦ 옴니 안테나 상세도¦ 정류기 상세도¦ RACK 접지상세도¦ 수공 상세도[1/2]¦ 수공 상세도[2/2]¦ 수공철개 상세도¦ PIPING 상세도[1/3]¦ PIPING 상세도[2/3]¦ PIPING 상세도[3/3]¦ TERMINAL BOX 상세도¦ 접지함 상세도¦ WALL PULLBOX DETAIL¦ 여자화장실 INTERPHONE DETAIL¦ RACK 바닥고정 설치상세도¦ 광점퍼코드[OJC]상세도¦ 도면번호¦ 구 분¦ 도 면 명¦ 축 척¦ 도면번호¦ 구 분¦ 축 척¦ 도면번호¦ 구 분¦ 축 척¦ 1¦ 2¦ 도면목록표¦ NONE¦ 3¦ NONE¦ 4¦ NONE¦ 5¦ NONE¦ 6¦ 7¦ 8¦ NONE¦ 9¦ 1/100¦ 10¦ 11¦ 12¦ 13¦ 14¦ 15¦ 16¦ 17¦ 18¦ 19¦ 20¦ 21¦ 22¦ 23¦ 24¦ 25¦ 26¦ 도 면 명¦ 도 면 명¦ 1/600¦ 1/600¦ 도 면 목 록 표¦ NONE¦ 도 면 목 록 표¦ S = NONE¦ 914정거장 CIRCUIT WIRING SYSTEM DIAGRAM / 신설¦ 914정거장 통신기계실 & 안전관리실 CABLE WIRING DIAGRAM¦ 914정거장 종합무선중계,열차무선설비 DIAGRAM¦ NONE¦ NONE¦ NONE¦ NONE¦ NONE¦ NONE¦ NONE¦ NONE¦ NONE¦ NONE¦ NONE¦ NONE¦ NONE¦ 정거장 통신설비 계통도¦ 범례도¦ 914정거장 ¦ 27¦ 28¦ 29¦ 30¦ 31¦ 32¦ 33¦ 34¦ 35¦ 914정거장 통신기계실 기기배치도 및 바닥 TRAY 설치도¦ 36¦ 37¦ 38¦ 39¦ 40¦ 41¦ 42¦ 43¦ 44¦ 공통상세도¦ 45¦ 46¦ NONE¦ NONE¦ NONE¦ NONE¦ NONE¦ 47¦ 48¦ 49¦ 50¦ 51¦ 52¦ 53¦ 54¦ 55¦ 56¦ 57¦ 58¦ 59¦ 60¦ 61¦ 62¦ 63¦ 64¦ 65¦ 66¦ 67¦ 68¦ 69¦ 70¦ 71¦ 72¦ 73¦ 74¦ NONE¦ NONE¦ NONE¦ NONE¦ NONE¦ NONE¦ NONE¦ NONE¦ NONE¦ NONE¦ NONE¦ NONE¦ NONE¦ NONE¦ NONE¦ 심 볼¦ 명 칭¦ 비 고¦ 심 볼¦ 명 칭¦ 비 고¦ ( 36 )¦ ATT¦ 관 로 케 이 블 포 설 (신설)¦ GND¦ MGB¦ 직 매 케 이 블 포 설¦ 트 라 후 내 포 설¦ 천 장 노 출 배 관¦ 케 이 블 접 속¦ 바 닥 배 관¦ 전 선 관 규 격¦ 전 선 관 상 향¦ 전 선 관 하 향¦ 전 선 관 통 과¦ 분 전 반¦ U T P 단 자 함¦ 주 접 지 단 자 함¦ 접 지 단 자 함¦ 천 장 형 풀 박 스¦ 기 설 천 장 형 풀 박 스¦ 벽 부 형 풀 박 스¦ 아 웃 레 트 박 스¦ 인 공¦ 수 공 (신 설)¦ 모 듈 러 잭 (R J - 4 5)¦ 구 내 전 화¦ 역 간 직 통 전 화¦ 사 령 전 화¦ 키 폰 전 화 모 장 치¦ 키 폰 전 화 자 장 치¦ 인 터 폰 자 장 치¦ 모 사 전 송 장 치¦ 콜 폰¦ T V 단 자¦ 장 애 자 용 유 도 음 향 장 치¦ 증 폭 기¦ 천 장 형 스 피 커 (3 W)¦ 벽 부 형 스 피 커 (3 W)¦ 벽 부 형 스 피 커 (3 W)¦ 천 장 형 스 피 커 (5 W)¦ 벽 부 형 스 피 커 (5 W)¦ 컬 럼 형 스 피 커 (20 W)¦ 음 량 조 절 기¦ H I V 1 . 5 ㎟ x 3 조¦ 안 테 나¦ 카 메 라¦ 펜 틸 트 카 메 라¦ 열 차 행 선 안 내 게 시 기¦ 부 모 시 계¦ 자 시 계¦ 사 각 시 계¦ M¦ 방 송 단 자 함¦ P¦ P¦ KP¦ KP¦ H¦ M¦ G¦ PA AMP¦ T¦ 기 설 벽 부 형 풀 박 스¦ INT¦ H o r n 스 피 커 (30 W)¦ 4D¦ AMP¦ T V 분 배 기¦ T V 증 폭 기¦ C/R¦ ACU¦ 출 입 통 제 자 장 치¦ 출 입 통 제 주 장 치¦ 종 단 저 항¦ (200x200x100)¦ (400x500x150)¦ 심 볼¦ 명 칭¦ 비 고¦ SMS¦ ATVM¦ AAM¦ AGM¦ 자 동 발 매 기¦ 자 동 정 산 기¦ 역 단 위 전 산 기¦ 개 집 표 기¦ 케 이 블 트 레 이¦ 일 반 전 화 (국선)¦ KT¦ ATTENUATOR 포함¦ 수치규격표시¦ 수치규격표시¦ 분 배 기¦ D¦ 승 강 장 천 장 노 출 배 관¦ (36) : 수치규격표시¦ 인터폰¦ 모장치¦ 인 터 폰 모 장 치¦ MSC¦ MWS¦ 시스템박스¦ 컬 럼 형 스 피 커 (10 W)¦ INSTALLATION OF DUCT SYSTEM¦ INSTALLATION OF DIRECTBURIED CABLE¦ INSTALLATION OF TROUGH SYSTEM¦ CABLE TRAY¦ CABLE IN CONDUIT CELING EXPOSED¦ CABLE JOINT¦ CABLE IN CONDUIT FLOOR EXPOSED¦ CONDUIT SIZE¦ CONDUIT GOING UPWARD¦ CONDUIT GOING DOWNWARD¦ CONDUIT PASSING¦ POWER DISTRIBUTION BOARD¦ UTP TERMINAL BOX¦ PUBLIC ADDRESS TERMINAL BOX¦ MAIN GROUND BOX¦ EARTH TERMINAL BOX¦ CEILING PULL BOX¦ CEILING PULL BOX¦ WALL PULL BOX¦ WALL PULL BOX¦ MODULAR JACK¦ SYSTEM BOX¦ INTERIOR TELEPHONE¦ MAGNETIC TELEPHONE¦ DISPATCH TELEPHONE¦ KEYPHONE MASTER¦ KEYPHONE SLAVE¦ AUTOMATIC TELEPHONE¦ INTERPHONE MASTER¦ INTERPHONE SLAVE¦ FACSIMILE¦ CALL PHONE¦ OUTLET FOR TV¦ AMPLIFILER¦ SPEAKER (CEILING MOUNTED TYPE)¦ SPEAKER (WALL MOUNTED TYPE)¦ SPEAKER (WALL MOUNTED TYPE)¦ SPEAKER (CEILING MOUNTED TYPE)¦ SPEAKER (WALL MOUNTED TYPE)¦ SPEAKER (COLUMN MOUNTED TYPE)¦ SPEAKER (COLUMN MOUNTED TYPE)¦ SPEAKER (HORN MOUNTED TYPE)¦ ATTENUATOR¦ DISTRIBUTOR FOR TV¦ BOOSTER FOR TV¦ CAMERA FOR CCTV¦ PANTILTED CAMERA¦ DISPLAY FOR TRAIN DESTINATION INDICATION¦ REPEAT ELETRIC CLOCK¦ SLAVE ELECTRIC CLOCK (WALL MOUNTED TYPE)¦ INDEPENDENCE OUTSIDE CLOCK¦ ACCESS CONTROL UNIT¦ CARD READER¦ ANTENNA¦ DISTRIBUTOR FOR RADIO COMMUNICATION¦ DUMMY LOAD¦ STATION MONITORING SYSTEM¦ AUTOMATIC TICKET VENDING MACHINE¦ AUTOMATIC ADD FARE MACHINE¦ AUTOMATIC GATE MACHINE¦ CABLE IN CONDUIT CELING EXPOSED FOR PALTFORM¦ OUTLET BOX¦ Man Hole¦ Hand Hole¦ 토크백¦ 모장치¦ 토 크 백 모 장 치¦ TALK BACK MASTER¦ 수 공 (기 설)¦ H¦ Hand Hole¦ 관 로 케 이 블 포 설 (기설)¦ INSTALLATION OF DUCT SYSTEM¦ 콤바이너¦ c¦ COMBINER¦ 소 방 무 선 접 속 단 자 함¦ RADIO TERMINAL CONNECTION BOX FOR THE FIRE¦ 관 리 역 전 산 기¦ MANAGING STATION COMPUTER¦ 유 지 보 수 전 산 기¦ MAINTENCE WORK STATION¦ 연 선 전 화¦ WAY SIDE TELEPHONE¦ 토 크 백¦ TALK BACK¦ Vmh¦ VMT¦ 환급기¦ V M 수 신 기¦ V M 송 신 기¦ 출 입 구 및 환 승 통 로 안 내 게 시 기¦ L¦ 환 급 기¦ 범 례 도¦ NONE¦ 범 례 표¦ S = NONE¦ 서지보호기 상세도¦ DU 시스템 상세도¦ OPDP 상세도¦ RRU 시스템 상세도¦ OFD 48C 상세도¦ FDF 48C 상세도¦ 실내안테나 설치상세도¦ 옴니 안테나 상세도¦ RACK 접지상세도¦ PIPING 상세도[1/3]¦ PIPING 상세도[2/3]¦ PIPING 상세도[3/3]¦ TERMINAL BOX 상세도¦ 접지함 상세도¦ WALL PULLBOX DETAIL¦ 여자화장실 INTERPHONE DETAIL¦ RACK 바닥고정 설치상세도¦ 광점퍼코드[OJC]상세도¦ 방송설비 설치 상세도¦ 천정형 P/T BRACKET 설치 상세도¦ 자시계 외형도¦ 카메라 설치 상세도¦ 행선안내 표시기 외형도¦ 행선안내 표시기 현장 설치도¦ 출입구 및 환승통로 게시기 상세도¦ 출입통제시스템 설치 상세도¦ 종합무선중계설비 상세도¦ 발매기 설치 상세도¦ AFC PIPING DETAIL¦ AGM CHANEL BASE 설치 상세도¦ 무선통신 외부단자 및 공시청 안테나 설치 상세도¦ T1001002-001¦ T1001003-001¦ T1001004-001¦ 914정거장 CIRCUIT WIRING SYSTEM DIAGRAM / 철거¦ T1001026-001¦ T1001026-002¦ 914정거장 종합무선중계설비 지하1층 평면도¦ 914정거장 종합무선중계설비 지하2층 평면도¦ T4009924-001¦ T4009924-002¦ 914(국회의사당) 역사노드 랙 배치도¦ 914정거장 역사 L3스위치 인터페이스 구성도¦ T9103026-001¦ T9103075-001¦ T9103066-001¦ T9103038-001¦ T9103038-002¦ T9103038-003¦ T9103038-004¦ T9103038-005¦ T9103038-006¦ T9103038-007¦ T9103038-008¦ T9103038-009¦ T9103038-010¦ T9103038-031¦ T9103038-011¦ T9103038-012¦ T9103038-013¦ T9103038-014¦ T9103038-015¦ T9103038-016¦ T9103038-017¦ T9103038-018¦ T9103038-019¦ T9103038-020¦ T9103038-021¦ T9103038-022¦ T9103038-023¦ T9103038-024¦ T9103038-025¦ T9103038-026¦ T9103038-027¦ T9103038-028¦ T9103038-029¦ T9103038-030¦ 75¦ 76¦ 77¦ 78¦ 79¦ 80¦ 81¦ 82¦ 914정거장 AFC SYSTEM DIAGRAM ¦ 914정거장 AFC CABLE WIRING DIAGRAM¦ 914정거장 출입통제설비 CABLE WIRING DIAGRAM ¦ 914정거장 출입통제설비 CABLE WIRING DIAGRAM / 철거¦ T7001034-001¦ T7001034-002¦ T7001034-003¦ T7001034-004¦ T7001034-005¦ T7001034-006¦ T7001034-007¦ T7001034-008¦ T7005034-001¦ T7005034-002¦ T7005034-003¦ T7005034-004¦ T7005034-005¦ T7005034-006¦ T7005034-007¦ T7005034-008¦ T1001026-003¦ T1001026-004¦ T1001026-005¦ T1001026-006¦ T1001026-007¦ T1001026-008¦ T1001026-009¦ T1001026-010¦ T1001026-011¦ T1001026-012¦ T1001026-013¦ T9103066-002¦ T9103066-003¦ T9103066-004¦ 914정거장 AFC설비 지하2층 평면도 ¦ T5001034-001¦ 914정거장 AFC SYSTEM DIAGRAM / 철거¦ 914정거장 AFC CABLE WIRING DIAGRAM / 철거¦ T7001034-009¦ T7001034-010¦ T7001034-011¦ T7001034-012¦ T7003034-001¦ T7003034-002¦ T7003034-003¦ T7003034-004¦ T7003034-005¦ T7003034-006¦ 1/600¦ 914정거장 AFC설비 지하2층 장비배치도 ¦ 914정거장 COMMUNICATION CABLE WIRING DIAGRAM¦ 914정거장 전화설비 지하1층 신설평면도 (1/2)¦ 914정거장 CCTV,TDI,시계설비 CABLE WIRING DIAGRAM¦ 914정거장 전화설비 지하1층 신설평면도 (2/2)¦ 914정거장 전화설비 지하2층 신설평면도(1/2)¦ 914정거장 전화설비 지하2층 신설평면도(2/2)¦ 914정거장 안전관리실 기기배치도 및 바닥 TRAY 설치도¦ 914정거장 전화설비 지하1층 철거평면도 (1/2)¦ 914정거장 전화설비 지하1층 철거평면도 (2/2)¦ 914정거장 전화설비 지하2층 철거평면도(1/2)¦ 914정거장 전화설비 지하2층 철거평면도(2/2)¦ 914정거장 CCTV,TDI,시계설비 지하2층 신설평면도 (1/2)¦ 914정거장 CCTV,TDI,시계설비 지하2층 신설평면도(2/2)¦ 914정거장 CCTV,TDI,시계설비 지하3층 신설평면도(1/2)¦ 914정거장 CCTV,TDI,시계설비 지하2층 철거평면도(1/2)¦ 914정거장 CCTV,TDI,시계설비 지하2층 철거평면도(2/2)¦ 914정거장 전화설비 지하3층 신설평면도(1/2)¦ 914정거장 전화설비 지하3층 철거평면도(1/2)¦ 914정거장 CCTV,TDI,시계설비 지하3층 신설평면도(2/2)¦ 914정거장 CCTV,TDI,시계설비 지하3층 철거평면도(1/2)¦ 914정거장 방송설비 지하1층 신설평면도 (1/2)¦ 914정거장 방송설비 지하1층 신설평면도 (2/2)¦ 914정거장 방송설비 지하2층 신설평면도(1/2)¦ 914정거장 방송설비 지하2층 신설평면도(2/2)¦ 914정거장 방송설비 지하3층 신설평면도(1/2)¦ 914정거장 방송설비 CABLE WIRING DIAGRAM¦ 914정거장 전화설비 지하3층 신설평면도(2/2)¦ 914정거장 방송설비 지하3층 신설평면도(2/2)¦ 914정거장 전화설비 지하3층 철거평면도(2/2)¦ 914정거장 CCTV,TDI,시계설비 지하3층 철거평면도(2/2)¦ NONE¦ NONE¦ NONE¦ NONE¦ NONE¦ NONE¦ NONE¦ NONE¦ NONE¦ NONE¦ NONE¦ 1/400¦ 1/400¦ 1/400¦ 1/400¦ 1/400¦ 1/400¦ 1/400¦ 1/400¦ 1/400¦ 1/400¦ 1/400¦ 1/400¦ 1/400¦ 1/400¦ 1/400¦ 1/400¦ 1/400¦ 1/400¦ 1/400¦ 1/400¦ 1/400¦ 1/400¦ 1/400¦ 1/400¦ 1/400¦ 1/400¦ 1/400¦ T7009934-001¦ T7009934-002¦ T7009934-003¦ T7009934-004¦ 914정거장 출입통제설비 지하2층 평면도 (1/2) ¦ 914정거장 출입통제설비 지하2층 평면도 (2/2) ¦ 1/400¦ 1/400¦ 1/400¦ 1/400¦ 914정거장 출입통제설비 지하2층 철거평면도 (1/2) ¦ 914정거장 출입통제설비 지하2층 철거평면도 (2/2) ¦ 1/50¦ 1/600¦ 914정거장 AFC설비 지하2층 장비배치도 / 철거 ¦ 83¦ 84¦ 85¦ 86¦ T¦ 공통¦ 1¦ 0¦ 0¦ 1¦ 0¦ 0¦ 2¦ 0¦ 0¦ 1¦ T¦ 1¦ 0¦ 0¦ 1¦ 0¦ 0¦ 3¦ 0¦ 0¦ 1¦ 서울시메트로9호선(주) 대체투자(신호 및 통신설비) 타당성조사, 기본 및 실시설계 용역¦ 실 시 설 계 도 면¦ 2019. 03. ¦ [ 통신 설비-905정거장 ]¦ (주)안세기술 컨소시엄¦ 서울시메트로 9호선(주)¦ 서울시메트로9호선(주) 대체투자(신호 및 통신설비) 타당성조사, 기본 및 실시설계 용역¦ 실 시 설 계 도 면¦ 2019. 03. ¦ [ 통신 설비-914정거장 ]¦ (주)안세기술 컨소시엄¦ 서울시메트로 9호선(주)¦
| 1단계_정거장 - 복사본 | 1단계_정거장 - 복사본 | 008. T7000026-004 915정거장 방송설비 CABLE WIRING DIAGRAM.dwg | -¦ T¦ 7¦ 0¦ 0¦ 3¦ 0¦ 3¦ 4¦ 0¦ 1¦ 6¦ 통신기계실¦ 공조기계실-1¦ 기능실복도¦ 공조기계실-2¦ 임대공간¦ 대합실¦ 전기실¦ 운영원대기실 (변전실)¦ 승강장상선¦ 승강장하선¦ HIV 1.5㎜x2조¦ HIV 1.5㎜x3조¦ HIV 1.5㎜x4조¦ HIV 1.5㎜x4조¦ x2¦ x2¦ x2¦ x48¦ x22¦ x22¦ 지하1층¦ 지하2층¦ 이동통신기계실¦ 발매기실¦ 변전실¦ 통신기계실¦ x2¦ x2¦ PSD실 (상선)¦ PSD실 (하선)¦ 편의점¦ 비상전원실¦ 안전관리실¦ x2¦ 화장실 (남,여)¦ 장애자용 화장실¦ x2¦ x2¦ 비품창고¦ 화장실 (남,여)¦ 장애자용 화장실¦ x2¦ x2¦ x2¦ x2¦ x2¦ 창고¦ x2¦ x2¦ .¦ P¦ A¦ A¦ M¦ P¦ R¦ A¦ C¦ K¦ 915정거장 방송설비 CABLE WIRING DIAGRAM¦ 915정거장 방송설비 CABLE WIRING DIAGRAM¦ S = NONE¦ NONE¦ 지하철 915정거장¦ 국회의사당¦ 여의도¦ 샛강¦ T¦ 1¦ 0¦ 0¦ 1¦ 0¦ 2¦ 6¦ 0¦ 0¦ 4¦
| 1단계_정거장 - 복사본 | 1단계_정거장 - 복사본 | 015. T1001026-011 915정거장 AFC CABLE WIRING DIAGRAM (1_2).dwg | D/I MUX (ROUTER)¦ (통신기계실)¦ 분전반 (전기시설분)¦ (안전관리실)¦ AFC 접지단자함¦ (안전관리실)¦ DPC BOX¦ SMS (S/W HUB)¦ EM GATE¦ CONTROL BOX¦ AGM 11형 (No.1)¦ AGM 12형 (No.2)¦ AGM 6형 (No.3)¦ AGM 8형 (No.5) (HUB)¦ AGM 8형 (No.6)¦ AGM 10형 (No.7)¦ ATVM (No.1~2)¦ OF-SM-4Cx1조¦ FTP Cat.5E 4Px1조¦ F-GV 4.0㎟x1조¦ F-GV 4.0㎟x2조¦ HFCO 2C/4.0㎟x1조¦ EM. GATE (No.1) (개폐장치)¦ FTP Cat.5E 4Px2조¦ FR-CVVS 4C/2.5㎟x1조 (DPC)¦ HFCO 3C/4.0㎟x1조¦ HFCO 3C/4.0㎟x1조¦ HFCO 3C/4.0㎟x1조¦ HFCO 3C/4.0㎟x1조¦ AAM (No.1)¦ FTP Cat.5E 4Px1조¦ F-GV 4.0㎟x1조¦ (안전관리실)¦ (안전관리실)¦ CROSS AISLE CABLE¦ CROSS AISLE CABLE¦ CROSS AISLE CABLE¦ CROSS AISLE CABLE¦ S/W HUB¦ (발매기실)¦ 분전반¦ (발매기실)¦ AFC 접지단자함¦ (발매기실)¦ AGM 11형 (No.8)¦ AGM 12형 (No.9)¦ AGM 6형 (No.10)¦ AGM 8형 (No.11)¦ AGM 8형 (No.12)¦ AGM 8형 (No.13)¦ ATVM (No.3~4)¦ EM. GATE (No.2) (개폐장치)¦ AAM (No.2)¦ 환급기 (No.2)¦ OF-SM-4Cx1조¦ F-GV 4.0㎟x1조¦ HFCO 2C/4.0㎟x1조¦ FR-CVVS 4C/2.5㎟x1조 (DPC)¦ HFCO 3C/4.0㎟x1조¦ HFCO 3C/4.0㎟x1조¦ HFCO 3C/4.0㎟x1조¦ HFCO 3C/4.0㎟x1조¦ CROSS AISLE CABLE¦ CROSS AISLE CABLE¦ CROSS AISLE CABLE¦ CROSS AISLE CABLE¦ FTP Cat.5E 4Px2조¦ FTP Cat.5E 4Px1조¦ UTP Cat.5E 4Px1조¦ F-GV 4.0㎟x1조¦ F-GV 4.0㎟x1조¦ F-GV 4.0㎟x1조¦ F-GV 4.0㎟x1조¦ FTP Cat.5E 4Px1조¦ HFCO 3C/4.0㎟x1조¦ AGM 10형 (No.14) (HUB)¦ HFCO 3C/4.0㎟x1조¦ HFCO 3C/4.0㎟x1조¦ CROSS AISLE CABLE¦ FTP Cat.5E 4Px1조¦ AGM 8형 (No.4)¦ CROSS AISLE CABLE¦ HFCO 3C/4.0㎟x1조¦ FTP Cat.5E 4Px1조¦ FTP Cat.5E 4Px1조¦ FTP Cat.5E 4Px1조¦ FTP Cat.5E 4Px1조¦ HFCO 3C/4.0㎟x1조¦ 화재수신반¦ 환급기 (No.1)¦ HFCO 3C/4.0㎟x1조¦ HFCO 3C/4.0㎟x1조¦ F-GV 4.0㎟x1조¦ F-GV 4.0㎟x1조¦ FTP Cat.5E 4Px1조¦ FTP Cat.5E 4Px1조¦ FTP Cat.5E 4Px1조¦ FTP Cat.5E 4Px1조¦ FTP Cat.5E 4Px1조¦ FTP Cat.5E 4Px1조¦ FTP Cat.5E 4Px1조¦ FTP Cat.5E 4Px1조¦ FTP Cat.5E 4Px1조¦ FTP Cat.5E 4Px1조¦ 통신UPS¦ (통신기계실)¦ 통합교환설비¦ (통신기계실)¦ FTP Cat.5E 4Px1조 (INT)¦ FTP Cat.5E 4Px1조 (INT)¦ FTP Cat.5E 4Px2조 (INT)¦ FTP Cat.5E 4Px1조 (INT)¦ FTP Cat.5E 4Px1조 (INT)¦ FTP Cat.5E 4Px2조 (INT)¦ FTP Cat.5E 4Px1조 (INT)¦ FTP Cat.5E 4Px1조 (INT)¦ HFCO 3C/4.0㎟x2조¦ 915정거장 AFC CABLE WIRING DIAGRAM (1/2)¦ 915정거장 AFC CABLE WIRING DIAGRAM (1/2)¦ S = NONE¦ NONE¦ 지하철 915정거장¦ 국회의사당¦ 여의도¦ 샛강¦ T¦ 1¦ 0¦ 0¦ 1¦ 0¦ 2¦ 6¦ 0¦ 1¦ 1¦
| 1단계_정거장 - 복사본 | 1단계_정거장 - 복사본 | 030. T7005034-001 906정거장 CCTV,TDI,시계설비 지하1층 신설평면도(1_2).dwg | P¦ P¦ ACU¦ CCTV¦ CONSOLE¦ KEY PLAN¦ \A1;9750¦ \A1;9750¦ \A1;19500¦ \A1;6850¦ \A1;2900¦ \A1;6850¦ \A1;2900¦ \A1;7500¦ \A1;7500¦ \A1;7500¦ \A1;7500¦ \A1;7500¦ \A1;7500¦ \A1;7500¦ \A1;7500¦ \A1;7500¦ \A1;7500¦ \A1;7500¦ \A1;82500¦ L¦ L1¦ TRAY (300x100)¦ UTP CAT.5E 25Px1조 (CONSOLE)¦ UTP CAT.5E 4Px4조 (CONSOLE)¦ FR-CV 3C/6.0㎟x1조 (LSE POWER)¦ UTP Cat.5E 4Px2조 (CL POWER)(신설)¦ F-CV 3C/2.5㎟x1조 (공간화상)(기존활용)¦ OF- SM-4Cx1조 (공간화상)(기존활용)¦ UTP Cat.5E4Px15조 (CAMERA)(신설)¦ OF-SM-8C(난연)x10조(신설) ¦ FR-CV 3C/4.0㎟x10조(신설) ¦ OF-SM-8C(난연)x2조(승강장모니터)(신설) ¦ FR-CV 3C/4.0㎟x2조(승강장모니터)(신설) ¦ C/R¦ ES-1(1)¦ ES-2¦ ES-5¦ ES-10¦ T-1¦ ES-3¦ ATVM-1¦ COMM-1¦ ES-11¦ ES-9¦ ES-8¦ ELE-5¦ ES-4¦ ELE-1¦ C-1¦ A¦ ELE-2¦ F¦ E¦ AGM-1¦ UTP CAT.5E 4Px4조 (CONSOLE)¦ UTP CAT.5E 25Px1조(CONSOLE)¦ ELE-6¦ H¦ A¦ C¦ B¦ E¦ H¦ F¦ MATCH LINE DWG No. "S1-TA-S06-DB-018-1.dwg"¦ (P1:200x200x100)¦ (P3:200x200x100)¦ (P4:200x200x100)¦ (P5:200x200x100)¦ (P8:300x300x200)¦ (P11:200x200x100)¦ ES-7¦ (P9:200x200x100)¦ (P7:200x200x100)¦ (P13:200x200x100)¦ ES-6¦ (P2:300x300x200)¦ P¦ (P10:100x100x100)¦ AGM-2¦ Y00¦ Y02¦ Y03¦ Y06¦ Y04¦ DN¦ DN¦ DN¦ DN¦ DN¦ DN¦ UP¦ UP¦ UP¦ UP¦ UP¦ UP¦ UP¦ UP¦ UP¦ 화 장 실¦ 편 의 점¦ 공조기계실1¦ 통신기계실¦ 안전관리실¦ 발매기실¦ 대 합 실¦ X08¦ X09¦ X10¦ X11¦ X02¦ X03¦ X04¦ X05¦ X06¦ X07¦ X01¦ X00¦ ES-14¦ ELE-9¦ ELE-10¦ (200x200x100)¦ UP TO 지상 E/L¦ NOTE¦ 1. 광케이블, 전원/접지케이블 (OF-SM-4Core, CV 3C/2.5㎟)¦ 3. 승강장 ANT설치위치: 열차 진행방향 정거장 시종점부에 설치¦ 2. 광케이블, 전원/접지케이블 (OF-SM-8Core, CV 3C/2.5㎟)¦ C¦ I¦ I¦ vmh¦ vmh¦ vmh¦ vmh¦ vmh¦ vmh¦ vmh¦ vmh¦ VMT¦ vmh¦ vmh¦ vmh¦ vmh¦ vmh¦ vmh¦ vmh¦ vmh¦ vmh¦ vmh¦ vmh¦ vmh¦ vmh¦ vmh¦ ES-1(2)¦ vmh¦ B¦ (42) UTP Cat.5E4Px8조 (CAMERA)¦ (16) UTP Cat.5E4Px1조 (CAMERA)¦ UP TO 지상 E/L¦ (16) UTP Cat.5E4Px1조 (CAMERA)¦ DOWN TO 지하1층 E/L¦ (28) UTP Cat.5E4Px3조 (CAMERA)¦ (16) UTP Cat.5E4Px1조 (CAMERA)¦ (16) UTP Cat.5E4Px1조 (CAMERA)¦ TRAY (600x150)¦ DOWN TO 통신기계실 ACCESS FLOOR¦ (16) UTP Cat.5E4Px1조 (CAMERA)¦ (16) UTP Cat.5E4Px1조 (CAMERA)¦ (16) UTP Cat.5E4Px1조 (CAMERA)¦ (16) UTP Cat.5E4Px1조 (CAMERA)¦ DOWN TO 지하1층 E/L¦ (16) UTP Cat.5E4Px1조 (CAMERA)¦ (16) UTP Cat.5E4Px1조 (CAMERA)¦ (16) UTP Cat.5E4Px1조 (CAMERA)¦ FR-CV 3C/6.0㎟x1조 (LSE POWER)¦ TRAY (300x100)¦ UTP Cat.5E4Px16조 (CAMERA)¦ TRAY (300x100)¦ UTP Cat.5E4Px36조 (CAMERA)¦ TRAY (300x100)¦ TRAY (300x100)¦ UTP Cat.5E4Px37조 (CAMERA)¦ DOWN TO 안전관리실 ACCESS FLOOR¦ FR-CV 3C/6.0㎟x1조 (LSE POWER)¦ (16) UTP Cat.5E4Px1조 (CAMERA)¦ TRAY (300x100)¦ K¦ K¦ K¦ (16) OF-SM-8Core(난연)x1조(대합실게시기)(신설)¦ (28) FR-CV 3C/4.0㎟x1조 (대합실게시기 POWER)(기존활용)¦ OF-SM-8Core(난연)x2조(대합실게시기)(신설)¦ FR-CV 3C/4.0㎟x2조 (대합실게시기 POWER)(기존활용)¦ OF-SM-8Core(난연)x2조(대합실게시기)(신설)¦ FR-CV 3C/4.0㎟x2조 (대합실게시기 POWER)(기존활용)¦ UTP Cat.5E4Px7조 (CAMERA)¦ OF-SM-8C(난연)x1조(신설) ¦ FR-CV 3C/4.0㎟x1조(신설) ¦ (16) OF-SM-8C(난연)x1조(CAMERA) ¦ (16) FR-CV 3C/4.0㎟x1조(CAMERA) ¦ (16) OF-SM-8C(난연)x1조(CAMERA) ¦ (16) FR-CV 3C/4.0㎟x1조(CAMERA) ¦ (16) OF-SM-8C(난연)x1조(CAMERA) ¦ (16) FR-CV 3C/4.0㎟x1조(CAMERA) ¦ 스피드돔¦ OF-SM-8C(난연)x1조(신설) ¦ FR-CV 3C/4.0㎟x1조(신설) ¦ UTP Cat.5E4Px9조 (CAMERA)¦ OF-SM-8C(난연)x1조(신설) ¦ FR-CV 3C/4.0㎟x1조(신설) ¦ UTP Cat.5E4Px17조 (CAMERA)¦ OF-SM-8C(난연)x1조(신설) ¦ FR-CV 3C/4.0㎟x1조(신설) ¦ 스피드돔¦ COMM-1¦ E¦ VMT¦ OF-SM-8Core(난연)x2조 (모니터)(신설)¦ FR-CV 3C/4.0㎟x2조 (모니터POWER) ¦ OF-SM-8Core(난연)x2조 (모니터)(신설)¦ FR-CV 3C/4.0㎟x2조 (모니터POWER) ¦ OF-MM-12Core(난연)x4조(TDI)(기존활용)¦ UTP Cat.5E 4Px8조 (TDI)(기존활용)¦ OF-MM-12Core(난연)x4조(TDI)(기존활용)¦ UTP Cat.5E 4Px8조 (TDI)(기존활용)¦ UL 2919-AMESB 24AWG 4Px4조 (TDI)(기존활용)¦ FR-CV 3C/4.0㎟x4조 (TDI POWER)(기존활용)¦ OF-MM-12Core(난연)x4조(TDI)(기존활용)¦ UTP Cat.5E 4Px8조 (TDI)(기존활용)¦ UL 2919-AMESB 24AWG 4Px4조 (TDI)(기존활용)¦ FR-CV 3C/4.0㎟x4조 (TDI POWER)(기존활용)¦ UL 2919-AMESB 24AWG 4Px4조 (TDI)(기존활용)¦ FR-CV 3C/4.0㎟x4조 (TDI POWER)(기존활용)¦ UL 2919-AMESB 24AWG 4Px4조 (TDI)(기존활용)¦ FR-CV 3C/4.0㎟x4조 (TDI POWER)(기존활용)¦ OF-MM-12Core(난연)x4조(TDI)(기존활용)¦ UTP Cat.5E 4Px8조 (TDI)(기존활용)¦ J¦ (16) UL 2919-AMESB 24AWG 4Px1조¦ (28) OF-MM-12Core(난연)X1조¦ (16) UTP Cat.5E 4Px2조¦ (28) FR-CV 3C/4.0㎟x1조¦ (16) OF-SM-8C(난연)x1조(CAMERA) ¦ (16) FR-CV 3C/4.0㎟x1조(CAMERA) ¦ (16) OF-SM-8C(난연)x1조(CAMERA) ¦ (16) FR-CV 3C/4.0㎟x1조(CAMERA) ¦ (16) OF-SM-8C(난연)x1조(CAMERA) ¦ (16) FR-CV 3C/4.0㎟x1조(CAMERA) ¦ (16) OF-SM-8C(난연)x1조(CAMERA) ¦ (28) FR-CV 3C/4.0㎟x3조(CAMERA) ¦ (16) OF-SM-8C(난연)x1조(CAMERA) ¦ (28) FR-CV 3C/4.0㎟x3조(CAMERA) ¦ (16) OF-SM-8C(난연)x1조(CAMERA) ¦ (16) FR-CV 3C/4.0㎟x1조(CAMERA) ¦ (16) OF-SM-8C(난연)x1조(CAMERA) ¦ (16) FR-CV 3C/4.0㎟x1조(CAMERA) ¦ (16) OF-SM-8C(난연)x1조(CAMERA) ¦ (16) FR-CV 3C/4.0㎟x1조(CAMERA) ¦ (16) OF-SM-8C(난연)x1조(CAMERA) ¦ (16) FR-CV 3C/4.0㎟x1조(CAMERA) ¦ (16) OF-SM-8C(난연)x1조(CAMERA) ¦ (16) FR-CV 3C/4.0㎟x1조(CAMERA) ¦ (16) OF-SM-8C(난연)x1조(CAMERA) ¦ (16) FR-CV 3C/4.0㎟x1조(CAMERA) ¦ (16) OF-SM-8C(난연)x1조(CAMERA) ¦ (16) FR-CV 3C/4.0㎟x1조(CAMERA) ¦ (16) OF-SM-8C(난연)x1조(CAMERA) ¦ (16) FR-CV 3C/4.0㎟x1조(CAMERA) ¦ (16) OF-SM-8C(난연)x1조(CAMERA) ¦ (16) FR-CV 3C/4.0㎟x1조(CAMERA) ¦ (36) OF-SM-8C(난연)x4조(CAMERA) ¦ (36) FR-CV 3C/4.0㎟x4조(CAMERA) ¦ (28) OF-SM-8C(난연)x3조(CAMERA) ¦ (28) FR-CV 3C/4.0㎟x3조(CAMERA) ¦ (16) OF-SM-8C(난연)x1조(CAMERA) ¦ (16) FR-CV 3C/4.0㎟x1조(CAMERA) ¦ 지하철 906정거장¦ 마곡나루¦ 양천향교¦ 가양¦ 1/400¦ S = 1 / 400¦ 906정거장 CCTV,TDI,시계설비 지하1층 신설평면도(1/2)¦ 906정거장 CCTV,TDI,시계설비 지하1층¦ 신설평면도(1/2)¦ T¦ 7¦ 0¦ 0¦ 5¦ 0¦ 3¦ 4¦ 0¦ 0¦ 1¦ CCTV(기존동축활용)¦
| 1단계_정거장 - 복사본 | 1단계_정거장 - 복사본 | 020. T7001034-003 905정거장 전화설비 신설평면도 지하2층(1_2).dwg | INT¦ KEY PLAN¦ \A1;4400¦ \A1;83800¦ \A1;4400¦ \A1;4400¦ \A1;7500¦ \A1;7500¦ \A1;7500¦ \A1;7500¦ \A1;7500¦ \A1;7500¦ \A1;7500¦ \A1;7500¦ \A1;7500¦ \A1;7500¦ \A1;7880¦ \A1;8000¦ \A1;8000¦ \A1;7880¦ \A1;31760¦ 1. 일반교환기에 수용된 전화기는 IP전화기로 교체한다.¦ NOTE¦ 2. 콜폰, E/L폰, 승강장 비상통화장치도 교체한다.¦ 3. 전화 및 인터폰 구간의 배선배관은 기존활용한다.¦ (22) UTP Cat.5E 4Px3조 (승강장 공중전화) ¦ MATCH LINE DWG No. "S1-TA-S05-DB-012-1.dwg"¦ UP¦ UP¦ UP¦ UP¦ 창 고¦ 창 고¦ 창 고¦ 승 강 장¦ X08¦ X09¦ X10¦ X11¦ X12¦ X00¦ X01¦ X02¦ X03¦ X04¦ X05¦ X06¦ X07¦ Y00¦ Y01¦ Y02¦ Y03¦ Y04¦ 창 고¦ A¦ UTP 25P¦ [TB NO.7]¦ UTP 25P¦ [TB NO.8]¦ (16) UTP Cat.5E 4Px1조 (승강장 INT) ¦ (16) UTP Cat.5E 4Px1조 (승강장 INT) ¦ 인터폰선 0.6x2Px4조 (INT) ¦ DOWN TO CP PANEL¦ (16)UTP Cat.5E 4Px1조 (승강장 INT) ¦ (16) UTP Cat.5E 4Px1조 (승강장 INT) ¦ (16) UTP Cat.5E 4Px1조 (승강장 INT) ¦ (22) UTP Cat.5E 4Px3조 (승강장 공중전화) ¦ (22) UTP Cat.5E 4Px3조 (승강장 공중전화) ¦ (16) UTP Cat.5E 4Px1조 (승강장 INT) ¦ (P19:400x400x200)¦ (P20:400x400x200) ¦ (P21:400x400x200)¦ (P22:400x400x200)¦ (P23:400x400x200)¦ (P24:400x400x200)¦ 인터폰선 0.6x2Px4조 (INT) ¦ DOWN TO CP PANEL¦ A¦ A¦ ¦ ¦ ¦ ¦ ¦ ¦ 1. 일반교환기에 수용된 전화기는 안전관리실만 IP전화기로 교체한다.¦ NOTE¦ 2. 콜폰, E/L폰, 승강장 비상통화장치도 교체한다.¦ 3. 전화 및 인터폰 구간의 배선배관은 기존활용한다.¦ 지하철 905정거장¦ 신방화¦ 마곡나루¦ 양천향교¦ 1/400¦ 905정거장 전화설비 지하2층 신설평면도 (1/2)¦ S = 1 / 400¦ 905정거장 전화설비 지하2층 신설평면도(1/2)¦ T¦ 7¦ 0¦ 0¦ 1¦ 0¦ 3¦ 4¦ 0¦ 0¦ 3¦ (기설활용)¦ P¦
| 1단계_정거장 - 복사본 | 1단계_정거장 - 복사본 | 042. T7005034-007 914정거장 CCTV,TDI,시계설비 지하3층 철거평면도 (1_2).dwg | G¦ \A1;7,500¦ \A1;7,500¦ \A1;7,500¦ \A1;7,500¦ \A1;7,500¦ \A1;7,500¦ \A1;7,500¦ \A1;7,500¦ \A1;7,500¦ \A1;7,500¦ \A1;7,500¦ \A1;7,500¦ \A1;7,500¦ \A1;7,500¦ \A1;4,270¦ \A1;5,400¦ \A1;10,000¦ \A1;20,980¦ \A1;5490¦ \A1;5490¦ 각도: -5˚¦ E¦ (16) ECX 5C-2Vx1조 (CAMERA)(기존활용)¦ (28) OF-MM-12Core(난연)x1조 (TDI)¦ (16) UL 2919-AMESB 24AWG 4Px1조 (TDI)¦ (28) FR-CV 3C/4.0㎟x1조 (TDI POWER)¦ D¦ (28) OF-MM-12Core(난연)x1조 (TDI)¦ (16) UL 2919-AMESB 24AWG 4Px1조 (TDI)¦ (28) FR-CV 3C/4.0㎟x1조 (TDI POWER)¦ C¦ (16) ECX 5C-2Vx1조 (CAMERA)(기존활용)¦ (22) ECX 5C-2Vx2조 (CAMERA)(기존활용)¦ A¦ (16) UTP Cat.5E 4Px2조 (TDI)¦ (16) UL 2919-AMESB 24AWG 4Px1조 (TDI)¦ (28) FR-CV 3C/4.0㎟x1조 (TDI POWER)¦ (16) ECX 5C-2Vx1조 (CAMERA)(기존활용)¦ MATCH LINE DWG No. "S1-TA-S14-DB-024-0"¦ KEY PLAN¦ B¦ X-01¦ X-02¦ X-03¦ X-05¦ X-04¦ X-06¦ X-07¦ X00¦ X01¦ X02¦ X03¦ X04¦ X05¦ X06¦ X07¦ X08¦ 47,170¦ Y00¦ Y01¦ Y02¦ Y03¦ UP¦ DN¦ 장래 광역A선 환승통로¦ 본선환기실¦ 본선환기실¦ 정화조¦ 창 고 1¦ (P27:200x200x100)¦ (P31:400x400x200)¦ (P28:200x200x100)¦ (P29:400x400x200)¦ (P30:400x400x200)¦ P-1¦ P-2¦ P-4¦ (16) ECX 5C-2Vx1조 (CAMERA)(기존활용)¦ (16) UL 2919-AMESB 24AWG 4Px1조 (TDI)¦ (28) FR-CV 3C/4.0㎟x1조 (TDI POWER)¦ (16) UTP Cat.5E 4Px2조 (TDI)¦ (16) ECX 5C-2Vx1조 (CAMERA)(기존활용)¦ (16) UL 2919-AMESB 24AWG 4Px1조 (TDI)¦ (28) FR-CV 3C/4.0㎟x1조 (TDI POWER)¦ (16) UTP Cat.5E 4Px2조 (TDI)¦ E¦ D¦ C¦ A¦ B¦ (28) OF-MM-12Core(난연)x1조 (TDI)¦ (28) OF-MM-12Core(난연)x1조 (TDI)¦ (28) OF-MM-12Core(난연)x1조 (TDI)¦ (16) UTP Cat.5E 4Px2조 (TDI)¦ (16) UTP Cat.5E 4Px2조 (TDI)¦ NOTE¦ 1. 광케이블, 전원/접지케이블 (OF-SM-4Core, CV 3C/2.5㎟)¦ 3. 승강장 ANT설치위치: 열차 진행방향 정거장 시종점부에 설치¦ 2. 광케이블, 전원/접지케이블 (OF-SM-8Core, CV 3C/2.5㎟)¦ 본선 TRAY 이용¦ OF-SM-4Cx1조 [공간화상)(철거)¦ F-CV 3C/2.5㎟x1조 (공간화상)(철거)¦ 본선 TRAY 이용¦ 광케이블 SM-4Cx1조 [공간화상)(철거)¦ F-CV 3C/2.5㎟x1조 (공간화상)(철거)¦ vmh¦ vmh¦ vmh¦ (철거)¦ 지하철 914정거장¦ 당산¦ 국회의사당¦ 여의도¦ 1/400¦ S = 1 / 400¦ 914정거장 CCTV,TDI,시계설비 지하3층 철거평면도(1/2)¦ 914정거장 CCTV,TDI,시계설비 지하3층¦ 철거평면도(1/2)¦ T¦ 7¦ 0¦ 0¦ 5¦ 0¦ 3¦ 4¦ 0¦ 0¦ 7¦ CCTV(기존동축활용)¦ P¦
| 1단계_정거장 - 복사본 | 1단계_정거장 - 복사본 | 049. T7009934-003 914정거장 출입통제설비 지하2층 철거 평면도 (1_2).dwg | \A1;7,500¦ \A1;7,500¦ \A1;7,500¦ \A1;7,500¦ \A1;7,500¦ \A1;7,500¦ \A1;7,500¦ \A1;7,500¦ \A1;5,500¦ \A1;7,500¦ \A1;7,500¦ \A1;7,500¦ \A1;7,500¦ \A1;7,500¦ \A1;4,270¦ \A1;5,400¦ \A1;10,000¦ \A1;20,980¦ \A1;5490¦ \A1;5490¦ UP¦ DN¦ UP¦ UP¦ 발매기실¦ 국회민원출장소¦ 본선환기실¦ 본선환기실¦ 대합실¦ 화장실-1¦ 오수펌프실¦ 내부계단1¦ 외부출입구통로4¦ 외부출입구1¦ 외부출입구통로1¦ 내부계단5¦ 외부출입구5¦ 외부출입구2¦ 외부출입구통로2¦ 방범셔터설치¦ 외부출입구6¦ 외부출입구6¦ 임대상가1¦ 임대상가3¦ 각도: -5˚¦ MATCH LINE DWG No. "S1-TA-S14-DB-022-0"¦ KEY PLAN¦ X-01¦ X-02¦ X-03¦ X-05¦ X-04¦ X-06¦ X-07¦ X00¦ X01¦ X02¦ X03¦ X04¦ X05¦ X06¦ X07¦ X08¦ 47,170¦ Y00¦ Y01¦ Y02¦ Y03¦ 65,500¦ (P1:200x200x100)¦ (16) UTP Cat.5E 4Px2조 (출입통제)¦ MATCH LINE¦ MATCH LINE¦ 지상E/L¦ UTP Cat.5E 4Px2조 (출입통제)¦ 914정거장 출입통제설비 지하2층 철거 평면도 (1/2)¦ 914정거장 출입통제설비 지하2층 철거 평면도 (1/2)¦ S = 1 / 400¦ 1/400¦ 지하철 914정거장¦ 당산¦ 국회의사당¦ 여의도¦ T¦ 7¦ 0¦ 0¦ 9¦ 9¦ 3¦ 4¦ 3¦ 0¦ 0¦ P¦ C/R¦
| 1단계_정거장 - 복사본 | 1단계_정거장 - 복사본 | 035. T7003034-002 903정거장 방송설비 지하1층 신설평면도-2.dwg | REMOTE AMP¦ PA AMP¦ KEY PLAN¦ \A1;7450¦ \A1;23600¦ \A1;7450¦ \A1;4350¦ \A1;4350¦ \A1;7,500¦ \A1;7,500¦ \A1;7,500¦ \A1;5,000 ¦ \A1;5,000 ¦ \A1;5,000 ¦ \A1;7,500¦ \A1;7,500¦ \A1;7,500¦ \A1;7,500¦ \A1;5,000 ¦ \A1;5,000 ¦ \A1;5,000 ¦ S = 1 / 400¦ 901정거장 방송설비 지하1층 철거평면도(1/2)¦ 1/400¦ 903정거장 방송설비 지하1층 평면도 (1/2)¦ 0¦ 0¦ 0¦ -¦ 0¦ 0¦ 0¦ 0¦ (기설활용)¦ -¦ T¦ 7¦ 0¦ 0¦ 3¦ 0¦ 3¦ 4¦ 0¦ 1¦ 6¦ DOWN TO 지하4층¦ (22)HIV 1.5㎟x4조x2 (승강장 SP)¦ HIV 1.5㎟x4조 (승강장 SP)¦ TRAY (600x150)¦ (22)HIV 1.5㎟x7조 (지하2,3층 SP)¦ (16)HIV 1.5㎟x4조 (승강장 SP)¦ (22) HIV 1.5㎟x7조 (지하2,3층 SP)¦ (22) HIV 1.5㎟x4조x2 (승강장 SP)¦ [30P]¦ 방송단자함¦ (22)HIV 1.5㎟x2조 (지하3층 SP)¦ (22)HIV 1.5㎟x5조 (지하2층 SP)¦ DOWN TO 2층¦ TRAY (600x150)¦ (22)HIV 1.5㎟x4조 (승강장 SP)¦ (16)HIV 1.5㎟x4조 (승강장 SP)¦ (22)HIV 1.5㎟x7조 (지하2,3층 SP)¦ MATCH LINE DWG No. "S1-TA-S03-DB-017-1.dwg"¦ (P2:300x300x200)¦ (P3:300x300x200)¦ (P4:300x300x200)¦ (P1:100x100x100)¦ : (16) HIV 1.5㎟x6조¦ : (22) HIV 1.5㎟x10조¦ : (22) HIV 1.5㎟x8조¦ : (22) HIV 1.5㎟x7조¦ : (16) HIV 1.5㎟x5조¦ : (16) HIV 1.5㎟x4조¦ : (16) HIV 1.5㎟x3조¦ : (16) HIV 1.5㎟x2조¦ NOTE¦ Y04¦ Y03¦ Y02¦ Y01¦ Y00¦ X13¦ X14¦ X15¦ X16¦ X17¦ X18¦ X19¦ X20¦ X21¦ X22¦ X23¦ X24¦ X25¦ X26¦ DN¦ DN¦ E/V¦ DN¦ E/V¦ E/V¦ UP¦ UP¦ UP¦ UP¦ 비품창고¦ 편 의 점¦ 발매기실¦ 발매기실 창고¦ 안전관리실¦ 내부계단¦ 통신기계실¦ 용역원대기실¦ 이동통신¦ 기계실¦ 복 도¦ DOWN TO 안전관리실 ACCESS FLOOR¦ TRAY (600x150)¦ C¦ UTP Cat.5E 4Px1조 (화재탐지용)¦ UL 2464-AMESB 24AWG 16Cx2조(PA)¦ UL 2464-AMESB 24AWG 4Cx1조 (PA)¦ CPEV 0.9/5Px1조 (PA)¦ UTP Cat.5E 4Px1조 (자동방송, 근접화재)¦ (16) UTP Cat.5E 4Px1조 (화재탐지용)¦ (22) UL 2464-AMESB 24AWG 16Cx2조(PA)¦ (16) UL 2464-AMESB 24AWG 4Cx1조(PA)¦ (16) UTP Cat.5E 4Px1조 (자동방송, 근접화재)¦ B¦ (16) CPEV 0.9/5Px1조 (PA)¦ (16) UTP Cat.5E 4Px1조 (화재탐지용)¦ (22) UL 2464-AMESB 24AWG 16Cx2조(PA)¦ (16) UL 2464-AMESB 24AWG 4Cx1조(PA)¦ (16) UTP Cat.5E 4Px1조 (자동방송, 근접화재)¦ A¦ (16) CPEV 0.9/5Px1조 (PA)¦ C¦ B¦ A¦ A¦ DOWN TO 통신기계실 ACCESS FLOOR¦ TRAY (600x150)¦ D¦ UTP Cat.5E 4Px1조 (화재탐지용)¦ UL 2464-AMESB 24AWG 16Cx2조(PA)¦ UL 2464-AMESB 24AWG 4Cx1조 (PA)¦ CPEV 0.9/5Px1조 (PA)¦ UTP Cat.5E 4Px1조 (자동방송, 근접화재)¦ D¦ HIV 1.5㎟x7조 (지하2,3층 SP)¦ HIV 1.5㎟x4조x2 (승강장 SP)¦ 용역창고¦ 천정형 3W : 33 EA¦ 지하철 903정거장¦ 김포공항¦ 공항시장¦ 신방화¦ S = 1 / 400¦ 903정거장 방송설비 지하1층 신설평면도(2/2)¦ 1/400¦ 903정거장 방송설비 지하1층 신설평면도 (2/2)¦ (기설활용)¦ -¦ T¦ 7¦ 0¦ 0¦ 3¦ 0¦ 3¦ 4¦ 0¦ 0¦ 2¦ P¦ P¦
| 1단계_정거장 - 복사본 | 1단계_정거장 - 복사본 | 048. T9103066-003 917정거장 AFC설비 지하1층 장비배치도.dwg | \A1;2,200¦ \A1;800¦ \A1;600¦ \A1;7,500¦ \A1;7,500¦ \A1;7,500¦ \A1;7,500¦ \A1;7,500¦ \A1;7,500¦ \A1;7,500¦ \A1;7,500¦ \A1;7,500¦ \A1;7,500¦ \A1;7,500¦ \A1;7,500¦ \A1;7,500¦ \A1;7,500¦ \A1;7,500¦ \A1;7,500¦ \A1;7,500¦ \A1;7,500¦ \A1;7,500¦ \A1;7,500¦ \A1;7,500¦ \A1;7,500¦ \A1;45,000¦ \A1;7,500¦ \A1;7,500¦ \A1;7,500¦ \A1;7,500¦ \A1;7,500¦ \A1;7,500¦ \A1;165,000¦ \A1;7,500¦ \A1;7,070¦ \A1;9,160¦ \A1;9,160¦ \A1;3,300¦ \A1;28,690¦ \A1;800¦ \A1;800¦ \A1;600¦ \A1;1,000¦ \A1;4,132¦ \A1;4,000¦ \A1;1,300¦ \A1;150¦ \A1;600¦ \A1;1,325¦ \A1;600¦ \A1;600¦ \A1;600¦ \A1;600¦ \A1;600¦ \A1;2,135¦ \A1;1,800¦ \A1;500¦ \A1;1,000¦ \A1;800¦ \A1;200¦ \A1;900¦ \A1;1100¦ \A1;1,200¦ \A1;1,060¦ \A1;150¦ \A1;600¦ \A1;600¦ \A1;600¦ \A1;600¦ \A1;900¦ \A1;3,700¦ \A1;200¦ \A1;1,000¦ \A1;800¦ \A1;3,800¦ \A1;1800¦ \A1;600¦ \A1;150¦ \A1;150¦ \A1;150¦ \A1;150¦ \A1;150¦ \A1;150¦ \A1;600¦ \A1;150¦ \A1;150¦ \A1;150¦ \A1;150¦ \A1;150¦ \A1;150¦ \A1;150¦ \A1;150¦ \A1;150¦ \A1;600¦ \A1;150¦ Detail "C"¦ Detail "A"¦ Detail "B"¦ Detail "D"¦ AAM ¦ Detail "D"¦ Detail "A"¦ Detail "B"¦ 발매기실¦ X00¦ X01¦ X02¦ X03¦ X04¦ X05¦ X06¦ X07¦ X08¦ X09¦ X10¦ X11¦ X12¦ X13¦ X14¦ X15¦ X16¦ X17¦ X18¦ X19¦ X20¦ X21¦ X22¦ X23¦ X-01¦ X-02¦ X-03¦ X-04¦ X-05¦ Y04¦ Y02¦ Y00¦ Y01¦ Y03¦ X-06¦ 전 기 실¦ 복 도¦ 119구조대 사무실¦ 용역원대기실¦ CO2실¦ 비상전원실¦ 대 합 실¦ 발매기실 1¦ 편 의 점¦ 공조기계실 1¦ 안전관리실¦ 발매기실 2¦ 화장실 2 (PAID)¦ 화장실 3 (FREE)¦ 물탱크실¦ 환승통로¦ 대 합 실¦ DN¦ DN¦ DN¦ DN¦ 화장실 1 (FREE)¦ 국철노량진역과환승¦ 대합실(PAID)¦ DN¦ DN¦ UP¦ UP¦ UP¦ UP¦ UP¦ UP¦ DN¦ UP¦ UP¦ 통신기계실¦ 방범셔터¦ 방범셔터¦ 방범셔터¦ DN¦ 외부출입구 4¦ 내부계단 4¦ 내부계단 3¦ 외부출입구 5¦ 외부출입구 3¦ 외부출입구 2¦ 외부출입구 1¦ 내부계단 1¦ 내부계단 2¦ 외부출입구 6¦ 외부엘리베이터 2¦ 용역창고¦ DN¦ DN¦ UP¦ UP¦ UP¦ UP¦ UP¦ UP¦ 외부엘리베이터 1¦ 내부엘리베이터 1¦ 내부엘리베이터 2¦ 119구조대 창고¦ 119구조대 복도¦ 119구조대¦ 119구조대¦ 119구조대 침실 3¦ 917 정거장 ¦ STA.18km111.750¦ 샤워실 2¦ 샤워실 3¦ 119구조대¦ 샤워실 1¦ 이동통신기계실¦ 119구조대 침실 2¦ 119구조대 침실 1¦ 발매기실 1¦ AAM ¦ AAM ¦ 6형¦ 8형¦ 8형¦ 대합실¦ FREE AREA¦ 대합실¦ PAID AREA¦ 10/11형¦ 12형¦ 10형¦ 8형¦ 8형¦ Detail "C"¦ 8형¦ 8형¦ 8형¦ 6형¦ 10형¦ 8형¦ 12형¦ 11형¦ 대합실¦ FREE AREA¦ 대합실¦ PAID AREA¦ AAM ¦ 구 분¦ 당 초¦ 변 경¦ 6형¦ 8형¦ 10형¦ 6/12형¦ 10/11형¦ 11형¦ 12형¦ 2¦ 3¦ 8¦ 9¦ 2¦ 2¦ -¦ 1¦ 2¦ -¦ 2¦ 2¦ -¦ 1¦ 6형¦ 8형¦ 917정거장 AFC설비 지하1층 장비배치도¦ 917정거장 AFC설비 지하1층 장비배치도¦ S = 1 / 600¦ 1/600¦ 지하철 917정거장¦ 샛강¦ 노량진¦ 노들¦ T¦ 9¦ 1¦ 0¦ 3¦ 0¦ 6¦ 6¦ 0¦ 0¦ 3¦ \A1;800¦ \A1;1,000¦
| 1단계_정거장 - 복사본 | 1단계_정거장 - 복사본 | 051. T9203026-013 주공장 CIRCUIT WIRING SYSTEM DIAGRAM.dwg | IP¦ KT¦ 통신기계실 (2F)¦ 입출검사장¦ 입출장사무실¦ 용역사무실¦ 용역대기실¦ 여자탈의실¦ 남자탈의실¦ 화장실 (남,여)¦ 출입문 / 판토수선장¦ 전기부품수선장¦ 주회로 및 제어회로실¦ 대차수선장¦ 공기압축기 / 회전기 / 시험실¦ 회전기창고¦ 베어링수선장¦ 화장실 (남,여)¦ 차체창고¦ 밧데리실¦ 대차창고¦ 제동창고¦ 제동실¦ 여자탈의실¦ 남자탈의실¦ 화장실 (남,여)¦ 전기실¦ 사무실¦ 자료실¦ 교육실¦ 통신기계실¦ 화장실 (남,여)¦ 기능실 복도¦ 지상1층¦ 지상2층¦ x10¦ x10¦ x2¦ T¦ T¦ T¦ T¦ T¦ x5¦ x5¦ x6¦ x6¦ x5¦ 전기실 x 1 (지상1층)¦ 통신기계실 x 1 (지상2층)¦ 입출검사장 x 1 (지상1층)¦ 입출검사장 x 1 (지상1층)¦ C/R¦ C/R¦ x4¦ x4¦ x4¦ x4¦ x8¦ x8¦ x8¦ x4¦ x4¦ x8¦ x4¦ x4¦ x4¦ x4¦ x4¦ x4¦ x2¦ x2¦ x2¦ x7¦ x2¦ x3¦ x3¦ x9¦ To: 검사고 통신기계실¦ To: 검사고 통신기계실¦ To: 검사고 통신기계실¦ To: 검사고 통신기계실¦ F¦ D¦ I¦ 계¦ 시¦ 모¦ 제¦ 통¦ 입¦ 출¦ Data Line (전력)¦ 전력사령¦ x15¦ x6¦ 통신사령¦ R¦ R¦ Data Line (통신)¦ 냉,난방기수선장¦ 기계공장¦ 입출장대기실¦ 초음파탐상실¦ To: 종합관리 및 복지후생동¦ To: 종합관리 및 복지후생동¦ To: 종합관리 및 복지후생동¦ To: 종합관리 및 복지후생동¦ 광 S/W HUB¦ To: 종합관리 및 복지후생동¦ AMP¦ TV¦ (3D)¦ x6¦ .¦ P¦ A¦ A¦ M¦ P¦ (탁상형 PAGING)¦ (1,350W)¦ 부¦ (배관배선¦ 기설활용)¦ 주공장 CIRCUIT WIRING SYSTEM DIAGRAM¦ 주공장 CIRCUIT WIRING SYSTEM DIAGRAM¦ S = NONE¦ 차량기지¦ 차량기지¦ NONE¦ T¦ 9¦ 2¦ 0¦ 3¦ 0¦ 2¦ 6¦ 0¦ 1¦ 3¦
| 1단계_정거장 - 복사본 | 1단계_정거장 - 복사본 | 072. T9103038-021 출입구 및 환승통로 게시기 상세도.dwg | C/R¦ CONSOLE¦ ACU¦ CCTV¦ P¦ \A1;55¦ \A1;96¦ \A1;96¦ \A1;1536¦ \A1;55¦ \A1;90¦ \A1;90¦ \A1;1716¦ \A1;200¦ \A1;145¦ \A1;200%%p2¦ \A1;145¦ \A1;372¦ \A1;90¦ \A1;20¦ \A1;200¦ \A1;145¦ \A1;35¦ \A1;192¦ -¦ T¦ 0¦ 0¦ 0¦ 0¦ 0¦ 0¦ 0¦ 0¦ 0¦ 0¦ 공통¦ \A1;SUS,매미고리¦ \A1;SUPPORT PIPE¦ \A1;{\Fromand¦c129;%%C\fDotumChe¦b0¦i0¦c129¦p49;42}¦ SUS, 경첩¦ 1. 재질 :¦ 1) 전면도어 : 알루미늄 압출성형¦ 2) 케 이 스 : 1.6t 냉간압연강판¦ 2. LED 표출부 전면에 투명 아크릴 5t 부착¦ 3. VENTILATION HOLE 부분에 FILTER 부착¦ 4. 전면 도어와 케이스 사이에 고무패킹 부착¦ {\LFRONT VIEW}¦ {\LTOP VIEW}¦ {\LBOTTOM VIEW}¦ {\LRIGHT VIEW}¦ {\LLEFT VIEW}¦ SUS 매미고리¦ SUS 경첩¦ 알루미늄 압출성형¦ 96mm LED MODULE¦ VENTILATION HOLE¦ 120mm FAN¦ NOTE¦ 출입구 및 환승통로 게시기 상세도¦ 출입구 및 환승통로 게시기 상세도¦ NONE¦ 공통¦ T¦ 9¦ 1¦ 0¦ 3¦ 0¦ 3¦ 8¦ 0¦ 2¦ 1¦ P¦
| 1단계_정거장 - 복사본 | 1단계_정거장 - 복사본 | 064. T9103038-017 WALL PULLBOX DETAIL.dwg | \A1;A¦ \A1;C¦ \A1;B¦ \A1;D¦ \A1;D¦ \A1;B¦ \A1;F¦ \A1;E¦ \A1;150¦ \A1;280¦ \A1;210¦ \A1;F¦ \A1;10¦ \A1;50¦ \A1;10¦ -¦ T¦ 0¦ 0¦ 0¦ 0¦ 0¦ 0¦ 0¦ 0¦ 0¦ 0¦ 공통¦ DETAIL "A"¦ DETAIL B-1¦ NUT¦ RUBBER PACKING¦ DOOR PIN¦ RUBBER PACKING¦ 164.2819¦ 매 입 형¦ FRONT VIEW¦ BOX¦ DOOR¦ DETAIL "A"¦ DOOR¦ BOX¦ (FRONT VIEW)¦ STAINLESS STEEL¦ DETAIL B-2¦ 노 출 형¦ BOX¦ DOOR¦ DETAIL B-1¦ DOOR¦ 2380.5872¦ WASHER¦ DOOR PIN¦ BOX¦ WELDING¦ M6x32 BOLT¦ WELDING¦ 300¦ 600¦ 300¦ 400¦ 300¦ 500¦ 400¦ 300¦ 400¦ 500¦ 500¦ 400¦ 20¦ 30¦ 300¦ 30¦ 30¦ 30¦ 30¦ 30¦ 300¦ 150¦ 150¦ 150¦ 150¦ 20¦ 20¦ 20¦ 20¦ 20¦ A¦ 200¦ 300¦ B¦ 30¦ 150¦ C¦ D¦ 20¦ E¦ 15¦ 15¦ 15¦ 15¦ 15¦ 15¦ 15¦ F¦ DOOR 보강용 ANGLE 취부도¦ DETAIL B-2¦ 164.2819¦ DOOR¦ KEY¦ SPRING¦ 쇄정 손잡이¦ DOOR¦ WELDING¦ WELDING¦ 1. 카바는 스텐레스(27종 t:1.5)제로하고 몸체는 2.0t스텐레스로 한다.¦ NOTE¦ 2. BOX KEY는 동일한 제품으로 우수한 재료를 사용한다.¦ 3. 스텐레스 원판은 헤어라인 처리하고 절곡부분은 V Cut 시공하여 ¦ 외관상 미려하게 제작하여야 한다.¦ DIMENSION LIST¦ WALL PULLBOX DETAIL¦ WALL PULLBOX DATAIL¦ S = NONE¦ NONE¦ 공통¦ T¦ 9¦ 1¦ 0¦ 3¦ 0¦ 3¦ 8¦ 0¦ 1¦ 7¦
| 1단계_정거장 - 복사본 | 1단계_정거장 - 복사본 | 067. T9103038-018 카메라 설치 상세도.dwg | \A1;270¦ \A1;2,900¦ \A1;270¦ \A1;2,500¦ \A1;270¦ \A1;270¦ \A1;200¦ \A1;4,650¦ \A1;3,500¦ \A1;400¦ \A1;550¦ \A1;2,900¦ \A1;2,500¦ \A1;1,000¦ \A1;150¦ \A1;200¦ 공통¦ -¦ T¦ 0¦ 0¦ 0¦ 0¦ 0¦ 0¦ 0¦ 0¦ 0¦ 0¦ ¦ ¦ ¦ ¦ ¦ ¦ ¦ 장애자용 ELEVATOR 평면도¦ ATTACHED OF CAMERA¦ 장애자용 ELEVATOR 주단면도¦ OUTLET BOX¦ 배관설치 위치¦ DN¦ DETAIL 참조¦ OUTLET BOX¦ SEMI-FIXED¦ 장애자용 ELEVATOR 정면도¦ INTERPHONE¦ OUTLET BOX¦ 카메라 설치 상세도¦ 카메라 설치 상세도¦ S = NONE¦ NONE¦ T¦ 9¦ 1¦ 0¦ 3¦ 0¦ 3¦ 8¦ 0¦ 1¦ 8¦ \A1;2,100¦
| 1단계_정거장 - 복사본 | 1단계_정거장 - 복사본 | 010. T9203026-004 종합관리 및 복지후생동 CIRCUIT WIRING SYSTEM DIAGRAM_철거(1_3).dwg | IP¦ T¦ 0¦ 0¦ 0¦ 0¦ 0¦ 0¦ 0¦ 0¦ 0¦ 0¦ ANT¦ H/E¦ 모시계¦ O/F(SM)¦ O/F(SM)¦ DATA¦ KEY PHONE¦ M/D¦ E¦ Ports¦ T¦ (VOICE)¦ E & M¦ SUB ADM¦ TEL¦ SPCM¦ FAX¦ Data Line¦ Data Line¦ Data Line (전력)¦ P.A AMP¦ L¦ O¦ E¦ T¦ L¦ O¦ 출입통제¦ 열차무선¦ Data Line¦ Data Line¦ 전력사령¦ 종합사령실 기계실 (3F)¦ 당직실 (1F)¦ 기계실 / 물탱크실¦ HALL¦ 전기실¦ 비상전원실¦ 매점¦ 식당 및 세척실¦ HALL¦ 화장실 (남,여)¦ 장애인화장실 (남,여)¦ 주방¦ 침실¦ 영양사실¦ DECK¦ 기계실 / 물탱크실 (상부)¦ 공조실¦ 휴게실¦ DECK (좌)¦ 노조사무실¦ 예비군대대¦ 용역사무실¦ 양호실¦ EPS실 (1F)¦ 강당¦ 영사실¦ 준비실¦ 당직실¦ 안내실¦ 화장실 (남,여)¦ 장애인화장실 (남,여)¦ 휴게공간¦ 홍보전시실¦ HALL / 복도¦ SUN KEN¦ 지하1층¦ 지하2층¦ 지상1층¦ To: KT¦ KT¦ KT¦ KT¦ AMP¦ TV¦ (6D)¦ T¦ T¦ T¦ T¦ T¦ T¦ T¦ T¦ T¦ T¦ T¦ To: EPS실 (2F)¦ PA¦ C/R¦ AMP¦ C¦ C¦ T¦ V¦ HALL-1 (지상1층)¦ HALL-2 (지상1층)¦ ELEC-1 (지하1층)¦ MAC-1 (지하1층)¦ x6¦ x4¦ x2¦ R¦ x2¦ x3¦ x2¦ x9¦ x3¦ x2¦ x2¦ x2¦ x2¦ x2¦ x2¦ x2¦ x6¦ x7¦ x8¦ To: EPS실 (3F)¦ x2¦ R¦ A¦ C¦ K¦ 감시실¦ 강사대기실¦ 창고¦ T¦ R¦ T¦ R¦ R¦ x2¦ x2¦ IP¦ IP¦ T¦ R¦ x4¦ x3¦ 수신장치¦ 재난방송¦ ANT¦ ANT¦ To: 검사고¦ To: 변전소¦ To: 주공장, 검사고, 부속동¦ To: 주공장, 검사고, 부속동, 901정거장¦ To: 주공장, 검사고¦ (2,450W)¦ (100W)¦ 화물용 ELEV¦ 인터폰¦ 모장치¦ [기계설비분]¦ [기계설비분]¦ 자장치¦ From: 종합사령실 인터폰모장치¦ 구내 ELEV¦ 자장치¦ CCTV¦ 광화상전송장치¦ MATRIX¦ RACK¦ TV 광수신기¦ DATA¦ M/D¦ E¦ Ports¦ T¦ &¦ (VOICE)¦ SUB ADM¦ TEL¦ SPCM¦ 전력사령¦ 통신사령¦ Data Line (전력)¦ Data Line¦ Data Line¦ Data Line¦ Data Line (AFC)¦ Data Line (통신)¦ Data Line (방재)¦ Data Line (운전)¦ P.A AMP¦ L¦ O¦ 배 선 반¦ 출입통제¦ 운전사령¦ E¦ T¦ L¦ O¦ Data Line (신호)¦ FXO/FXS¦ Ethernet Port¦ MULTI¦ COMM¦ EQUIP¦ FM광전송장치¦ 열차무선¦ O/F(SM) FM RADIO, 지상파DMB¦ 소방외부 무선통신 보조설비¦ 소방 무선통신 보조설비¦ 철거¦ 철거¦ 철거¦ 철거¦ 종합관리 및 복지후생동 CIRCUIT WIRING SYSTEM DIAGRAM / 철거(1/3)¦ 종합관리 및 복지후생동 CIRCUIT WIRING SYSTEM DIAGRAM / 철거 (1/3)¦ S = NONE¦ NONE¦ 차량기지¦ T¦ 9¦ 2¦ 0¦ 3¦ 0¦ 2¦ 6¦ 0¦ 0¦ 4¦ KT¦
| 1단계_정거장 - 복사본 | 1단계_정거장 - 복사본 | 051. T9103026-001 914(국회의사당)역사노드 랙 배치도.dwg | 역사노드백본 랙 ¦ OJCx8¦ 시리얼장치 랙¦ 스위치 랙 ¦ 기지국장치 랙 ¦ OFD 랙 ¦ MDF 랙 ¦ GND¦ OJCx8¦ OJCx16¦ OJCx4¦ UTP Cat6 25Px2¦ UTP Cat6 25Px2¦ HFCO 2C/4㎟¦ HFCO 2C/4㎟¦ HFCO 2C/4㎟¦ F-GV 16㎟¦ F-GV 16㎟¦ F-GV 16㎟¦ F-GV 16㎟¦ F-GV 16㎟¦ F-GV 16㎟¦ UPS¦ OJCx4¦ UTP Cat6 25Px2¦ F-GV 16㎟¦ UPS¦ OJCx8¦ 역사노드백본 랙 ¦ 스위치 랙 ¦ 기지국장치 랙 ¦ OFD 랙 ¦ MDF 랙 ¦ GND¦ OJCx8¦ OJCx16¦ OJCx4¦ UTP Cat6 25Px2¦ UTP Cat6 25Px2¦ HFCO 2C/4㎟¦ HFCO 2C/4㎟¦ HFCO 2C/4㎟¦ F-GV 16㎟¦ F-GV 16㎟¦ F-GV 16㎟¦ F-GV 16㎟¦ F-GV 16㎟¦ F-GV 16㎟¦ 역사노드백본 랙 ¦ OJCx8¦ 시리얼장치 랙¦ 스위치 랙 ¦ 기지국장치 랙 ¦ OFD 랙 ¦ MDF 랙 ¦ GND¦ OJCx8¦ OJCx16¦ OJCx4¦ UTP Cat6 25Px2¦ UTP Cat6 25Px2¦ HFCO 2C/4㎟¦ HFCO 2C/4㎟¦ HFCO 2C/4㎟¦ F-GV 16㎟¦ F-GV 16㎟¦ F-GV 16㎟¦ F-GV 16㎟¦ F-GV 16㎟¦ F-GV 16㎟¦ UPS¦ OJCx4¦ UTP Cat6 25Px2¦ F-GV 16㎟¦ 914(국회의사당)역사노드 랙 배치도¦ NONE¦ 914(국회의사당)역사노드 랙 배치도¦ S = NONE¦ OFD 랙¦ MDF 랙 (기설)¦ 기지국장치 랙¦ 역사노드백본 랙¦ 시리얼장치¦ MDF¦ MDF¦ MDF¦ MDF¦ MDF¦ OFD¦ OFD¦ OFD¦ OFD¦ OFD¦ PDP¦ 백본스위치¦ 백본스위치¦ \pi-15,l20,t20;* 예시도면이며 제조사별 구성도 다를 수 있음.¦ PDP¦ OPDP¦ \pi-15,l20,t20;* 랙 내 접지바에서 장치간 접지 연결.¦ RRU¦ 정류기¦ 914(국회의사당)역사노드 랙 배치도¦ NONE¦ 914(국회의사당)역사노드 랙 배치도¦ S = NONE¦ OFD 랙¦ MDF 랙¦ 기지국장치 랙¦ 스위치 랙¦ 역사노드백본 랙¦ 시리얼장치¦ PDP¦ MDF¦ MDF¦ MDF¦ MDF¦ MDF¦ OFD¦ OFD¦ OFD¦ OFD¦ OFD¦ 스위치¦ 스위치¦ 스위치¦ PDP¦ 백본스위치¦ 백본스위치¦ UPS¦ OJCx8¦ 역사노드백본 랙 ¦ 스위치 랙 ¦ 기지국장치 랙 ¦ OFD 랙 ¦ MDF 랙 ¦ GND¦ OJCx8¦ OJCx12¦ OJCx4¦ UTP Cat6 25Px2¦ UTP Cat6 25Px2¦ HFCO 2C/4㎟¦ HFCO 2C/4㎟¦ HFCO 2C/4㎟¦ F-GV 16㎟¦ F-GV 16㎟¦ F-GV 16㎟¦ F-GV 16㎟¦ F-GV 16㎟¦ F-GV 16㎟¦ \pi-15,l20,t20;* 예시도면이며 제조사별 구성도 다를 수 있음.¦ PDP¦ PDOD¦ \pi-15,l20,t20;* 랙 내 접지바에서 장치간 접지 연결.¦ RRU¦ 정류기¦ 역사노드백본 랙 ¦ OJCx8¦ 시리얼장치 ¦ 기지국장치 랙 ¦ OFD 랙 ¦ MDF 랙 ¦ GND¦ OJCx4¦ OJCx4¦ UTP Cat5e 4Px2¦ HFCO 2C/4㎟¦ HFCO 2C/4㎟¦ F-GV 16㎟¦ F-GV 16㎟¦ F-GV 16㎟¦ UPS¦ UTP Cat6 25Px2¦ OPDP¦ RRU 1¦ RRU 2¦ RRU 3¦ F-GV 16㎟¦ 913¦ 915¦ 914¦ T¦ 9¦ 1¦ 0¦ 3¦ 0¦ 2¦ 6¦ 0¦ 0¦ 1¦ OJCx10¦ OJCx8¦ F-GV 16㎟¦ 정류기¦ DU_A¦ PDP¦ DU_S¦ RRU¦ OPDP¦ OPDP¦ RRU 정류기¦ RRU 축전지¦
| 1단계_정거장 - 복사본 | 1단계_정거장 - 복사본 | 027. T7001034-010 912정거장 전화설비 지하3층 철거평면도 (2_2).dwg | \A1;2,400¦ \A1;30,700¦ \A1;12,950¦ \A1;30,000¦ \A1;7,500¦ \A1;7,500¦ \A1;7,500¦ \A1;86,250¦ \A1;7,500¦ \A1;7,500¦ \A1;7,500¦ \A1;7,500¦ \A1;7,500¦ \A1;7,500¦ \A1;3,750¦ \A1;7,500¦ \A1;7,500¦ \A1;21,750¦ \A1;34,500¦ \A1;2,400¦ \A1;12,950¦ MATCH LINE DWG No. "S1-TA-S12-DB-012-0"¦ (22) UTP Cat.5E 4Px3조 (승강장 공중전화)¦ B¦ (22) UTP Cat.5E 4Px3조 (승강장 INT)¦ 1. 음향유도기 전원은 전기콘센트를 이용한다.¦ NOTE¦ 2. 증폭기전원은 전기콘센트를 이용한다.¦ 3. 통신기계실 및 안전관리실 MAIN 분전반은 전기에서 설치한다.¦ A¦ (22) UTP Cat.5 4Px3조 (승강장 공중전화)¦ KEY PLAN¦ X25¦ X26¦ X27¦ X28¦ X29¦ X30¦ X31¦ X32¦ X33¦ X34¦ X35¦ X36¦ Y00¦ Y02¦ Y03¦ Y06¦ Y04¦ UP¦ UP¦ PSD 기계실¦ 승강장¦ PSD 기계실¦ 승강장¦ 912 정거장¦ STA.13km796.097¦ (16) UTP Cat.5E 4Px1조 (승강장 INT)¦ B¦ (22) UTP Cat.5E 4Px3조 (승강장 공중전화)¦ (16) UTP Cat.5 4Px2조 (승강장 INT)¦ (P19:500x500x300)¦ (P21:500x500x300)¦ (P20:500x500x300)¦ (P23:500x500x300)¦ (P24:500x500x300)¦ (P25:500x500x300)¦ (22) UTP Cat.5E 4Px3조 (승강장 공중전화)¦ (16) UTP Cat.5 4Px2조 (승강장 INT)¦ B¦ (16) 인터폰선 0.6x2Px4조 (INT)¦ DOWN TO CP PANEL¦ UP TO 지하2층¦ TRAY (900x150)¦ UTP Cat.5E 4Px3조 (승강장 공중전화)¦ UTP Cat.5E 4Px3조 (승강장 INT)¦ (16) UTP Cat.5E 4Px1조 (승강장 INT)¦ UP TO 지하2층¦ TRAY (900x150)¦ UTP Cat.5E 4Px3조 (승강장 공중전화)¦ UTP Cat.5E 4Px3조 (승강장 INT)¦ (P22:200x200x100)¦ UTP 25P¦ [TB No.8]¦ 공중전화¦ UTP 25P¦ [TB No.7]¦ 공중전화¦ (P18:200x200x100)¦ A¦ A¦ (22) UTP Cat.5E 4Px3조 (승강장 공중전화)¦ (16) UTP Cat.5 4Px2조 (승강장 INT)¦ (16) UTP Cat.5 4Px2조 (승강장 INT)¦ (22) UTP Cat.5E 4Px3조 (승강장 공중전화)¦ (16) UTP Cat.5 4Px2조 (승강장 INT)¦ (16) UTP Cat.5 4Px2조 (승강장 INT)¦ (16) 인터폰선 0.6x2Px4조 (INT)¦ DOWN TO CP PANEL¦ 지하철 912정거장¦ 신목동¦ 선유도¦ 당산¦ S=1/400¦ 912정거장 전화설비 지하3층 철거평면도(2/2)¦ S = 1/400¦ 912정거장 전화설비 지하3층 철거평면도(2/2)¦ T¦ 7¦ 0¦ 0¦ 1¦ 0¦ 3¦ 4¦ 0¦ 1¦ 0¦ (기설활용)¦ INT¦ P¦
| 1단계_정거장 - 복사본 | 1단계_정거장 - 복사본 | 064. T7009934-001 913정거장 출입통제설비 지하1층 평면도 (1_2).dwg | C/R¦ ACU¦ \A1;11,000¦ \A1;5,500¦ \A1;5,500¦ \A1;7,500¦ \A1;7,500¦ \A1;7,500¦ \A1;7,500¦ \A1;7,500¦ \A1;7,500¦ \A1;7,500¦ \A1;7,500¦ \A1;3,630¦ \A1;85,630¦ \A1;21,370¦ \A1;6,750¦ \A1;7,800¦ \A1;6,820¦ MATCH LINE DWG No. "S1-TA-S13-DB-024-0"¦ KEY PLAN¦ X01¦ X02¦ X03¦ X04¦ X05¦ X06¦ X07¦ X08¦ X09¦ X10¦ X11¦ X12¦ Y00¦ Y02¦ Y05¦ Y07¦ Y01¦ Y03¦ Y06¦ Y04¦ 2호선 교각¦ UP¦ 대합실¦ 신호통신기계실¦ 복 도¦ 사무실¦ 작업장(건축/토목)¦ 창 고¦ 작업장(설비)¦ 작업장(신호)¦ 작업장(통신)¦ 작업장(전기)¦ 창 고¦ 창 고¦ 창 고¦ 창 고¦ 분소 락카룸(남)¦ 분소 샤워실(남)¦ 분소 탈의실(남)¦ 분소 락카룸(여)¦ 분소 샤워실(여)¦ 분소 탈의실(여)¦ 대기실(남)¦ 대기실(여)¦ 외부출입구1¦ 외부엘리베이터1¦ 외부통로1¦ 목동선 환승에스컬레이터¦ 외부출입구6¦ 외부통로3¦ 외부출입구5¦ MATCH LINE¦ MATCH LINE¦ (P3:500x500x300)¦ 지상E/L¦ 임대상가1¦ 임대상가2¦ DOWN TO 신호통신기계실¦ TRAY (600x150)¦ UTP Cat.5E 4Px8조 (출입통제)¦ UTP Cat.5E 4Px2조 (출입통제)¦ (16) UTP Cat.5E 4Px2조 (출입통제)¦ UTP Cat.5E 4Px4조 (출입통제)¦ DOWN TO 지하2층¦ 913정거장 출입통제설비 지하1층 평면도 (1/2)¦ 913정거장 출입통제설비 지하1층 평면도 (1/2)¦ S = 1 / 400¦ 1/400¦ 지하철 913정거장¦ 선유도¦ 당산¦ 국회의사당¦ T¦ 7¦ 0¦ 0¦ 9¦ 9¦ 3¦ 4¦ 0¦ 0¦ 1¦ P¦
| 1단계_정거장 - 복사본 | 1단계_정거장 - 복사본 | 016. T1001026-012 915정거장 AFC CABLE WIRING DIAGRAM (2_2) (환승구간).dwg | D/I MUX (ROUTER)¦ (통신기계실)¦ 분전반 (전기시설분)¦ (안전관리실)¦ AFC 접지단자함¦ (안전관리실)¦ DPC BOX¦ 인터콤 모장치¦ SMS (S/W HUB)¦ (안전관리실)¦ EM GATE¦ CONTROL BOX¦ AGM 6형 (No.1)¦ AGM 8형 (No.2)¦ AGM 8형 (No.3)¦ AGM 10/11형 (No.5)¦ AGM 12형 (No.6) (HUB)¦ AAM (No.1)¦ AAM (No.2)¦ F-GV 4.0㎟x1조¦ HFCO 2C/4.0㎟x1조¦ EM. GATE (No.3) (개폐장치)¦ FTP Cat.5E 4Px1조¦ FR-CVVS 4C/2.5㎟x1조 (DPC)¦ HFCO 3C/6.0㎟x1조¦ HFCO 3C/6.0㎟x1조¦ HFCO 3C/6.0㎟x1조¦ FTP Cat.5E 4Px1조¦ HFCO 3C/6.0㎟x1조¦ (안전관리실)¦ (안전관리실)¦ CROSS AISLE CABLE¦ CROSS AISLE CABLE¦ CROSS AISLE CABLE¦ OF-SM-8Cx1조¦ FR-CVVS 4C/2.5㎟x1조 (DPC)¦ UTP Cat.5E 4Px1조(INT)¦ AGM 8형 (No.4)¦ FTP Cat.5E 4Px1조¦ HFCO 3C/6.0㎟x1조¦ HFCO 2C/4.0㎟x1조¦ 광S/W HUB (No.1)¦ 환승게이트¦ AGM 6형 (No.7)¦ AGM 8형 (No.8)¦ AGM 8형 (No.9)¦ AGM 10/11형 (No.11)¦ AGM 12형 (No.12) (HUB)¦ CROSS AISLE CABLE¦ CROSS AISLE CABLE¦ CROSS AISLE CABLE¦ AGM 8형 (No.10)¦ FTP Cat.5E 4Px1조¦ FTP Cat.5E 4Px1조¦ FTP Cat.5E 4Px1조¦ FTP Cat.5E 4Px1조¦ FTP Cat.5E 4Px1조¦ AAM (No.3)¦ AAM (No.4)¦ FTP Cat.5E 4Px1조¦ FTP Cat.5E 4Px1조¦ EM. GATE (No.4) (개폐장치)¦ HFCO 3C/6.0㎟x1조¦ HFCO 3C/6.0㎟x1조¦ HFCO 3C/6.0㎟x1조¦ HFCO 3C/6.0㎟x1조¦ HFCO 3C/6.0㎟x1조¦ HFCO 3C/6.0㎟x1조¦ HFCO 3C/6.0㎟x1조¦ CROSS AISLE CABLE¦ CROSS AISLE CABLE¦ 광S/W HUB (No.2)¦ 환승게이트¦ OF-SM-8Cx1조¦ F-GV 4.0㎟x1조¦ CROSS AISLE CABLE¦ CROSS AISLE CABLE¦ FTP Cat.5E 4Px1조¦ HFCO 3C/6.0㎟x1조¦ HFCO 3C/6.0㎟x1조¦ FTP Cat.5E 4Px1조¦ FTP Cat.5E 4Px1조¦ FTP Cat.5E 4Px1조¦ FTP Cat.5E 4Px1조¦ FTP Cat.5E 4Px1조¦ FTP Cat.5E 4Px1조¦ FTP Cat.5E 4Px1조¦ 통신UPS¦ (통신기계실)¦ 통합교환설비¦ (통신기계실)¦ UTP Cat.5E 4Px1조(INT)¦ UTP Cat.5E 4Px1조(INT)¦ UTP Cat.5E 4Px1조(INT)¦ UTP Cat.5E 4Px1조(INT)¦ UTP Cat.5E 4Px1조(INT)¦ 915정거장 AFC CABLE WIRING DIAGRAM (2/2) (환승구간)¦ 915정거장 AFC CABLE WIRING DIAGRAM (2/2) (환승구간)¦ S = NONE¦ NONE¦ 지하철 915정거장¦ 국회의사당¦ 여의도¦ 샛강¦ T¦ 1¦ 0¦ 0¦ 1¦ 0¦ 2¦ 6¦ 0¦ 1¦ 2¦
| 1단계_정거장 - 복사본 | 1단계_정거장 - 복사본 | 014. T9203026-008 종합관리 및 복지후생동 구내통신설비 CABLE WIRING DIAGRAM (2_3).dwg | MIS/AFC실 (광S/W HUB)¦ 전산운영요원실¦ 공조실¦ 종합사령실 기계실¦ 유지보수실¦ 지상3층¦ 종합사령실기계실 (3f)¦ MIS/AFC실 (3F)¦ 당직실 (1F)¦ UTP CaT.5E 4Px2조¦ UTP CaT.5E 4Px2조¦ S¦ I¦ 시계¦ 모¦ H/E¦ 선¦ 무¦ 차¦ 열¦ 통제¦ 출입¦ T¦ T¦ T¦ C/R¦ C/R¦ UTP Cat.5E 4Px13조¦ UTP Cat.5E 4Px2조¦ HIV 1.5㎟x2조¦ HIV 1.5㎟x2조¦ 5C-HFBTx1조¦ 5C-HFBTx1조¦ CCM-1 (지상3층)¦ HALL-4 (지상3층)¦ M/A-1 (지상3층)¦ C¦ C¦ T¦ V¦ R¦ A¦ C¦ K¦ UTP Cat.5E 4Px2조¦ UTP CaT.5E 4Px2조¦ OF-SM-8Corex3조 (주공장, 검사고, 중정비센터 광S/W HUB)¦ FR-CVVSB 4C/1.5㎟x1조, FR-CV 3C/4.0㎟x1조¦ FR-CVVSB 2C/2.5㎟x1조 (검사고)¦ FR-CVVSB 2C/2.5㎟x1조 (주공장)¦ FR-CVVSB 6C/1.5㎟x2조 (변전소)¦ ANT ¦ 7C-HFBTx2조¦ 10C-HFBTx2조 (경비실(정문), 종합창고),¦ 10C-HFBTx3조 (주공장, 검사고, 901정거장),¦ ANT ¦ OF-SM-4Corex1조 (검사고)¦ FR-HFC-22Dx7조, F-GV 16㎟x2조¦ ANT ¦ F¦ D¦ M¦ /¦ O¦ F¦ F/S(J.F) 0.65x100P(50%%%차폐)x4조¦ F/S(J.F) 0.65x25P(50%차폐)x1조 (본선)¦ OF-SM-46Corex2조 (본선)¦ F/S(J.F) 0.65x25P(50%%%차폐)x3조¦ F/S(J.F) 0.65x50P(50%차폐)x1조 (모타카고)¦ 수신¦ 방송¦ 재난¦ 장치¦ 5C-HFBTx1조, FR-CV 2C/4.0㎟x1조¦ ANT ¦ From: 감시실 인터폰모장치 ¦ D¦ 기술부본부장실¦ 기술본부장 비서실¦ 기술본부장실¦ UTP Cat.5E 4Px2조¦ 회의실¦ 갱의실(남,여)¦ FR-CV 2C/4.0㎟x1조 (TV AMP POWER)¦ FR-CV 2C/4.0㎟x2조 (TV AMP POWER)¦ (주공장, 검사고, 중정비분소, 901국선)¦ (변전소, 경비실(정문), 경비실(후문)¦ UTP Cat.5E 4Px2조¦ I¦ M¦ OF-MM-8Corex2조 (화상서버용)¦ EPS실 (3F)¦ 기술본부사무실1 (HUB)¦ 기술본부사무실2¦ 기술본부사무실3¦ UTP Cat.5E 4Px13조¦ T¦ T¦ T¦ T¦ UTP Cat.5E 4Px14조¦ UTP Cat.5E 25Px4조¦ UTP Cat.5E 4Px25조¦ UTP Cat.5E 4Px1조¦ EPS실 (2F)¦ 공조실¦ 강의실2¦ 강의실3¦ 현금취급실¦ 인사팀¦ 인사임원실¦ 회의실 (HUB)¦ 총무팀¦ 강의실1¦ 지상2층¦ C/R¦ 보건/안전/보안¦ 재무.회계팀 (HUB)¦ 재경본부장¦ 문서실1¦ 문서실2¦ 예비실1¦ 예비실2¦ UTP Cat.5E 4Px1조 (CAMERA)¦ HALL-3 (지상2층)¦ T¦ T¦ T¦ T¦ T¦ T¦ T¦ T¦ T¦ UTP Cat.5E 4Px1조¦ UTP Cat.5E 4Px13조¦ UTP Cat.5E 4Px11조¦ UTP Cat.5E 4Px11조¦ UTP Cat.5E 4Px9조¦ UTP Cat.5E 4Px3조¦ UTP Cat.5E 25Px4조¦ UTP Cat.5E 25Px4조¦ OF-MM-8Corex1조¦ UTP Cat.5E 4Px4조¦ UTP Cat.5E 4Px14조¦ UTP Cat.5E 4Px12조¦ UTP Cat.5E 4Px10조¦ UTP Cat.5E 4Px1조¦ UTP Cat.5E 4Px1조¦ UTP Cat.5E 4Px1조¦ UTP Cat.5E 4Px1조¦ UTP Cat.5E 4Px2조¦ UTP Cat.5E 4Px1조¦ UTP Cat.5E 4Px1조¦ UTP Cat.5E 4Px1조¦ UTP Cat.5E 4Px1조¦ UTP Cat.5E 4Px1조¦ UTP Cat.5E 4Px1조¦ UTP Cat.5E 4Px4조¦ UTP Cat.5E 4Px1조¦ UTP Cat.5E 4Px1조¦ UTP Cat.5E 4Px1조¦ UTP Cat.5E 25Px4조¦ UTP Cat.5E 4Px11조¦ UTP Cat.5E 4Px3조¦ UTP Cat.5E 4Px1조¦ UTP Cat.5E 4Px1조¦ UTP Cat.5E 4Px1조¦ UTP Cat.5E 4Px1조¦ UTP Cat.5E 4Px13조¦ UTP Cat.5E 4Px14조¦ UTP Cat.5E 4Px25조¦ UTP Cat.5E 4Px1조¦ OF-MM-8Corex1조¦ UTP Cat.5E 4Px13조¦ UTP Cat.5E 4Px2조¦ UTP Cat.5E 4Px2조¦ UTP Cat.5E 4Px2조¦ UTP Cat.5E 4Px1조¦ UTP Cat.5E 4Px1조¦ UTP Cat.5E 4Px4조¦ UTP Cat.5E 4Px1조¦ UTP Cat.5E 4Px2조¦ UTP Cat.5E 4Px1조¦ UTP Cat.5E 4Px1조¦ UTP Cat.5E 4Px1조¦ From: 종합사령실 인터폰모장치¦ 인터폰선 0.6x2Px1조 (인터폰)¦ UTP Cat.5E 4Px3조 (CAMERA)¦ 종합관리 및 복지후생동 구내통신설비 CABLE WIRING DIAGRAM (2/3)¦ 종합관리 및 복지후생동 구내통신설비 CABLE ¦ S = NONE¦ 차량기지¦ 차량기지¦ NONE¦ WIRING DIAGRAM (2/3)¦ T¦ 9¦ 2¦ 0¦ 3¦ 0¦ 2¦ 6¦ 0¦ 0¦ 8¦
| 1단계_정거장 - 복사본 | 1단계_정거장 - 복사본 | 051. T7005034-008 913정거장 CCTV,TDI,시계설비 지하1층 철거평면도 (1_2).dwg | C/R¦ ACU¦ CCTV¦ P¦ \A1;11,000¦ \A1;5,500¦ \A1;5,500¦ \A1;7,500¦ \A1;7,500¦ \A1;7,500¦ \A1;7,500¦ \A1;7,500¦ \A1;7,500¦ \A1;7,500¦ \A1;7,500¦ \A1;3,630¦ \A1;85,630¦ \A1;21,370¦ \A1;6,750¦ \A1;7,800¦ \A1;6,820¦ L¦ A¦ ECX 5C-2Vx28조 (CAMERA)(기존활용)¦ HIV 1.5㎟x4조 (CLOCK)(철거)¦ HIV 2.5㎟x2조 (CL POWER)(철거)¦ DOWN TO 신호통신기계실¦ TRAY (600x150)¦ ECX 5C-2Vx46조 (CAMERA)(기존활용)¦ B¦ HIV 1.5㎟x10조 (CLOCK)(철거)¦ HIV 2.5㎟x4조 (CL POWER)(철거)¦ (28) ECX 5C-2Vx4조 (CAMERA)(기존활용)¦ C¦ D¦ E¦ TRAY (300x100)¦ ECX 5C-2Vx10조 (CAMERA)(기존활용)¦ HIV 2.5㎟x2조 (CL POWER)(철거)¦ HIV 1.5㎟x4조 (CLOCK)(철거)¦ TRAY (300x100)¦ ECX 5C-2Vx10조 (CAMERA)(기존활용)¦ HIV 2.5㎟x2조 (CL POWER)(철거)¦ HIV 1.5㎟x4조 (CLOCK)(철거)¦ MATCH LINE DWG No. "S1-TA-S13-DB-024-0"¦ (16) HIV 1.5㎟x4조 (CLOCK)(철거)¦ (16) HIV 2.5㎟x4조 (CL POWER)(철거)¦ DOWN TO 지하2층¦ TRAY (900x150)¦ (16) HIV 1.5㎟x2조 (CLOCK)(철거)¦ KEY PLAN¦ X01¦ X02¦ X03¦ X04¦ X05¦ X06¦ X07¦ X08¦ X09¦ X10¦ X11¦ X12¦ Y00¦ Y02¦ Y05¦ Y07¦ Y01¦ Y03¦ Y06¦ Y04¦ 2호선 교각¦ UP¦ 대합실¦ 신호통신기계실¦ 복 도¦ 사무실¦ 작업장(건축/토목)¦ 창 고¦ 작업장(설비)¦ 작업장(신호)¦ 작업장(통신)¦ 작업장(전기)¦ 창 고¦ 창 고¦ 창 고¦ 창 고¦ 분소 락카룸(남)¦ 분소 샤워실(남)¦ 분소 탈의실(남)¦ 분소 락카룸(여)¦ 분소 샤워실(여)¦ 분소 탈의실(여)¦ 대기실(남)¦ 대기실(여)¦ 외부출입구1¦ 외부엘리베이터1¦ 외부통로1¦ 목동선 환승에스컬레이터¦ 외부출입구6¦ 외부통로3¦ 외부출입구5¦ MATCH LINE¦ (P7:200x200x100)¦ ES-2¦ (16) ECX 5C-2Vx1조 (CAMERA)(기존활용)¦ ES-3¦ (16) ECX 5C-2Vx1조 (CAMERA)(기존활용)¦ (P6:200x200x100)¦ (22) ECX 5C-2Vx2조 (CAMERA)(기존활용)¦ (P5:200x200x100)¦ MATCH LINE¦ C-1¦ (P3:500x500x300)¦ (P2:200x200x100)¦ COMM-1¦ ES-1¦ (P1:200x200x100)¦ ELE-1¦ (16) ECX 5C-2Vx1조 (CAMERA)(기존활용)¦ UP TO 지상 E/L¦ (16) ECX 5C-2Vx1조 (CAMERA)(기존활용)¦ (28) ECX 5C-2Vx3조 (CAMERA)(기존활용)¦ (22) ECX 5C-2Vx2조 (CAMERA)(기존활용)¦ D¦ E¦ B¦ C¦ (16) ECX 5C-2Vx1조 (CAMERA)(기존활용)¦ (22) ECX 5C-2Vx2조 (CAMERA)(기존활용)¦ (16) ECX 5C-2Vx1조 (CAMERA)(기존활용)¦ ELE-2¦ (16) ECX 5C-2Vx1조 (CAMERA)(기존활용)¦ DOWN TO 지하1층 E/L¦ (16) ECX 5C-2Vx1조 (CAMERA)(기존활용)¦ 지상E/L¦ (16) ECX 5C-2Vx1조 (CAMERA)(기존활용)¦ A¦ (16) HIV 1.5㎟x2조 (CLOCK)(철거)¦ (16) HIV 1.5㎟x2조 (CLOCK)(철거)¦ (16) HIV 1.5㎟x2조 (CLOCK)(철거)¦ (16) HIV 1.5㎟x2조 (CLOCK)(철거)¦ (16) HIV 1.5㎟x2조 (CLOCK)(철거)¦ (P4:200x200x100)¦ NOTE¦ 1. 광케이블, 전원/접지케이블 (OF-SM-4Core, CV 3C/2.5㎟)¦ 3. 승강장 ANT설치위치: 열차 진행방향 정거장 시종점부에 설치¦ 2. 광케이블, 전원/접지케이블 (OF-SM-8Core, CV 3C/2.5㎟)¦ VMT¦ vmh¦ vmh¦ vmh¦ vmh¦ vmh¦ (16) UTP Cat 5E 4Px1조 (출입구게시기)(철거)¦ (16) UTP Cat 5E 4Px1조 (출입구게시기)(철거)¦ (16)x2 UTP Cat 5E 4Px2조 (출입구게시기)(철거)¦ (16)x2 UTP Cat 5E 4Px2조 (출입구게시기)(철거)¦ (16) UTP Cat 5E 4Px1조 (출입구게시기)(철거)¦ (16) UTP Cat 5E 4Px1조 (출입구게시기)(철거)¦ (16)x2 UTP Cat 5E 4Px2조 (출입구게시기)(철거)¦ UTP Cat 5E 4Px3조 (출입구게시기)(철거)¦ UTP Cat 5E 4Px3조 (출입구게시기)(철거)¦ 임대상가1¦ 임대상가2¦ F¦ F¦ (철거)¦ (철거)¦ (철거)¦ (철거)¦ (철거)¦ (철거)¦ (철거)¦ (철거)¦ (철거)¦ (철거)¦ (철거)¦ (철거)¦ (철거)¦ HIV 1.5㎟x4조 (CLOCK)(철거)¦ (16) HIV 1.5㎟x4조 (CLOCK)(철거)¦ 지하철 913정거장¦ 선유도¦ 당산¦ 국회의사당¦ 1/400¦ 913정거장 CCTV,TDI,시계설비 지하1층 철거평면도(1/2)¦ S = 1/400¦ 913정거장 CCTV,TDI,시계설비 지하1층¦ 철거평면도(1/2)¦ T¦ 7¦ 0¦ 0¦ 5¦ 0¦ 3¦ 4¦ 0¦ 0¦ 8¦ CCTV(기존동축활용)¦ P¦
| 1단계_정거장 - 복사본 | 1단계_정거장 - 복사본 | 030. T7003034-003 916정거장 방송설비 지하2층 신설평면도 (2_2).dwg | P¦ \A1;128,125¦ \A1;7,080¦ \A1;4,950¦ \A1;32,860¦ \A1;7,080¦ \A1;4,950¦ \A1;4,400¦ \A1;4,400¦ \A1;7,500¦ \A1;5,000¦ \A1;5,000¦ \A1;5,000¦ \A1;5,000¦ \A1;5,000¦ \A1;5,000¦ \A1;5,000¦ \A1;5,000¦ \A1;5,000¦ \A1;5,000¦ \A1;5,000¦ \A1;5,000¦ \A1;5,000¦ \A1;5,000¦ \A1;5,000¦ \A1;5,000¦ \A1;5,000¦ \A1;5,000¦ \A1;8,750¦ \A1;8,750¦ \A1;8,750¦ \A1;4,375¦ S = 1 / 400¦ 903정거장 방송설비 지하1층 신설평면도(2/2)¦ 1/400¦ 904정거장 방송설비 지하1층 신설평면도 (1/2)¦ 0¦ 0¦ 0¦ -¦ 0¦ 0¦ 0¦ 0¦ (기설활용)¦ -¦ T¦ 7¦ 0¦ 0¦ 3¦ 0¦ 3¦ 4¦ 0¦ 1¦ 6¦ : (16) HIV 1.5㎟x2조¦ NOTE¦ : (16) HIV 1.5㎟x5조¦ : (16) HIV 1.5㎟x6조¦ : (22) HIV 1.5㎟x7조¦ : (22) HIV 1.5㎟x8조¦ : (22) HIV 1.5㎟x10조¦ : (16) HIV 1.5㎟x4조¦ : (16) HIV 1.5㎟x3조¦ B¦ HIV 1.5㎟x2조 (승강장 SP)¦ TRAY (900x150)¦ DOWN TO 지하3층¦ F¦ HIV 1.5㎟x4조 (승강장 SP)¦ TRAY (900x150)¦ DOWN TO 지하3층¦ D¦ (16) UTP Cat.5E 4Px1조 (화재탐지용)¦ (16) HIV 1.5㎟x8조 (승강장 SP)¦ (16) HIV 1.5㎟x2조 (지하1층 SP)¦ MATCH LINE DWG No. "S1-TA-S16-DB-015-0"¦ (16) UTP Cat.5E 4Px1조 (화재탐지용)¦ A¦ (16) HIV 1.5㎟x4조 (승강장 SP)¦ C¦ (16) HIV 1.5㎟x2조 (승강장 SP)¦ G¦ TRAY (600x150)¦ DOWN TO 신호통신기계실¦ HIV 1.5㎟x2조 (지하1층 SP)¦ UTP Cat.5E 4Px1조 (화재탐지용)¦ HIV 1.5㎟x16조 (승강장 SP)¦ KEY PLAN¦ Y00¦ Y01¦ Y03¦ Y05¦ Y06¦ X28¦ X25¦ X23¦ X21¦ X19¦ X17¦ X15¦ X13¦ X11¦ X09¦ X08¦ X07¦ X06¦ X27¦ 신호통신기계실¦ 물탱크실¦ CO2실¦ 비상전원실¦ 공조기계실 2¦ 용역원 대기실¦ 운전취급실¦ 복도¦ 이동통신기계실¦ DN¦ DN¦ DN¦ OPEN¦ OPEN¦ 전기실¦ OPEN¦ OPEN¦ OPEN¦ OPEN¦ 내부계단 4¦ 내부계단 5¦ 용역원 창고¦ DN¦ DN¦ OPEN¦ OPEN¦ 916 정거장 ¦ STA.17km956,000¦ (P10:300x300x200)¦ (P12:300x300x200)¦ (P9:100x100x100)¦ (P13:300x300x200)¦ (P14:300x300x200)¦ F¦ B¦ A¦ D¦ E¦ D¦ [방송단자함 10P]¦ C¦ G¦ (P11:100x100x100)¦ B¦ (P15:100x100x100)¦ HIV 1.5㎟x4조 (승강장 SP)¦ TRAY (600x150)¦ DOWN TO 지하 3층¦ E¦ (16) UTP Cat.5E 4Px1조 (화재탐지용)¦ (16) HIV 1.5㎟x12조 (승강장 SP)¦ (16) HIV 1.5㎟x2조 (지하1층 SP)¦ C¦ (16) HIV 1.5㎟x4조 (승강장 SP)¦ (22) UL 2464-AMESB 24AWG 16Cx2조 (PA)¦ (16) UL 2464-AMESB 24AWG 4Cx1조 (PA)¦ (22) UL 2464-AMESB 24AWG 16Cx2조 (PA)¦ (16) UL 2464-AMESB 24AWG 4Cx1조 (PA)¦ (22) UL 2464-AMESB 24AWG 16Cx2조 (PA)¦ (16) UL 2464-AMESB 24AWG 4Cx1조 (PA)¦ (16) UTP Cat.5E 4Px1조 (자동방송, 근접화재)¦ (16) CPEV 0.9/5Px1조 (PA)¦ UL 2464 AMESB 24AWG 16Cx2조 (PA)¦ UL 2464 AMESB 24AWG 4Cx1조 (PA)¦ CPEV 0.9/5Px1조 (PA)¦ UTP Cat.5E 4Px1조 (자동방송, 근접화재)¦ (16) UTP Cat.5E 4Px1조 (자동방송, 근접화재)¦ (16) CPEV 0.9/5Px1조 (PA)¦ (16) UTP Cat.5E 4Px1조 (자동방송, 근접화재)¦ (16) CPEV 0.9/5Px1조 (PA)¦ (16) HIV 1.5㎟x2조 (지하1층 SP)¦ 벽부형 스피커 이동¦ 벽부형 3W : 5 EA¦ 천정형 3W : 28 EA¦ 지하철 916정거장¦ 여의도¦ 샛강¦ 노량진¦ S = 1 / 400¦ 916정거장 방송설비 지하2층 신설평면도(2/2)¦ 1/400¦ 916정거장 방송설비 지하2층 신설평면도 (2/2)¦ (기설활용)¦ T¦ 7¦ 0¦ 0¦ 3¦ 0¦ 3¦ 4¦ 0¦ 0¦ 3¦
| 1단계_정거장 - 복사본 | 1단계_정거장 - 복사본 | 091. T7001034-034 차량기지 부속동 구내통신설비 & 방송설비 신설평면도 (차륜전삭고).dwg | H¦ P¦ \A1;3,725¦ \A1;2,000¦ \A1;1,000¦ \A1;300¦ \A1;3,300¦ \A1;425¦ \A1;4,025¦ \A1;3,725¦ \A1;3,950¦ \A1;4,550¦ \A1;12,000¦ \A1;5,000¦ \A1;5,000¦ \A1;30,000¦ \A1;10,000¦ \A1;3,400¦ \A1;2,000¦ \A1;1,000¦ \A1;1,025¦ \A1;1,500¦ \A1;500¦ \A1;500¦ \A1;200¦ \A1;200¦ \A1;330¦ \A1;330¦ \A1;430¦ \A1;430¦ \A1;500¦ \A1;2,000¦ \A1;3,300¦ \A1;2,000¦ \A1;3,300¦ \A1;5,000¦ \A1;10,000¦ \A1;3,300¦ \A1;2,000¦ \A1;10,000¦ \A1;3,300¦ \A1;500¦ \A1;5,000¦ \A1;3,400¦ \A1;2,000¦ \A1;2,000¦ \A1;1,000¦ \A1;5,000¦ \A1;3,300¦ \A1;3,400¦ \A1;1,000¦ \A1;2,000¦ \A1;3,300¦ 수3-7¦ [UTP 25P]¦ [10P]¦ x2¦ (P2:200x200x100)¦ (P1:200x200x100) ¦ [OUTLET] ¦ F/S (JF) 0.65x12P (50%차폐)x1조¦ FR-CV 3C/6.0㎟x1조 (CA POWER)(기설활용)¦ OF-MM-4Core x1조 (CAMERA)(기설활용)¦ COD 100mmx1조 (28mmx4조)¦ (28) FR-CV 3C/6.0㎟x1조 (CA POWER)¦ (16) HIV 1.5㎟x2조 (SP)¦ (28) OF-MM-4Core x1조 (CAMERA)¦ : (16) HIV 1.5㎟x2조¦ NOTE¦ : (16) HIV 1.5㎟x4조¦ : (16) HIV 1.5㎟x3조¦ FR-CVVSB 3C/2.5㎟x1조 (SP)¦ FC 100mmx1조 (SPARE)¦ FC 50mmx1조¦ DN¦ 궤도중심선¦ 레일중심선¦ 집수정(500Wx700Lx500DP)¦ 전삭고¦ DN¦ DN¦ 지브크레인기초¦ DN¦ 대기실¦ SLOPE¦ SLOPE¦ X00¦ (건축공사)¦ 궤도기초 연장¦ 어프로치 슬라브 설치구간¦ (건축공사)¦ 콘크리트 조면처리¦ 콘크리트 조면처리¦ X01¦ X02¦ X03¦ X04¦ X05¦ X06¦ X07¦ X08¦ X09¦ X10¦ X11¦ Y03¦ Y02¦ Y01¦ Y00¦ 분철함¦ (건축공사)¦ 궤도기초 연장¦ 어프로치 슬라브 설치구간¦ (건축공사)¦ (500x600x200)¦ (28) FR-CV 3C/6.0㎟x1조 (CA POWER)(기설활용)¦ (22) ECX 5C-2Vx1조 (CAMERA)¦ (28) OF-MM-4Core x1조 (CAMERA)(기설활용)¦ (16) HIV 1.5㎟x2조 (SP)¦ 1.2¦ (차륜전삭고)¦ 차량기지 부속동 구내통신설비 신설평면도 (차륜전삭고)¦ S = 1/200¦ 1/200¦ 차량기지¦ 차량기지¦ 차량기지 부속동 구내통신설비 신설평면도¦ T¦ 7¦ 0¦ 0¦ 1¦ 0¦ 3¦ 4¦ 0¦ 3¦ 4¦
| 1단계_정거장 - 복사본 | 1단계_정거장 - 복사본 | 016. T1001026-012 917정거장 출입통제설비 CABLE WIRING DIAGRAM (철거).dwg | 통신기계실¦ ELE-4 (지상층)¦ ELE-3 (대합실)¦ ELE-2 (지상층)¦ ELE-1 (대합실)¦ ELE-5 (대합실)¦ ELE-6 (대합실)¦ ES-1 (외부계단출입구)¦ ES-2 (외부계단출입구)¦ ES-3 (외부계단출입구)¦ ES-4 (외부계단출입구)¦ ES-5 (외부계단출입구)¦ ES-6 (외부계단출입구)¦ ES-7 (대합실)¦ ES-10 (대합실)¦ T-2 (화장실.여)¦ P-1 (승강장)¦ P-3 (승강장)¦ P-4 (승강장)¦ AGM-2 (대합실)¦ ATVM-1 (대합실)¦ C-1 ( (대합실)¦ COMM-1 (통신기계실)¦ 안전관리실¦ 대합실¦ ELEC-1 (전기실)¦ P-2 (승강장)¦ 발매기실¦ C/R¦ UTP Cat.5E 4Px8조 (출입통제)¦ ES-8 (대합실)¦ ES-9 (대합실)¦ AGM-3 (대합실)¦ ATVM-2 (대합실)¦ C-2 ( (대합실)¦ 용역원대기실¦ C/R¦ C/R¦ C/R¦ 출입¦ 통제¦ 시스템¦ (ACU)¦ ELE-7 (승강장)¦ ELE-8 (승강장)¦ T-3 (화장실.여)¦ T-1 (화장실.여)¦ AGM-1 (대합실)¦ AGM-4 (대합실)¦ 기설치 카메라¦ 917정거장 출입통제설비 CABLE WIRING DIAGRAM (철거)¦ 917정거장 출입통제설비 CABLE WIRING DIAGRAM (철거)¦ S = NONE¦ NONE¦ 지하철 917정거장¦ 샛강¦ 노량진¦ 노들¦ T¦ 1¦ 0¦ 0¦ 1¦ 0¦ 2¦ 6¦ 2¦ 0¦ 1¦
| 1단계_정거장 - 복사본 | 1단계_정거장 - 복사본 | 024. T7001034-007 918정거장 전화설비 지하2층 철거평면도 (1_2).dwg | \A1;26,150¦ \A1;11,300¦ \A1;3,550¦ \A1;11,300¦ \A1;9,600¦ \A1;7,500¦ \A1;108,750¦ \A1;7,500¦ \A1;7,500¦ \A1;7,500¦ \A1;7,500¦ \A1;7,500¦ \A1;7,500¦ \A1;7,500¦ \A1;7,500¦ \A1;7,500¦ \A1;7,500¦ \A1;7,500¦ \A1;3,750¦ \A1;7,500¦ \A1;7,500¦ \A1;5,500¦ \A1;6,500¦ \A1;6,500¦ \A1;6,500¦ \A1;5,000¦ \A1;30,000¦ \A1;100¦ MATCH LINE DWG No. "S1-TA-D18-DB-012-0"¦ (22) UTP Cat.5E 4Px3조 (승강장 공중전화)¦ A¦ (16) UTP Cat.5E 4Px2조 (승강장 INT)¦ B¦ 1. 음향유도기 전원은 전기콘센트를 이용한다.¦ NOTE¦ 2. 증폭기전원은 전기콘센트를 이용한다.¦ 3. 통신기계실 및 안전관리실 MAIN 분전반은 전기에서 설치한다.¦ (22) UTP Cat.5 4Px3조 (승강장 공중전화)¦ C¦ (16) UTP Cat.5E 4Px2조 (승강장 INT)¦ (22) UTP Cat.5 4Px3조 (승강장 공중전화)¦ KEY PLAN¦ Y00¦ Y01¦ Y02¦ Y-01¦ X-05¦ X-04¦ X-03¦ X-02¦ X-01¦ X00¦ X01¦ X02¦ X03¦ X04¦ X05¦ X06¦ X07¦ X08¦ X09¦ X10¦ X11¦ X12¦ X13¦ X14¦ Y03¦ UP¦ 승강장-1¦ 승강장-2¦ PSD 기계실-1¦ 창고-2¦ 창고-1¦ 정화조¦ UP¦ UP¦ UP¦ PSD 기계실-2¦ 내부엘리베이터 2¦ 정거장 중심¦ Sta.20K 200.000¦ UTP 25P¦ [TB No.6]¦ (P19:500x500x300)¦ (P25:500x500x300)¦ (P18:500x500x300)¦ (P17:500x500x300)¦ (P16:500x500x300)¦ (P22:500x500x300)¦ (P21:500x500x300)¦ UTP 25P¦ [TB No.5]¦ (16) UTP Cat.5E 4Px1조 (승강장 INT)¦ (16) UTP Cat.5E 4Px1조 (승강장 INT)¦ (16) UTP Cat.5E 4Px1조 (승강장 INT)¦ (16) UTP Cat.5E 4Px1조 (승강장 INT)¦ (16) 인터폰선 0.6x2Px4조 (INT)¦ DOWN TO CP PANEL¦ (22) UTP Cat.5 4Px3조 (승강장 공중전화)¦ (16) UTP Cat.5E 4Px1조 (승강장 INT)¦ UP TO 지하1층¦ TRAY (900x150)¦ UTP Cat.5E 4Px3조 (승강장 공중전화)¦ UTP Cat.5E 4Px3조 (승강장 INT)¦ (16) UTP Cat.5E 4Px1조 (승강장 INT)¦ (16) UTP Cat.5E 4Px1조 (승강장 INT)¦ C¦ A¦ A¦ C¦ UP TO 지하1층¦ TRAY (900x150)¦ UTP Cat.5E 4Px3조 (승강장 공중전화)¦ UTP Cat.5E 4Px3조 (승강장 INT)¦ (P15:500x500x300)¦ 공중전화¦ 공중전화¦ (P23:500x500x300)¦ (P24:500x500x300)¦ A¦ B¦ C¦ (16) 인터폰선 0.6x2Px4조 (INT)¦ DOWN TO CP PANEL¦ (16) UTP Cat.5E 4Px1조 (승강장 INT)¦ 지하철 918정거장¦ 노량진¦ 노들¦ 중앙대입구¦ 1/400¦ 918정거장 전화설비 지하2층 철거평면도(1/2)¦ S = 1/400¦ 918정거장 전화설비 지하2층 철거평면도(1/2)¦ T¦ 7¦ 0¦ 0¦ 1¦ 0¦ 3¦ 4¦ 0¦ 0¦ 7¦ (기설활용)¦ INT¦ P¦
| 1단계_정거장 - 복사본 | 1단계_정거장 - 복사본 | 048. T7009934-003 912정거장 출입통제설비 지하2층 평면도 (2_2).dwg | C/R¦ ACU¦ CCTV¦ P¦ \A1;2,400¦ \A1;30,700¦ \A1;12,950¦ \A1;2,400¦ \A1;12,950¦ \A1;30,000¦ \A1;7,500¦ \A1;7,500¦ \A1;7,500¦ \A1;86,250¦ \A1;7,500¦ \A1;7,500¦ \A1;7,500¦ \A1;7,500¦ \A1;7,500¦ \A1;7,500¦ \A1;3,750¦ \A1;7,500¦ \A1;7,500¦ \A1;21,750¦ \A1;34,500¦ MATCH LINE DWG No. "S1-TA-S12-DB-020-0"¦ TRAY (600x150)¦ UTP Cat.5E 4Px10조 (출입통제)¦ DOWN TO 통신기계실 ACCESS FLOOR¦ KEY PLAN¦ X25¦ X26¦ X27¦ X28¦ X29¦ X30¦ X31¦ X32¦ X33¦ X34¦ X35¦ X36¦ Y00¦ Y02¦ Y03¦ Y06¦ Y04¦ DN¦ DN¦ UP¦ ELEV.¦ ELEV.¦ ELEV.¦ 공조기계실2¦ 물탱크실¦ 창 고¦ 통신신호기계실¦ 편의점¦ 발매기실¦ 대합실¦ 운전취급실¦ ELEV.¦ AF-2¦ 912 정거장¦ STA.13km796.097¦ 임대상가2¦ UTP Cat.5E 4Px6조 (출입통제)¦ UTP Cat.5E 4Px6조 (출입통제)¦ UTP Cat.5E 4Px8조 (출입통제)¦ UTP Cat.5E 4Px8조 (출입통제)¦ UTP Cat.5E 4Px10조 (출입통제)¦ UTP Cat.5E 4Px10조 (출입통제)¦ (16)UTP Cat.5E 4Px2조 (출입통제)¦ (16)UTP Cat.5E 4Px2조 (출입통제)¦ 912정거장 출입통제설비 지하2층 평면도 (2/2)¦ 912정거장 출입통제설비 지하2층 평면도 (2/2)¦ S = 1 / 400¦ 1/400¦ 지하철 912정거장¦ 신목동¦ 선유도¦ 당산¦ T¦ 7¦ 0¦ 0¦ 9¦ 9¦ 3¦ 4¦ 0¦ 0¦ 3¦ P¦
| 1단계_정거장 - 복사본 | 1단계_정거장 - 복사본 | 034. T7005034-005 905정거장 CCTV,TDI,시계설비 지하1층 철거평면도(1_2).dwg | P¦ P¦ CCTV¦ CONSOLE¦ A¦ KEY PLAN¦ \A1;83800¦ \A1;4400¦ \A1;4400¦ \A1;7500¦ \A1;7500¦ \A1;7500¦ \A1;7500¦ \A1;7500¦ \A1;7500¦ \A1;7500¦ \A1;7500¦ \A1;7500¦ \A1;7500¦ \A1;7880¦ \A1;8000¦ \A1;8000¦ \A1;7880¦ \A1;31760¦ \A1;5930¦ \A1;3900¦ \A1;12100¦ \A1;3900¦ \A1;5930¦ L¦ L1¦ ELE-3¦ ATVM-1¦ C-1¦ (28) ECX 5C-2Vx3조 (CAMERA)(기존활용) ¦ ECX 5C-2Vx4조 (CAMERA)(기존활용) ¦ (16) ECX 5C-2Vx1조 (CAMERA) (철거)¦ (16) ECX 5C-2Vx1조 (CAMERA)(기존활용) ¦ (16) ECX 5C-2Vx1조 (CAMERA)(기존활용) ¦ T-1¦ ELE-1¦ B¦ AGM-1¦ (16) HIV 2.5㎟x1조 (CL POWER)(철거) ¦ D¦ C¦ (16) HIV 2.5㎟x1조 (CL POWER)(철거) ¦ ES-8¦ F¦ G¦ ELE-5¦ H¦ (16) ECX 5C-2Vx1조 (CAMERA)(기존활용) ¦ (28) ECX 5C-2Vx3조 (CAMERA)(기존활용) ¦ (16) ECX 5C-2Vx1조 (CAMERA)(기존활용) ¦ (16) ECX 5C-2Vx1조 (CAMERA)(기존활용) ¦ (16) ECX 5C-2Vx1조 (CAMERA)(기존활용) ¦ ES-1¦ ELE-6¦ ES-6¦ (16) ECX 5C-2Vx1조 (CAMERA)(기존활용) ¦ (16) ECX 5C-2Vx1조 (CAMERA) ¦ UL 2919-AMESB 24AWG 4Px2조 (TDI) ¦ FR-CV 3C/4.0㎟x1조 (TDI POWER) ¦ ECX 5C-2Vx3조 (CAMERA)(기존활용) ¦ TRAY (900x150)¦ DOWN TO 지하1층¦ ES-9¦ ECX 5C-2Vx3조 (CAMERA)(기존활용) ¦ UL 2919-AMESB 24AWG 4Px2조 (TDI) ¦ FR-CV 3C/4.0㎟x2조 (TDI POWER) ¦ DOWN TO 지하2층¦ TRAY (900x150)¦ UTP CAT.5E 25Px1조 (CONSOLE) ¦ UTP CAT.5E 4Px4조 (CONSOLE) ¦ HIV 2.5㎟x2조 (CL POWER)(철거) ¦ ECX 5C-2Vx30조 (CAMERA) (철거)¦ TRAY (600x150)¦ DOWN TO 통신기계실 ACCESS FLOOR¦ ELE-4¦ (16) ECX 5C-2Vx1조 (CAMERA) (철거)¦ DOWN TO 지하1층 E/L¦ 지상E/L¦ I¦ ELE-2¦ 지상E/L¦ (16) ECX 5C-2Vx1조 (CAMERA)(기존활용) ¦ DOWN TO 지하1층 E/L¦ DOWN TO 안전관리실 ACCESS FLOOR¦ TRAY (600x150) ¦ A¦ UL 2919-AMESB 24AWG 4Px8조 (TDI) ¦ FR-CV 3C/4.0㎟x8조 (TDI POWER) ¦ B¦ TRAY (300x100)¦ UL 2919-AMESB 24AWG 4Px8조 (TDI) ¦ FR-CV 3C/4.0㎟x8조 (TDI POWER) ¦ C¦ D¦ ECX 5C-2Vx12조 (CAMERA) ¦ HIV 2.5㎟x1조 (CL POWER)(철거) ¦ F¦ G¦ H¦ I¦ MATCH LINE DWG No. "S1-TA-S05-DB-018-1.dwg"¦ UP TO 지상 E/L¦ (P1:200x200x100)¦ (P3:300x300x200)¦ (P8:300x300x200) ¦ (P9:300x300x200)¦ (P16:400x400x200)¦ (P15:400x400x200)¦ (16) ECX 5C-2Vx1조 (CAMERA)(기존활용) ¦ UP TO 지상 E/L¦ (P5:200x200x100)¦ (P6:200x200x100)¦ (P12:200x200x100)¦ (P14:200x200x100)¦ (16) ECX 5C-2Vx1조 (CAMERA)(기존활용) ¦ AGM-2¦ X08¦ X09¦ X10¦ X11¦ X12¦ X00¦ X01¦ X02¦ X03¦ X04¦ X05¦ X06¦ X07¦ Y00¦ Y01¦ Y02¦ Y03¦ Y04¦ E/V¦ E/V¦ UP¦ UP¦ UP¦ UP¦ UP¦ UP¦ 공조기계실1¦ 대 합 실¦ 운전취급실¦ 비상전원실¦ 화 장 실¦ OF-MM-12Core(난연) x8조(TDI) ¦ UTP Cat.5E 4Px16조 (TDI) ¦ UTP Cat.5E 4Px16조 (TDI) ¦ OF-MM-12Core(난연) x8조(TDI) ¦ OF-MM-12Core(난연) x2조(TDI) ¦ UTP Cat.5E 4Px4조 (TDI) ¦ UTP Cat.5E 4Px4조 (TDI) ¦ OF-MM-12Core(난연) x2조(TDI) ¦ OF-SM-8Cx2조 [공간화상)(철거)¦ F-CV 3C/2.5㎟x2조 (공간화상)(철거) ¦ OF-SM-8Cx1조 [공간화상)(철거)¦ F-CV 3C/2.5㎟x1조 (공간화상)(철거) ¦ E/V¦ E/V¦ E/V¦ DN¦ DN¦ DN¦ DN¦ DN¦ DN¦ DN¦ DN¦ UP¦ UP¦ UP¦ UP¦ 편 의 점¦ 발매기실¦ 비상전원실¦ CO2 실¦ 안전관리실¦ 신호통신기계실¦ 용역원대기실¦ SIG-1¦ (P19:300x300x200)¦ (16) ECX 5C-2Vx1조 (CAMERA) (철거)¦ (16) ECX 5C-2Vx1조 (CAMERA) (철거)¦ J¦ (16) ECX 5C-2Vx1조 (CAMERA) (철거)¦ FR-CVVSB 10C/1.5㎟x1조 (PAN/TILT)(철거) ¦ FR-CV 3C/4.0㎟x1조 (CA POWER)(철거) ¦ TRAY (300x100)¦ TRAY (300x100)¦ FR-CV 3C/6.0㎟x1조 (LSE POWER) ¦ FR-CV 3C/6.0㎟x1조 (LSE POWER) ¦ FR-CV 3C/4.0㎟x1조 (CA POWER)(철거) ¦ FR-CVVSB 10C/1.5㎟x1조 (PAN/TILT)(철거) ¦ FR-CV 3C/6.0㎟x1조 (LSE POWER) ¦ (28) FR-CV 3C/4.0㎟x1조 (CA POWER)(철거) ¦ (36) FR-CVVSB 10C/1.5㎟x1조 (PAN/TILT)(철거) ¦ J¦ J¦ J¦ E¦ E¦ J¦ TRAY (300x100)¦ UL 2919-AMESB 24AWG 4Px8조 (TDI) ¦ FR-CV 3C/4.0㎟x8조 (TDI POWER) ¦ UTP Cat.5E 4Px16조 (TDI) ¦ OF-MM-12Core(난연) x8조(TDI) ¦ FR-CV 3C/6.0㎟x1조 (LSE POWER) ¦ ECX 5C-2Vx10조 (CAMERA)(기존활용)¦ HIV 2.5㎟x1조 (CL POWER)(철거) ¦ FR-CVVSB 10C/1.5㎟x1조 (PAN/TILT)(철거) ¦ FR-CV 3C/4.0㎟x1조 (CA POWER)(철거) ¦ TRAY (300x100)¦ UL 2919-AMESB 24AWG 4Px8조 (TDI) ¦ FR-CV 3C/4.0㎟x8조 (TDI POWER) ¦ UTP Cat.5E 4Px16조 (TDI) ¦ OF-MM-12Core(난연) x8조(TDI) ¦ FR-CV 3C/6.0㎟x1조 (LSE POWER) ¦ ECX 5C-2Vx12조 (CAMERA) (철거)¦ HIV 2.5㎟x2조 (CL POWER)(철거) ¦ FR-CVVSB 10C/1.5㎟x1조 (PAN/TILT)(철거) ¦ FR-CV 3C/4.0㎟x1조 (CA POWER)(철거) ¦ K¦ K¦ TRAY (300x100)¦ UL 2919-AMESB 24AWG 4Px8조 (TDI) ¦ FR-CV 3C/4.0㎟x8조 (TDI POWER) ¦ UTP Cat.5E 4Px16조 (TDI) ¦ OF-MM-12Core(난연) x8조(TDI) ¦ FR-CV 3C/6.0㎟x1조 (LSE POWER) ¦ ECX 5C-2Vx15조 (CAMERA) (철거)¦ HIV 2.5㎟x2조 (CL POWER)(철거) ¦ FR-CVVSB 10C/1.5㎟x1조 (PAN/TILT)(철거) ¦ FR-CV 3C/4.0㎟x1조 (CA POWER)(철거) ¦ UL 2919-AMESB 24AWG 4Px2조 (TDI) ¦ FR-CV 3C/4.0㎟x1조 (TDI POWER) ¦ ECX 5C-2Vx4조 (CAMERA)(기존활용) ¦ TRAY (300x100)¦ OF-MM-12Core(난연) x2조(TDI) ¦ UTP Cat.5E 4Px4조 (TDI) ¦ OF-SM-8Cx1조 [공간화상)(철거)¦ F-CV 3C/2.5㎟x1조 (공간화상)(철거) ¦ L¦ UL 2919-AMESB 24AWG 4Px4조 (TDI) ¦ FR-CV 3C/4.0㎟x4조 (TDI POWER) ¦ ECX 5C-2Vx7조 (CAMERA) (철거)¦ UTP Cat.5E 4Px8조 (TDI) ¦ OF-MM-12Core(난연) x4조 (TDI) ¦ OF-SM-8Cx1조 [공간화상)(철거)¦ F-CV 3C/2.5㎟x1조 (공간화상)(철거) ¦ TRAY (300x100)¦ L¦ UTP CAT.5E 25Px1조 (CONSOLE) ¦ UTP CAT.5E 4Px4조 (CONSOLE) ¦ UTP CAT.5E 25Px1조 (CONSOLE) ¦ UTP CAT.5E 4Px4조 (CONSOLE) ¦ UTP CAT.5E 25Px1조 (CONSOLE) ¦ UTP CAT.5E 4Px4조 (CONSOLE) ¦ UTP CAT.5E 25Px1조 (CONSOLE) ¦ UTP CAT.5E 4Px4조 (CONSOLE) ¦ TRAY (300x100)¦ UL 2919-AMESB 24AWG 4Px2조 (TDI) ¦ FR-CV 3C/4.0㎟x2조 (TDI POWER) ¦ UTP Cat.5E 4Px4조 (TDI) ¦ OF-MM-12Core(난연) x2조(TDI) ¦ FR-CV 3C/6.0㎟x1조 (LSE POWER) ¦ ECX 5C-2Vx26조 (CAMERA) (철거)¦ HIV 2.5㎟x2조 (CL POWER)(철거) ¦ FR-CVVSB 10C/1.5㎟x1조 (PAN/TILT)(철거) ¦ FR-CV 3C/4.0㎟x1조 (CA POWER)(철거) ¦ UTP CAT.5E 25Px1조 (CONSOLE) ¦ UTP CAT.5E 4Px4조 (CONSOLE) ¦ OF-SM-8Cx2조 [공간화상)(철거)¦ F-CV 3C/2.5㎟x2조 (공간화상)(철거) ¦ TRAY (300x100)¦ FR-CV 3C/6.0㎟x1조 (LSE POWER) ¦ ECX 5C-2Vx30조 (CAMERA) (철거)¦ HIV 2.5㎟x2조 (CL POWER)(철거) ¦ FR-CVVSB 10C/1.5㎟x1조 (PAN/TILT)(철거) ¦ FR-CV 3C/4.0㎟x1조 (CA POWER)(철거) ¦ UTP CAT.5E 25Px1조 (CONSOLE) ¦ UTP CAT.5E 4Px4조 (CONSOLE) ¦ OF-SM-8Cx2조 [공간화상)(철거)¦ F-CV 3C/2.5㎟x2조 (공간화상)(철거) ¦ vmh¦ vmh¦ vmh¦ vmh¦ vmh¦ vmh¦ vmh¦ vmh¦ vmh¦ vmh¦ VMT¦ vmh¦ vmh¦ vmh¦ vmh¦ vmh¦ (28) FR-CV 3C/4.0㎟x1조 (출입구게시기)(철거)¦ (16) UTP Cat 5E 4Px1조 (출입구게시기)(철거) ¦ FR-CV 3C/4.0㎟x1조 (출입구게시기)(철거)¦ UTP Cat 5E 4Px1조 (출입구게시기)(철거) ¦ FR-CV 3C/4.0㎟x1조 (출입구게시기)(철거)¦ UTP Cat 5E 4Px1조 (출입구게시기)(철거) ¦ FR-CV 3C/4.0㎟x1조 (출입구게시기)(철거)¦ UTP Cat 5E 4Px1조 (출입구게시기)(철거)¦ FR-CV 3C/4.0㎟x1조 (출입구게시기)(철거)¦ UTP Cat 5E 4Px1조 (출입구게시기)(철거) ¦ (28) FR-CV 3C/4.0㎟x1조 (출입구게시기)(철거)¦ (16) UTP Cat 5E 4Px1조 (출입구게시기)(철거) ¦ M¦ N¦ M¦ (28) FR-CV 3C/4.0㎟x1조 (대합실게시기 POWER)(기존활용)¦ N¦ (16) UTP Cat.5E 4Px1조(대합실게시기)(철거)¦ (28) FR-CV 3C/4.0㎟x1조 (대합실게시기 POWER)(기존활용)¦ UTP Cat.5E 4Px2조(대합실게시기)(철거)¦ FR-CV 3C/4.0㎟x2조 (대합실게시기 POWER)(기존활용)¦ UTP Cat.5E 4Px2조(대합실게시기)(철거)¦ FR-CV 3C/4.0㎟x2조 (대합실게시기 POWER)(기존활용)¦ (16) UTP Cat.5E 4Px1조(대합실게시기)(철거)¦ (철거)¦ (철거)¦ (철거)¦ (철거)¦ (16) HIV 1.5㎟x1조 (CLOCK)(철거) ¦ (16) HIV 1.5㎟x1조 (CLOCK)(철거) ¦ HIV 1.5㎟x2조 (CLOCK)(철거) ¦ HIV 1.5㎟x1조 (CLOCK)(철거) ¦ HIV 1.5㎟x1조 (CLOCK)(철거) ¦ HIV 1.5㎟x2조 (CLOCK)(철거) ¦ HIV 1.5㎟x2조 (CLOCK)(철거) ¦ HIV 1.5㎟x2조 (CLOCK)(철거) ¦ HIV 1.5㎟x2조 (CLOCK)(철거) ¦ 지하철 905정거장¦ 신방화¦ 마곡나루¦ 양천향교¦ 1/400¦ S = 1 / 400¦ 905정거장 CCTV,TDI,시계설비 지하1층 철거평면도(1/2)¦ 905정거장 CCTV,TDI,시계설비 지하1층¦ 철거평면도(1/2)¦ T¦ 7¦ 0¦ 0¦ 5¦ 0¦ 3¦ 4¦ 0¦ 0¦ 5¦ CCTV(기존동축활용)¦
| 1단계_정거장 - 복사본 | 1단계_정거장 - 복사본 | 073. T7009934-010 913정거장 출입통제설비 지하2층 철거 평면도 (3_3).dwg | C/R¦ CONSOLE¦ \A1;21,370¦ \A1;6,750¦ \A1;7,800¦ \A1;6,820¦ \A1;88,750¦ \A1;88,750¦ \A1;3,750¦ \A1;7,500¦ \A1;7,500¦ \A1;7,500¦ \A1;7,500¦ \A1;7,500¦ \A1;7,500¦ \A1;7,500¦ \A1;7,500¦ \A1;7,500¦ \A1;7,500¦ \A1;5,000¦ \A1;5,000¦ L¦ DN¦ OPEN¦ 공조기계실¦ 안전관리실¦ 발매기실¦ 대합실¦ 외부출입구3¦ 외부출입구4¦ 내부계단4¦ 913 정거장¦ STA.14km831.097¦ MATCH LINE DWG No. "S1-TA-S13-DB-026-0"¦ KEY PLAN¦ X31¦ X32¦ X33¦ X34¦ X35¦ X36¦ X37¦ X38¦ X39¦ X40¦ X41¦ X42¦ X43¦ Y00¦ Y02¦ Y05¦ Y07¦ Y01¦ Y03¦ Y06¦ Y04¦ UTP Cat.5E 4Px2조 (출입통제)¦ UTP Cat.5E 4Px2조 (출입통제)¦ 913정거장 출입통제설비 지하2층 철거 평면도 (3/3)¦ 913정거장 출입통제설비 지하2층 철거 평면도 (3/3)¦ S = 1 / 400¦ 1/400¦ 지하철 913정거장¦ 선유도¦ 당산¦ 국회의사당¦ T¦ 7¦ 0¦ 0¦ 9¦ 9¦ 3¦ 4¦ 0¦ 0¦ 1¦ P¦
| 1단계_정거장 - 복사본 | 1단계_정거장 - 복사본 | 022. T7001034-005 906정거장 전화설비 지하1층 철거평면도(1_2).dwg | P¦ INT¦ AMP¦ INT¦ CONSOLE¦ IP¦ KT¦ 배선반¦ MIS HUB¦ H¦ M¦ KEY PLAN¦ \A1;9750¦ \A1;9750¦ \A1;19500¦ \A1;6850¦ \A1;2900¦ \A1;6850¦ \A1;2900¦ \A1;7500¦ \A1;7500¦ \A1;7500¦ \A1;7500¦ \A1;7500¦ \A1;7500¦ \A1;7500¦ \A1;7500¦ \A1;7500¦ \A1;7500¦ \A1;7500¦ \A1;82500¦ x2¦ x4¦ x2¦ x2¦ UTP 25P¦ [TB NO.3]¦ UTP 50P¦ [TB NO.2]¦ UTP 25P¦ [TB NO.1]¦ 공중전화¦ UTP Cat.5E 25Px3조 (전기실,운영원 대기실)¦ UTP Cat.5E 4Px1조 (보조통신실)¦ DOWN TO 통신기계실 ACCESS FLOOR¦ TRAY (600x150)¦ UTP Cat.5E 4Px4조 (이동통신기계실)¦ UTP Cat.5E 4Px2조 (공조기계실-1)¦ E¦ UTP Cat.5E 4Px6조 (승강장INT)¦ (16) 인터폰선 0.6x2Px4조 (INT)¦ (16) 인터폰선 0.6x2Px4조 (INT)¦ C¦ UTP Cat.5E 25Px2조 (CONSOLE CONTROL, LSE)¦ UTP Cat.5E 25Px3조 (안전관리실)¦ G¦ F¦ D¦ (16) UTP Cat.5E 4Px2조 (편의점)¦ (16) 5C-HFBTx1조 (TV)¦ (22) UTP Cat.5E 4Px3조 (대합실 공중전화)¦ (54)x2 SPARE (KT.LINE)¦ E¦ G¦ C¦ B¦ D¦ F¦ (16) UTP Cat.5E 4Px2조 (공조기계실-1)¦ (16) 인터폰선 0.6x2Px4조 (INT)¦ B¦ 지상E/L¦ 지상E/L¦ (28) UTP Cat.5E 25Px1조 (콜폰)¦ (P1:100x100x100)¦ (P2:300x300x200)¦ (P11:300x300x200)¦ (P12:300x300x200)¦ (P3:300x300x200)¦ (P4:300x300x200)¦ (P6:600x600x300)x2¦ (P7:100x100x100)¦ (P13:100x100x100)¦ MATCH LINE DWG No. "S1-TA-S06-DB-009-1.dwg"¦ UTP Cat.5E 4Px3조 (대합실공중전화)¦ UTP Cat.5E 4Px6조 (승강장 공중전화)¦ (400x500x150)¦ (700x400x100)¦ UTP Cat.5E 4Px2조 (편의점)¦ 2. 증폭기전원은 전기콘센트를 이용한다.¦ 1. 음향유도기 전원은 전기콘센트를 이용한다.¦ 3. 통신기계실 및 안전관리실 MAIN 분전반은 전기에서 설치한다.¦ NOTE¦ ( 가양 1-1-1 수2)¦ KT MANHOLE¦ 수공¦ Y00¦ Y02¦ Y03¦ Y06¦ Y04¦ DN¦ DN¦ DN¦ DN¦ DN¦ DN¦ DN¦ DN¦ UP¦ UP¦ UP¦ UP¦ UP¦ UP¦ 화 장 실¦ 편 의 점¦ 공조기계실1¦ 통신기계실¦ 안전관리실¦ 발매기실¦ 대 합 실¦ X08¦ X09¦ X10¦ X11¦ X02¦ X03¦ X04¦ X05¦ X06¦ X07¦ X01¦ X00¦ H¦ H¦ (기계분야 인터폰 모장치)¦ 인터폰선 0.6x2Px5조 (INT)¦ H¦ (22) 인터폰선 0.6x2Px8조 (INT)¦ I¦ 지상E/L¦ J¦ UTP Cat.5E 4Px1조 (편의점)¦ DOWN TO 지하2층¦ TRAY (900x150)¦ DOWN TO CP PANEL¦ (16) 인터폰선 0.6x2Px4조 (INT)¦ DOWN TO CP PANEL¦ (16) 인터폰선 0.6x2Px4조 (INT)¦ DOWN TO CP PANEL¦ (16) 인터폰선 0.6x2Px4조 (INT)¦ DOWN TO CP PANEL¦ (16) 인터폰선 0.6x2Px4조 (INT)¦ (16) 인터폰선 0.6x2Px4조 (INT)¦ I¦ UTP Cat.5E 25Px3조 (전기실,운영원 대기실)¦ UTP Cat.5E 4Px1조 (보조통신실)¦ TRAY (300x100)¦ UTP Cat.5E 4Px2조x2 (이동통신기계실)¦ UTP Cat.5E 4Px6조 (승강장 INT)¦ UTP Cat.5E 4Px6조 (승강장 공중전화)¦ J¦ UTP Cat.5E 25Px3조 (전기실,운영원 대기실)¦ UTP Cat.5E 4Px1조 (보조통신실)¦ TRAY (300x100)¦ UTP Cat.5E 4Px2조x2 (이동통신기계실)¦ UTP Cat.5E 4Px6조 (승강장 INT)¦ UTP Cat.5E 4Px6조 (승강장 공중전화)¦ 인터폰선 0.6x2Px8조 (INT)¦ UTP Cat.5E 4Px3조 (편의점)¦ TRAY (300x100)¦ UTP Cat.5E 25Px3조 (전기실,운영원 대기실)¦ UTP Cat.5E 4Px1조 (보조통신실)¦ 5C-HFBTx2조 (TV)¦ TRAY (300x100)¦ UTP Cat.5E 4Px2조x2 (이동통신기계실)¦ UTP Cat.5E 4Px6조 (승강장 INT)¦ UTP Cat.5E 4Px6조 (승강장 공중전화)¦ (28) UTP Cat.5E 25Px1조 (콜폰)¦ (16) UTP Cat.5E 4Px2조 (공조기계실-1)¦ 인터폰선 0.6x2Px4조 (INT)¦ UTP Cat.5E 4Px2조 (공조기계실-1)¦ UTP Cat.5E 25Px1조 (콜폰)¦ UTP Cat.5E 4Px3조 (대합실공중전화)¦ UTP Cat.5E 4Px3조 (편의점)¦ 인터폰선 0.6x2Px15조 (INT)¦ UTP Cat.5E 25Px1조 (콜폰)¦ UTP Cat.5E 25Px3조 (안전관리실)¦ UTP Cat.5E 25Px2조 (CONSOLE CONTROL, LSE)¦ 인터폰선 0.6x2Px5조 (INT)¦ UP¦ UP¦ (54)x2 SPARE (KT.LINE)¦ TRAY (300x100)¦ UTP Cat.5E 4Px3조 (대합실공중전화)¦ 인터폰선 0.6x2Px12조 (INT)¦ UTP Cat.5E 4Px2조 (공조기계실-1)¦ UTP Cat.5E 25Px1조 (콜폰)¦ TRAY (300x100)¦ UTP Cat.5E 4Px2조 (공조기계실-1)¦ K¦ K¦ UTP Cat.5E 4Px3조 (대합실공중전화)¦ 3-35~38¦ 3-31~34¦ 5-5~8¦ 5-11~14¦ V1.2.3.4¦ 천정형UTP25P¦ 11¦ 10¦ 9¦ 8¦ 7¦ 6¦ 5¦ 4¦ 3¦ 2¦ 1¦ 12¦ 13¦ (16) UTP Cat.5E 4Px1조 (편의점)¦ (16) 인터폰선 0.6x2Px5조 (INT)¦ L¦ L¦ M¦ M¦ (철거)¦ (철거)¦ (철거)¦ 지하철 906정거장¦ 마곡나루¦ 양천향교¦ 가양¦ 1/400¦ 906정거장 전화설비 지하1층 철거평면도(1/2)¦ S = 1/400¦ 906정거장 전화설비 지하1층 철거평면도(1/2)¦ T¦ 7¦ 0¦ 0¦ 1¦ 0¦ 3¦ 4¦ 0¦ 0¦ 5¦ (기설활용)¦
| 1단계_정거장 - 복사본 | 1단계_정거장 - 복사본 | 016. T9203026-010 종합관리 및 복지후생동 방송설비 CABLE WIRING DIAGRAM (1_2).dwg | 기게실 / 물탱크실¦ HALL¦ 전기실¦ 감시실¦ 비상전원실¦ 매점¦ 식당 및 세척실¦ HALL¦ 화장실 (남,여)¦ 장애인화장실 (남,여)¦ 주방¦ 침실¦ 영양사실¦ DESK¦ 기계실 / 물탱크실 (상부)¦ 휴게실¦ DESK (좌)¦ 노조사무실¦ 예비군대대¦ 용역사무실¦ 양호실¦ 강당¦ 영사실¦ 준비실¦ 당직실¦ 안내실¦ 화장실 (남,여)¦ 장애인화장실 (남,여)¦ 휴게공간¦ 홍보전시실¦ HALL / 복도¦ SUN KEN¦ 지하1층¦ 지하2층¦ 지상1층¦ HIV 1.5㎟x2조¦ HIV 1.5㎟x3조¦ HIV 1.5㎟x3조¦ x2¦ x3¦ x2¦ x9¦ x3¦ x2¦ x2¦ x2¦ x2¦ x2¦ x2¦ x2¦ x6¦ x7¦ x8¦ HIV 1.5㎟x2조¦ HIV 1.5㎟x2조¦ HIV 1.5㎟x3조¦ .¦ P¦ A¦ A¦ M¦ P¦ R¦ A¦ C¦ K¦ 종합사령실 기계실 (3F)¦ FR-CVVSB 20C/1.5㎟x1조 , MIC-SH 2C/0.75㎟x2조¦ 공조실¦ x2¦ x2¦ x2¦ 강사대기실¦ 창고¦ FR-CVVSB 20C/1.5㎟x1조,¦ FR-CVVSB 3C/2.5㎟x15조(부속동)¦ FR-CVVSB 20C/1.5㎟x1조,¦ (2,450W)¦ PA¦ AMP¦ (100W)¦ x2¦ x2¦ x2¦ x10¦ x2¦ x2¦ x2¦ x2¦ x2¦ MIC-SH 2C/0.75㎟x2조 (주공장)¦ MIC-SH 2C/0.75㎟x2조 (검사고)¦ 공조실¦ 강의실2¦ 강의실3¦ 현금취급실¦ HALL / 복도¦ 화장실 (남,여)¦ 인사팀¦ 인사임원실¦ 회의실¦ 공무팀¦ 강의실1¦ 지상2층¦ 장애인화장실 (남,여)¦ 보건/안전/보안¦ 재무.회계팀¦ 재경본부장¦ 문서실1¦ 문서실2¦ 예비실1¦ 예비실2¦ 종합관리 및 복지후생동 방송설비 CABLE ¦ 종합관리 및 복지후생동 방송설비 CABLE WIRING DIAGRAM (1/2)¦ S = NONE¦ NONE¦ 차량기지¦ 차량기지¦ WIRING DIAGRAM (1/2)¦ T¦ 9¦ 2¦ 0¦ 3¦ 0¦ 2¦ 6¦ 0¦ 1¦ 0¦
| 1단계_정거장 - 복사본 | 1단계_정거장 - 복사본 | 034. T7003034-005 914정거장 방송설비 지하3층 신설평면도 (1_2).dwg | \A1;7,500¦ \A1;7,500¦ \A1;7,500¦ \A1;7,500¦ \A1;7,500¦ \A1;7,500¦ \A1;7,500¦ \A1;7,500¦ \A1;7,500¦ \A1;7,500¦ \A1;7,500¦ \A1;7,500¦ \A1;7,500¦ \A1;7,500¦ \A1;4,270¦ \A1;5,400¦ \A1;10,000¦ \A1;20,980¦ \A1;5490¦ \A1;5490¦ S = 1 / 400¦ 903정거장 방송설비 지하1층 신설평면도(2/2)¦ 1/400¦ 904정거장 방송설비 지하1층 신설평면도 (1/2)¦ 0¦ 0¦ 0¦ -¦ 0¦ 0¦ 0¦ 0¦ (기설활용)¦ -¦ T¦ 7¦ 0¦ 0¦ 3¦ 0¦ 3¦ 4¦ 0¦ 1¦ 6¦ MATCH LINE DWG No. "S1-TA-S14-DB-020-0"¦ 각도: -5˚¦ : (16) HIV 1.5㎟x2조¦ NOTE¦ : (16) HIV 1.5㎟x5조¦ : (16) HIV 1.5㎟x6조¦ : (22) HIV 1.5㎟x7조¦ : (22) HIV 1.5㎟x8조¦ : (22) HIV 1.5㎟x10조¦ : (16) HIV 1.5㎟x4조¦ : (16) HIV 1.5㎟x3조¦ KEY PLAN¦ X-01¦ X-02¦ X-03¦ X-05¦ X-04¦ X-06¦ X-07¦ X00¦ X01¦ X02¦ X03¦ X04¦ X05¦ X06¦ X07¦ X08¦ 47,170¦ Y00¦ Y01¦ Y02¦ Y03¦ UP¦ DN¦ 장래 광역A선 환승통로¦ 본선환기실¦ 본선환기실¦ 정화조¦ 창 고 1¦ 천정형 5W : 16 EA¦ 지하철 914정거장¦ 당산¦ 국회의사당¦ 여의도¦ S = 1 / 400¦ 914정거장 방송설비 지하3층 신설평면도(1/2)¦ 1/400¦ 914정거장 방송설비 지하3층 신설평면도 (1/2)¦ (기설활용)¦ T¦ 7¦ 0¦ 0¦ 3¦ 0¦ 3¦ 4¦ 0¦ 0¦ 5¦
| 1단계_정거장 - 복사본 | 1단계_정거장 - 복사본 | 032. T7005034-003 906정거장 CCTV,TDI,시계설비 지하2층 신설평면도(1_2).dwg | KEY PLAN¦ \A1;7500¦ \A1;7500¦ \A1;7500¦ \A1;7500¦ \A1;7500¦ \A1;7500¦ \A1;7500¦ \A1;7500¦ \A1;7500¦ \A1;7500¦ \A1;7500¦ \A1;9750¦ \A1;9750¦ \A1;19500¦ \A1;2900¦ \A1;6850¦ \A1;2900¦ \A1;6850¦ \A1;82500¦ vmh¦ vmh¦ P-1¦ P-3¦ MATCH LINE DWG No. "S1-TA-S06-DB-020-1.dwg"¦ ELE-7¦ ELE-8¦ (P15:100x100x100)¦ (P16:200x200x100)¦ Y00¦ Y02¦ Y03¦ Y06¦ Y04¦ X08¦ X09¦ X10¦ X11¦ X02¦ X03¦ X04¦ X05¦ X06¦ X07¦ X01¦ X00¦ UP¦ UP¦ UP¦ UP¦ 승 강 장¦ 승 강 장¦ 창 고¦ 이동통신기계실 ¦ 창 고¦ 창 고¦ NOTE¦ 1. 광케이블, 전원/접지케이블 (OF-SM-4Core, CV 3C/2.5㎟)¦ 3. 승강장 ANT설치위치: 열차 진행방향 정거장 시종점부에 설치¦ 2. 광케이블, 전원/접지케이블 (OF-SM-8Core, CV 3C/2.5㎟)¦ UTP Cat.5E4Px2조 (CAMERA)¦ TRAY (200x100)¦ TRAY (200x100)¦ UTP Cat.5E4Px2조 (CAMERA)¦ TRAY (200x100)¦ 모니터¦ 상행 승강장¦ (16) OF-SM-8Core(난연)x1조 (모니터)(신설)¦ (28) FR-CV 3C/4.0㎟x1조 (모니터POWER) ¦ OF-SM-8Core(난연)x1조 (모니터)(신설)¦ FR-CV 3C/4.0㎟x1조 (모니터POWER) ¦ OF-SM-8Core(난연)x1조 (모니터)(신설)¦ FR-CV 3C/4.0㎟x1조 (모니터POWER) ¦ (28) FR-CV 3C/4.0㎟x1조 (TDI POWER)(기존활용)¦ (16) UL 2919-AMESB 24AWG 4Px1조 (TDI)(기존활용)¦ (16) UL 2919-AMESB 24AWG 4Px1조 (TDI)(기존활용)¦ (28) FR-CV 3C/4.0㎟x1조 (TDI POWER)(기존활용)¦ FR-CV 3C/4.0㎟x1조 (TDI POWER)(기존활용)¦ UL 2919-AMESB 24AWG 4Px1조 (TDI)(기존활용)¦ (16) UTP Cat.5E 4Px2조 (TDI)(기존활용)¦ (28) OF-MM-12Core (난연)x1조(TDI)(기존활용)¦ (16) UTP Cat.5E 4Px2조 (TDI)(기존활용)¦ (28) OF-MM-12Core (난연)x1조(TDI)(기존활용)¦ OF-MM-12Core (난연)x1조(TDI)(기존활용)¦ UTP Cat.5E 4Px2조 (TDI)(기존활용)¦ FR-CV 3C/4.0㎟x1조 (TDI POWER)(기존활용)¦ UL 2919-AMESB 24AWG 4Px1조 (TDI)(기존활용)¦ OF-MM-12Core (난연)x1조(TDI)(기존활용)¦ UTP Cat.5E 4Px2조 (TDI)(기존활용)¦ FR-CV 3C/4.0㎟x1조 (TDI POWER)(기존활용)¦ UL 2919-AMESB 24AWG 4Px1조 (TDI)(기존활용)¦ OF-MM-12Core (난연)x1조(TDI)(기존활용)¦ UTP Cat.5E 4Px2조 (TDI)(기존활용)¦ (16) OF-SM-8C(난연)x1조(CAMERA) ¦ (16) FR-CV 3C/4.0㎟x1조(CAMERA) ¦ (16) OF-SM-8C(난연)x1조(CAMERA) ¦ (16) FR-CV 3C/4.0㎟x1조(CAMERA) ¦ (16) OF-SM-8C(난연)x1조(CAMERA) ¦ (16) FR-CV 3C/4.0㎟x1조(CAMERA) ¦ 지하철 906정거장¦ 마곡나루¦ 양천향교¦ 가양¦ 1/400¦ S = 1 / 400¦ 906정거장 CCTV,TDI,시계설비 지하2층 신설평면도(1/2)¦ 906정거장 CCTV,TDI,시계설비 지하2층¦ 신설평면도(1/2)¦ T¦ 7¦ 0¦ 0¦ 5¦ 0¦ 3¦ 4¦ 0¦ 0¦ 3¦ CCTV(기존동축활용)¦ CCTV(기존동축활용)¦ P¦ G¦ P¦
| 1단계_정거장 - 복사본 | 1단계_정거장 - 복사본 | 051. T9203038-010 실내안테나 설치상세도.dwg | 실내안테나 설치상세도¦ NONE¦ 실내안테나 설치상세도¦ S = NONE¦ Unregistered Version - http://www.aidecad.com¦ P¦ N¦ {\fGulimChe¦b1¦i0¦c129¦p49;P}¦ {\fGulimChe¦b1¦i0¦c129¦p49;N}¦ N¦ P¦ LTE-R¦ 클램프고정¦ 2분배기¦ 클램프고정¦ 급전선 1/2"\P¦ 급전선 1/2"\P¦ 급전선 1/2"\P¦ 급전선 1/2"\P¦ 콘넥터 1/2"\P¦ 콘넥터 1/2"\P¦ 2P/D¦ 클램프고정¦ \pt3.5;크램프¦ 급전선 공유¦ N-Male(1/2")¦ 이중천정¦ OMNI ANT¦ 급전선 신설¦ LTE 1(신설)¦ OUT¦ OUT¦ IN¦ {\L분배기 취부도}¦ {\L실배안테나 취부도}¦ T¦ 9¦ 2¦ 0¦ 3¦ 0¦ 3¦ 8¦ 0¦ 1¦ 0¦ 공통¦
| 1단계_정거장 - 복사본 | 1단계_정거장 - 복사본 | 037. T7005034-008 910정거장 CCTV,TDI,시계설비 지하2층 철거평면도 (2_2).dwg | G¦ P¦ \A1;520¦ \A1;7,711¦ \A1;7,709¦ \A1;520¦ \A1;3,730¦ \A1;3,729¦ \A1;8,231¦ \A1;8,229¦ \A1;3,730¦ \A1;11,960¦ \A1;11,959¦ \A1;23,919¦ \A1;5,000¦ \A1;5,000¦ \A1;5,000¦ \A1;5,000¦ \A1;5,000¦ \A1;5,000¦ \A1;5,000¦ \A1;5,000¦ \A1;5,000¦ \A1;7,500¦ \A1;7,500¦ \A1;20,000¦ \A1;32,500¦ -¦ T¦ 0¦ 0¦ 0¦ 0¦ 0¦ 0¦ 0¦ 0¦ 0¦ 0¦ KEY PLAN¦ (28) ECX 5C-2Vx4조 (CAMERA)(기존활용)¦ TRAY (900x150)¦ UP TO 지하1층¦ ECX 5C-2Vx4조 (CAMERA)(기존활용)¦ MATCH LINE DWG No. "S1-TA-S10-DB-019-0"¦ ELE-8¦ ELE-7¦ P-3¦ P-5¦ P-6¦ (22) ECX 5C-2Vx2조 (CAMERA)(기존활용)¦ TRAY (900x150)¦ ECX 5C-2Vx4조 (CAMERA)(기존활용)¦ UP TO 지하1층¦ (16) ECX 5C-2Vx1조 (CAMERA)(기존활용)¦ (16) ECX 5C-2Vx1조 (CAMERA)(기존활용)¦ (16) ECX 5C-2Vx1조 (CAMERA)(기존활용)¦ (16) ECX 5C-2Vx1조 (CAMERA)(기존활용)¦ (16) ECX 5C-2Vx1조 (CAMERA)(기존활용)¦ (16) UL 2919-AMESB 24AWG 4Px1조 (TDI)¦ (28) FR-CV 3C/4.0㎟x1조 (TDI POWER)¦ (28) ECX 5C-2Vx4조 (CAMERA)(기존활용)¦ (P28:400x400x200)¦ (P27:400x400x200)¦ (P24:400x400x200)¦ (P23:200x200x100)¦ (P22:200x200x100)¦ (P21:400x400x200)¦ (P26:200x200x100)¦ (P25:400x400x200)¦ (P29:200x200x100)¦ A¦ (16) ECX 5C-2Vx1조 (CAMERA)(기존활용)¦ (28) FR-CV 3C/4.0㎟x1조 (TDI POWER)¦ (16) UL 2919-AMESB 24AWG 4Px1조 (TDI)¦ A¦ Y-00¦ Y-01¦ Y-05¦ Y-06¦ Y-03¦ X21¦ X22¦ X23¦ X24¦ X25¦ X26¦ X27¦ X20¦ X19¦ X18¦ X17¦ X16¦ X15¦ X13¦ X14¦ 7,500¦ 7,500¦ 7,500¦ 3,750¦ 33,750¦ UP¦ 올라감¦ UP¦ 올라감¦ 창고1¦ 승강장¦ 창고2¦ 승강장¦ 내부엘리베이터2¦ 내부엘리베이터1¦ 배수 펌프실¦ 910 정거장¦ STA.11km750.167¦ (16) UTP Cat.5E 4Px2조 (TDI)¦ (28) OF-MM-12Core(난연)x1조 (TDI)¦ (16) UTP Cat.5E 4Px2조 (TDI)¦ (28) OF-MM-12Core(난연)x1조 (TDI)¦ NOTE¦ 1. 광케이블, 전원/접지케이블 (OF-SM-4Core, CV 3C/2.5㎟)¦ 3. 승강장 ANT설치위치: 열차 진행방향 정거장 시종점부에 설치¦ 2. 광케이블, 전원/접지케이블 (OF-SM-8Core, CV 3C/2.5㎟)¦ 본선 TRAY 이용¦ OF-SM-4Cx1조 [공간화상)(철거)¦ F-CV 3C/2.5㎟x1조 (공간화상)(철거)¦ 본선 TRAY 이용¦ OF-SM-4Cx1조 [공간화상)(철거)¦ F-CV 3C/2.5㎟x1조 (공간화상)(철거)¦ 본선 TRAY 이용¦ OF-SM-4Cx1조 [공간화상)(철거)¦ F-CV 3C/2.5㎟x1조 (공간화상)(철거)¦ 본선 TRAY 이용¦ OF-SM-4Cx1조 [공간화상)(철거)¦ F-CV 3C/2.5㎟x1조 (공간화상)(철거)¦ 본선 TRAY 이용¦ OF-SM-4Cx1조 [공간화상)(철거)¦ F-CV 3C/2.5㎟x1조 (공간화상)(철거)¦ OF-SM-4Cx1조 [공간화상)(철거)¦ F-CV 3C/2.5㎟x1조 (공간화상)(철거)¦ OF-SM-4Cx1조 [공간화상)(철거)¦ F-CV 3C/2.5㎟x1조 (공간화상)(철거)¦ (16) UL 2919-AMESB 24AWG 4Px1조 (TDI)¦ (28) FR-CV 3C/4.0㎟x1조 (TDI POWER)¦ (16) UTP Cat.5E 4Px2조 (TDI)¦ (28) OF-MM-12Core(난연)x1조 (TDI)¦ (16) UL 2919-AMESB 24AWG 4Px1조 (TDI)¦ (28) FR-CV 3C/4.0㎟x1조 (TDI POWER)¦ (16) UTP Cat.5E 4Px2조 (TDI)¦ (28) OF-MM-12Core(난연)x1조 (TDI)¦ vmh¦ vmh¦ vmh¦ vmh¦ vmh¦ (철거)¦ 지하철 910정거장¦ 등촌¦ 염창¦ 신목동¦ 1/400¦ S = 1 / 400¦ 910정거장 CCTV,TDI,시계설비 지하2층 철거평면도(2/2)¦ 910정거장 CCTV,TDI,시계설비 지하2층¦ 철거평면도(2/2)¦ T¦ 7¦ 0¦ 0¦ 5¦ 0¦ 3¦ 4¦ 0¦ 0¦ 8¦ CCTV(기존동축활용)¦ P¦
| 1단계_정거장 - 복사본 | 1단계_정거장 - 복사본 | 024. T7001034-003 915정거장 전화설비 지하2층 신설평면도 (1_2).dwg | \A1;70,559¦ \A1;5,000¦ \A1;70,559¦ \A1;27,900¦ \A1;6,000¦ \A1;5,000¦ \A1;4,900¦ \A1;6,000¦ \A1;6,000¦ \A1;5,500¦ \A1;5,000¦ \A1;3,700¦ \A1;6,000¦ \A1;5,000¦ \A1;5,000¦ \A1;5,000¦ \A1;5,000¦ \A1;5,000¦ \A1;5,000¦ \A1;5,360¦ \A1;5,000¦ \A1;5,000¦ \A1;8,600¦ \A1;8,600¦ \A1;24,800¦ \A1;7,500¦ \A1;7,500¦ \A1;4,900¦ \A1;4,900¦ DN¦ EP JOINT¦ 1. 일반교환기에 수용된 전화기는 IP전화기로 교체한다.¦ NOTE¦ 2. 콜폰, E/L폰, 승강장 비상통화장치도 교체한다.¦ 3. 전화 및 인터폰 구간의 배선배관은 기존활용한다.¦ MATCH LINE DWG No. "S1-TA-S15-DB-012-0"¦ UP TO 지하1층¦ C¦ TRAY (900x150)¦ UP TO 지하1층¦ TRAY (900x150)¦ B¦ A¦ (16) UTP Cat.5E 4Px1조 (승강장 INT)¦ 1. 음향유도기 전원은 전기콘센트를 이용한다.¦ NOTE¦ 2. 증폭기전원은 전기콘센트를 이용한다.¦ 3. 통신기계실 및 안전관리실 MAIN 분전반은 전기에서 설치한다.¦ UTP Cat.5E 4Px1조 (승강장 INT)¦ UTP Cat.5E 4Px1조 (승강장 INT)¦ KEY PLAN¦ X-05¦ X-04¦ X-03¦ X-02¦ X-01¦ X00¦ X01¦ X02¦ X03¦ X04¦ X05¦ X06¦ X07¦ X08¦ X09¦ X10¦ X11¦ X12¦ X13¦ Y06¦ Y05¦ Y03¦ Y02¦ Y01¦ Y00¦ Y04¦ UP¦ UP¦ 5호선정화조¦ 청소도구함실¦ 화장실¦ PSD기계실¦ 승강장¦ PSD기계실¦ 승강장¦ 내부엘리베이터1¦ 내부엘리베이터1¦ 기존5호선 연결¦ (16) 인터폰선 0.6x2Px1조 (INT)¦ DOWN TO CP PANEL¦ (P15:100x100x100)¦ (P16:100x100x100)¦ (P19:100x100x100)¦ (P21:100x100x100)¦ (P18:100x100x100)¦ (16) UTP Cat.5E 4Px1조 (승강장 INT)¦ C¦ (28) UTP Cat.5E 25Px1조 (콜폰)¦ (16) 인터폰선 0.6x2Px각1조 (콜폰)¦ (16) 인터폰선 0.6x2Px1조 (INT)¦ DOWN TO CP PANEL¦ B¦ A¦ (P17:100x100x100)¦ (P20:100x100x100)¦ (16) UTP Cat.5E 4Px1조 (승강장 INT)¦ (16) UTP Cat.5E 4Px1조 (승강장 INT)¦ (28) UTP Cat.5E 25Px1조 (콜폰)¦ A¦ UTP Cat.5E 25Px1조 (콜폰)¦ 천정형UTP25P-2¦ 29¦ 28¦ 27¦ 26¦ 34¦ 35¦ 33¦ 32¦ 31¦ 30¦ 1. 일반교환기에 수용된 전화기는 안전관리실만 IP전화기로 교체한다.¦ NOTE¦ 2. 콜폰, E/L폰, 승강장 비상통화장치도 교체한다.¦ 3. 전화 및 인터폰 구간의 배선배관은 기존활용한다.¦ 지하철 915정거장¦ 국회의사당¦ 여의도¦ 샛강¦ 1/400¦ 915정거장 전화설비 지하2층 신설평면도(1/2)¦ S = 1/400¦ 915정거장 전화설비 지하2층 신설평면도(1/2)¦ T¦ 7¦ 0¦ 0¦ 1¦ 0¦ 3¦ 4¦ 0¦ 0¦ 3¦ (기설활용)¦ INT¦ P¦
| 1단계_정거장 - 복사본 | 1단계_정거장 - 복사본 | 006. T1001026-002 915정거장 CIRCUIT WIRING SYSTEM DIAGRAM_철거.dwg | KT¦ IP¦ G¦ D¦ C/R¦ T¦ 0¦ 0¦ 0¦ 0¦ 0¦ 0¦ 0¦ 0¦ 0¦ 0¦ 통신기계실¦ 통신기계실¦ 안전관리실¦ 소방외부 무선통신 보조설비¦ 경찰통신설비¦ O/F(SM) FM RADIO¦ POWER DISTRIBUTION¦ O/F(SM)¦ O/F(SM)¦ FM 광전송장치¦ UPS¦ EQUIP¦ MULTI¦ COMM¦ CCTV¦ 광화상전송장치¦ MATRIX¦ RACK¦ TV 광전송장치¦ 부모시계¦ To: NEXT STATION¦ O/F(SM)¦ O/F(SM)¦ To: KT¦ DATA¦ M/D¦ E¦ Ports¦ T¦ SUB ADM¦ TEL¦ SPCM¦ KT¦ 전력사령¦ 방재사령¦ 통신사령¦ FAX¦ Data Line (전력)¦ Data Line¦ Data Line¦ Data Line¦ Data Line (AFC)¦ Data Line (통신)¦ Data Line (방재)¦ Data Line (운전)¦ IP¦ P.A AMP¦ x2¦ x2¦ x2¦ 지하1층 (대합실) x 48¦ 지하2층 (승강장상선) x 22¦ G¦ G¦ G¦ G¦ G¦ 지하2층 (승강장상선) x 2¦ 지하2층 (승강장하선) x 2¦ PAN/TILT x 2¦ 지하1층 (대합실) x 25 , G.L ELEV x 1¦ 지하1층 (기능실) x 3¦ 지하2층 (승강장 상,하선) x 4¦ CCTV¦ CONSOLE¦ 지하1층¦ (복합통신ANT)¦ 무선통신 보조설비¦ HFC-22D-FR¦ HFC-12D-FR¦ 본선터널 (승강장) RFCL-42D-광대역¦ 본선터널 (승강장) RFCL-42D-광대역¦ D¦ POWER LINE¦ INT¦ T¦ T¦ x4¦ x19¦ x2¦ L¦ O¦ x2¦ T¦ T¦ x12¦ x2¦ 인터폰¦ 모장치¦ 배 선 반¦ 공조기계실1¦ 공조기계실2¦ 이동통신기계실¦ Callphone¦ 전기실¦ 기능실복도¦ 발매기실¦ 화장실(남,여)¦ 장애자화장실¦ 임대공간¦ ELEV, 화장실¦ 운영원대기실¦ 지하1층 (대합실)¦ PSD실 (상선)¦ PSD실 (하선)¦ 편의점¦ 비상전원실¦ 승강장 INT¦ 변전실¦ x2¦ 지하2층 (승강장하선) x 22¦ x2¦ 출입통제¦ C/R¦ C/R¦ C/R¦ C/R¦ C/R¦ 운전사령¦ Data Line¦ 열차무선¦ C¦ O/F(SM) 열차무선¦ Data Line¦ 소방외부¦ E¦ T¦ L¦ O¦ x2¦ x4¦ 비품창고¦ 창고¦ x2¦ To: 5호선 역무실¦ x2¦ x2¦ x2¦ x2¦ x2¦ INT¦ x6¦ &¦ (VOICE)¦ FXO/FXS¦ Ethernet Port¦ IP¦ 본선터널 (승강장) RFCL-42D-광대역¦ 본선터널 (승강장) RFCL-42D-광대역¦ D¦ 공간화상 [승강장 차량기지방향] x 1¦ 공간화상 [승강장 강남방향] x 1¦ SMS¦ AGM¦ AAM¦ ATVM¦ x4¦ x14 ¦ 환급기¦ x2¦ x2¦ x4(환승)¦ x12(환승) ¦ CCTV¦ 광화상전송장치¦ MATRIX¦ RACK¦ TV 광수신기¦ DATA¦ M/D¦ E¦ Ports¦ T¦ &¦ (VOICE)¦ SUB ADM¦ TEL¦ SPCM¦ 전력사령¦ 통신사령¦ Data Line (전력)¦ Data Line¦ Data Line¦ Data Line¦ Data Line (AFC)¦ Data Line (통신)¦ Data Line (방재)¦ Data Line (운전)¦ P.A AMP¦ L¦ O¦ 배 선 반¦ 출입통제¦ 운전사령¦ E¦ T¦ L¦ O¦ Data Line (신호)¦ FXO/FXS¦ Ethernet Port¦ MULTI¦ COMM¦ EQUIP¦ FM광전송장치¦ 열차무선¦ O/F(SM) FM RADIO, 지상파DMB¦ 소방외부 무선통신 보조설비¦ 소방 무선통신 보조설비¦ 철거¦ 철거¦ 철거¦ 철거¦ 915정거장 CIRCUIT WIRING SYSTEM DIAGRAM / 철거¦ 915정거장 CIRCUIT WIRING SYSTEM DIAGRAM / 철거¦ S = NONE¦ NONE¦ 국회의사당¦ 여의도¦ 샛강¦ T¦ 1¦ 0¦ 0¦ 1¦ 0¦ 2¦ 6¦ 0¦ 0¦ 2¦
| 1단계_정거장 - 복사본 | 1단계_정거장 - 복사본 | 026. T7001034-008 종합관리 및 복지후생동 구내통신설비 지하2층 철거평면도.dwg | P¦ \A1;7,700¦ \A1;67,100¦ \A1;6,600¦ \A1;6,600¦ \A1;6,600¦ \A1;6,600¦ \A1;6,600¦ \A1;6,600¦ \A1;6,600¦ \A1;6,600¦ \A1;6,600¦ \A1;2,100¦ \A1;10,800¦ \A1;7,500¦ \A1;7,500¦ \A1;27,900¦ \A1;3,200¦ \A1;3,400¦ \A1;3,200¦ \A1;3,400¦ \A1;3,800¦ \A1;2,000¦ \A1;1,800¦ \A1;3,750¦ \A1;3,750¦ \A1;3,750¦ \A1;3,750¦ \A1;3,600¦ \A1;3,600¦ \A1;3,600¦ \A1;3,300¦ \A1;3,300¦ \A1;3,300¦ \A1;3,300¦ \A1;3,600¦ \A1;3,000¦ \A1;3,200¦ \A1;3,400¦ T¦ (P2:300x300x200)¦ UP TO 지하1층 전기실¦ x2¦ UP TO : 지하1층¦ OF-SM-8Corex3조 (검사고, 주공장, 중정비쎈타 광S/W HUB)¦ FR-CVVSB 20C/1.5㎟x2조 (검사고, 주공장 방송)¦ MIC-SH 2C/0.75㎟x2조x2 (검사고, 주공장 방송)¦ 10C-HFBTx5조 (검사고, 주공장, 부속동, 901정거장 TV)¦ CABLE TRAY (W:600)¦ FR-CVVSB 2C/2.5㎟x2조 (검사고, 주공장 CLOCK)¦ PE 28mmx6조¦ F/S(J.F) 0.65x100P(50%차폐)x4조 (검사고, 주공장, 중정비쎈타, 901국선)¦ UP¦ 상부 장비반입구¦ 창고¦ UP¦ 상부 D.A¦ 상부 D.A¦ 공동구¦ 건축공사¦ 토목공사¦ ELEV. PIT¦ 간이 오수정화조¦ (1,500x1,500x1,500H)¦ X01¦ P I T¦ X02¦ X03¦ X04¦ X05¦ X06¦ X07¦ X08¦ X09¦ X10¦ X11¦ Y01¦ Y02¦ Y04¦ Y05¦ Y06¦ Y03¦ 창고¦ 창고¦ HALL¦ 계단실-2¦ 계단실-1¦ 물탱크실¦ 기계실¦ 화물용ELEV.¦ PIT¦ H:600¦ H:200¦ H:200¦ H:200¦ H:200¦ H:200¦ H:200¦ H:200¦ H:200¦ H:200¦ H:200¦ H:200¦ H:200¦ H:600¦ H:600¦ H:600¦ H:600¦ H:600¦ H:600¦ H:600¦ H:600¦ 집수정¦ (1,500x1,500x1,500H)¦ 집수정 (1,500x1,500x1,500H)¦ 감시실¦ 집수정¦ (750x750x900H)¦ 창고¦ OF-SM-46Corex2조 (본선)¦ F/S(J.F) 0.65x25P(50%차폐)x1조 (본선)¦ F/S(J.F) 0.65x50P(50%차폐)x1조 (모타카고)¦ F/S(J.F) 0.65x25P(50%차폐)x3조 (변전소, 경비실(정문), 경비실(후문))¦ FR-CVVSB 3C/2.5㎟x15조 (부속동 SP)¦ UTP 25P¦ [TB No.1]¦ x2 ¦ R ¦ (16) UTP Cat.5E 4Px2조 (기계실)¦ (16) HIV 1.5㎟x2조 (CLOCK)¦ UTP Cat.5E 25Px1조 (감시실)¦ (16) 5C-HFBTx1조 (TV)¦ (16) F-GV 4.0㎟x1조 (GND)¦ TRAY (W:600)¦ (28) UTP Cat.5E 25Px1조 (감시실)¦ HIV 1.5㎟x2조 (CLOCK)¦ 5C-HFBTx1조 (TV)¦ F-GV 4.0㎟x1조 (GND)¦ FR-CVVSB 6C/1.5㎟x2조 (변전소 출입통제)¦ (P1:300x300x200)¦ FR-CV 2C/4.0㎟x3조 (TV AMP POWER)¦ (16) 인터폰선 0.6x2Px1조 (인터폰)¦ 인터폰선 0.6x2Px1조 (인터폰)¦ 1.2¦ 3.1¦ 지하2층 철거평면도¦ 종합관리 및 복지후생동 구내통신설비 지하2층 철거평면도¦ S = 1/300¦ 차량기지¦ 차량기지¦ 1/300¦ 종합관리 및 복지후생동 구내통신설비 ¦ T¦ 7¦ 0¦ 0¦ 1¦ 0¦ 3¦ 4¦ 0¦ 0¦ 8¦
| 1단계_정거장 - 복사본 | 1단계_정거장 - 복사본 | 050. T7009934-005 912정거장 출입통제설비 지하2층 철거 평면도 (1_2).dwg | C/R¦ CONSOLE¦ P¦ P¦ \A1;2,400¦ \A1;30,700¦ \A1;12,950¦ \A1;2,400¦ \A1;12,950¦ \A1;78,750¦ \A1;3,750¦ \A1;7,500¦ \A1;7,500¦ \A1;7,500¦ \A1;6,000¦ \A1;4,000¦ \A1;7,500¦ \A1;5,000¦ \A1;5,000¦ \A1;5,000¦ \A1;5,000¦ \A1;5,000¦ \A1;5,000¦ \A1;5,000¦ \A1;5,000¦ \A1;5,000¦ \A1;5,000¦ \A1;5,000¦ \A1;20,000¦ \A1;37,750¦ \A1;41,000¦ MATCH LINE DWG No. "S1-TA-S12-DB-021-0"¦ KEY PLAN¦ X07¦ X08¦ X09¦ X11¦ X12¦ X15¦ X16¦ X10¦ X13¦ X14¦ X17¦ X20¦ X21¦ X18¦ X19¦ X22¦ X23¦ X24¦ Y00¦ Y02¦ Y03¦ Y06¦ Y04¦ DN¦ DN¦ 이동통신기계실¦ 용역원 대기실¦ 비상전원실¦ 전기실¦ 안전관리실¦ 변전실 ¦ 운영원대기실¦ 복 도¦ CO2실¦ 공조기계실1¦ CO2실¦ NOTE¦ 1. 광케이블, 전원/접지케이블 (OF-SM-4Core, CV 3C/2.5㎟)¦ 3. 승강장 ANT설치위치: 열차 진행방향 정거장 시종점부에 설치¦ 2. 광케이블, 전원/접지케이블 (OF-SM-8Core, CV 3C/2.5㎟)¦ {\C7; 통신\P기계실}¦ 13K590¦ (차량기지방향)¦ 4C¦ 14K000¦ (강남방향)¦ 4C¦ (16) UTP Cat.5E 4Px2조 (출입통제)¦ (16) UTP Cat.5E 4Px2조 (출입통제)¦ (16) UTP Cat.5E 4Px2조 (출입통제)¦ UTP Cat.5E 4Px4조 (출입통제)¦ (16) UTP Cat.5E 4Px4조 (출입통제)¦ UTP Cat.5E 4Px6조 (출입통제)¦ 912정거장 출입통제설비 지하2층 철거 평면도 (1/2)¦ 912정거장 출입통제설비 지하2층 철거 평면도 (1/2)¦ S = 1 / 400¦ 1/400¦ 지하철 912정거장¦ 신목동¦ 선유도¦ 당산¦ T¦ 7¦ 0¦ 0¦ 9¦ 9¦ 3¦ 4¦ 5¦ 0¦ 0¦
| 1단계_정거장 - 복사본 | 1단계_정거장 - 복사본 | 063. T5001034-003 913정거장 AFC설비 지하2층 평면도 (2_2).dwg | GND¦ SMS¦ AIS¦ MSC¦ \A1;21,370¦ \A1;6,750¦ \A1;7,800¦ \A1;6,820¦ \A1;36,250¦ \A1;105,000¦ \A1;141,250¦ \A1;3,750¦ \A1;7,500¦ \A1;7,500¦ \A1;5,000¦ \A1;7,500¦ \A1;7,500¦ \A1;7,500¦ \A1;7,500¦ \A1;7,500¦ \A1;7,500¦ \A1;7,500¦ \A1;7,500¦ \A1;7,500¦ \A1;7,500¦ \A1;7,500¦ \A1;7,500¦ \A1;7,500¦ \A1;7,500¦ \A1;5,000¦ \A1;7,500¦ FR-CV 3C/4.0㎟x2조 (SMS,S/W HUB POWER)¦ D¦ AA¦ DOWN TO AFC 접지단자함¦ AB¦ DOWN TO 분전반¦ HFCO 3C/4.0㎟x7조 (발매기,정산기,환급기,게이트,MSC POWER) ¦ ¦ UP TO TRAY (통신)¦ X19¦ X20¦ X21¦ X22¦ X23¦ X24¦ X25¦ X26¦ X27¦ X28¦ X29¦ X30¦ X31¦ X32¦ X33¦ X34¦ X35¦ X36¦ X37¦ X38¦ Y00¦ Y02¦ Y05¦ Y07¦ Y01¦ Y03¦ Y06¦ Y04¦ DN¦ OPEN¦ 내무반¦ 지구대장실¦ 창고¦ 샤워실¦ 탈의실¦ 안전관리실¦ 발매기실¦ 대합실¦ 대합실¦ 화장실¦ 내부계단4¦ 내부계단3¦ 내부계단2¦ 913 정거장¦ STA.14km831.097¦ 사무실¦ 사무실¦ S/W HUB¦ X¦ AA¦ AB¦ Z¦ F-GV 4.0㎟x1조 (발매기 GND)¦ HFCO 3C/4.0㎟x1조 (발매기 POWER)¦ UTP Cat.5E 4Px2조 (발매기 INT)¦ FTP Cat.5E 4Px2조 (발매기 COMMS)¦ F7 DUCT¦ F-GV 4.0㎟x1조 (정산기 GND)¦ HFCO 3C/4.0㎟x1조 (정산기 POWER)¦ UTP Cat.5E 4Px1조 (정산기 INT)¦ FTP Cat.5E 4Px1조 (정산기 COMMS)¦ 정산기 ¦ (22) UTP Cat.5E 4Px1조 (EM GATE#1 INT)¦ (28) HFCO 2C/4.0㎟x1조 (EM GATE#1)¦ (28)¦ (28)¦ UP TO 지하1층¦ TRAY (통신)¦ Y¦ D¦ Y¦ X¦ FTP Cat.5E 4Px5조 (게이트 COMMS)¦ FR-CVVS 4C/2.5㎟x1조 (DPC)¦ HFCO 3C/4.0㎟x3조 (게이트 POWER)¦ F-GV 4.0㎟x1조 (게이트 GND)¦ F7 DUCT¦ Z¦ OF-MM-4Cx2조 (SMS~S/W HUB, MWS)¦ FR-CVVS 4C/2.5㎟x4조 (DPC)¦ TRAY (통신)¦ UTP Cat.5E 4Px1조 (EM GATE#1 INT)¦ HFCO 2C/4.0㎟x6조 (EM GATE#1,2,3,4,5,6)¦ FTP Cat.5E 4Px2조 (게이트 COMMS)¦ FR-CVVS 4C/2.5㎟x1조 (DPC)¦ HFCO 3C/4.0㎟x1조 (게이트 POWER)¦ F-GV 4.0㎟x1조 (게이트 GND)¦ F7 DUCT¦ 환급기¦ C¦ F-GV 4.0㎟x1조 (환급기 GND)¦ HFCO 3C/4.0㎟x1조 (환급기 POWER)¦ UTP Cat.5E 4Px1조 (환급기 INT)¦ FTP Cat.5E 4Px1조 (환급기 COMMS)¦ (28)¦ (28)¦ C¦ A¦ A¦ FTP Cat.5E 4Px1조 (환급기 COMMS)¦ HFCO 3C/4.0㎟x1조 (환급기 POWER)¦ F-GV 4.0㎟x1조 (환급기 GND)¦ TRAY (300x100)¦ OF-MM-8Cx1조 (SMS~광S/W HUB)¦ TRAY (300x100)¦ TRAY (300x100)¦ AC¦ AC¦ DOWN TO 분전반(환승용)¦ HFCO 3C/6.0㎟x16조 (정산기, 게이트 POWER)¦ G¦ G¦ F-GV 4.0㎟x1조 (게이트 GND)¦ HFCO 3C/4.0㎟x1조 (게이트 POWER)¦ FTP Cat.5E 4Px1조 (게이트 COMMS)¦ FR-CVVS 4C/2.5㎟x1조 (DPC)¦ F7 DUCT¦ OF-MM-4Cx1조 (통신기계실~S/W HUB)¦ OF-MM-4Cx2조 (SMS~MWS,S/W HUB)¦ UTP Cat.5E 4Px3조 (발매기,정산기 INT)¦ UTP Cat.5E 4Px1조 (EM GATE#1 INT)¦ FTP Cat.5E 4Px1조 (환급기 COMMS)¦ HFCO 3C/4.0㎟x1조 (환급기 POWER)¦ F-GV 4.0㎟x1조 (환급기 GND)¦ HFCO 2C/4.0㎟x2조 (EM GATE#5,6)¦ OF-MM-8Cx4조 (SMS~광S/W HUB)¦ FR-CVVS 4C/2.5㎟x4조 (DPC)¦ HFCO 3C/6.0㎟x17조 (정산기, 게이트,광S/W HUB POWER)¦ F-GV 4.0㎟x8조 (정산기,게이트 GND)¦ UTP Cat.5E 4Px2조 (EM GATE#5,6 INT)¦ HFCO 2C/4.0㎟x2조 (EM GATE#5,6)¦ UTP Cat.5E 4Px4조 (정산기 INT)¦ OF-MM-4Cx1조 (통신기계실~S/W HUB)¦ FR-CVVS 4C/2.5㎟x1조 (DPC)¦ OF-MM-4Cx2조 (SMS~MWS,S/W HUB)¦ UTP Cat.5E 4Px8조 (발매기,정산기,환급기 INT)¦ UTP Cat.5E 4Px3조 (EM GATE#1,5,6 INT)¦ OF-MM-8Cx1조 (SMS~광S/W HUB)¦ OF-MM-4Cx1조 (통신기계실~S/W HUB)¦ OF-MM-4Cx2조 (SMS~MWS,S/W HUB)¦ UTP Cat.5E 4Px1조 (EM GATE#1 INT)¦ UTP Cat.5E 4Px4조 (발매기,정산기,환급기 INT)¦ FR-CVVS 4C/2.5㎟x5조 (DPC)¦ HFCO 3C/6.0㎟x16조 (정산기, 게이트 POWER)¦ HFCO 3C/6.0㎟x16조 (정산기, 게이트 POWER)¦ FR-CVVS 4C/2.5㎟x5조 (DPC)¦ HFCO 2C/4.0㎟x2조 (EM GATE#5,6)¦ HFCO 3C/4.0㎟x2조 (SMS,S/W HUB POWER)¦ F-GV 4.0㎟x8조 (정산기,게이트 GND)¦ HFCO 3C/4.0㎟x3조 (SMS,광S/W HUB,S/W HUB POWER)¦ F-GV 4.0㎟x8조 (정산기,게이트 GND)¦ HFCO 3C/4.0㎟x2조 (SMS,S/W HUB POWER)¦ SMS,S/W HUB GND)¦ OF-MM-4Cx1조 (통신기계실~S/W HUB)¦ UTP Cat.5E 4Px3조 (발매기,정산기 INT)¦ HFCO 3C/4.0㎟x2조 (SMS,S/W HUB POWER)¦ F-GV 4.0㎟x15조 (발매기,정산기,환급기,게이트,MSC,¦ B¦ B¦ 913정거장 AFC설비 지하2층 평면도 (2/2)¦ 913정거장 AFC설비 지하2층 평면도 (2/2)¦ S = 1 / 400¦ 1/400¦ 지하철 913정거장¦ 선유도¦ 당산¦ 국회의사당¦ T¦ 5¦ 0¦ 0¦ 1¦ 0¦ 3¦ 4¦ 0¦ 0¦ 3¦
| 1단계_정거장 - 복사본 | 1단계_정거장 - 복사본 | 027. T7003034-002 910정거장 방송설비 지하1층 신설평면도 (2_2).dwg | PA AMP¦ \A1;520¦ \A1;7,711¦ \A1;7,709¦ \A1;520¦ \A1;3,730¦ \A1;3,729¦ \A1;8,231¦ \A1;8,229¦ \A1;3,730¦ \A1;11,960¦ \A1;11,959¦ \A1;23,919¦ \A1;5,000¦ \A1;5,000¦ \A1;5,000¦ \A1;5,000¦ \A1;5,000¦ \A1;5,000¦ \A1;5,000¦ \A1;5,000¦ \A1;5,000¦ \A1;7,500¦ \A1;7,500¦ \A1;20,000¦ \A1;32,500¦ S = 1 / 400¦ 903정거장 방송설비 지하1층 신설평면도(2/2)¦ 1/400¦ 904정거장 방송설비 지하1층 신설평면도 (1/2)¦ 0¦ 0¦ 0¦ -¦ 0¦ 0¦ 0¦ 0¦ (기설활용)¦ -¦ T¦ 7¦ 0¦ 0¦ 3¦ 0¦ 3¦ 4¦ 0¦ 1¦ 6¦ (16) HIV 1.5㎟x4조 (승강장 SP)¦ B¦ (22) HIV 1.5㎟x8조 (승강장 SP)¦ : (16) HIV 1.5㎟x2조¦ NOTE¦ : (16) HIV 1.5㎟x5조¦ : (16) HIV 1.5㎟x6조¦ : (22) HIV 1.5㎟x7조¦ : (22) HIV 1.5㎟x8조¦ : (22) HIV 1.5㎟x10조¦ : (16) HIV 1.5㎟x4조¦ : (16) HIV 1.5㎟x3조¦ KEY PLAN¦ Y-00¦ Y-01¦ Y-05¦ Y-06¦ Y-03¦ X21¦ X22¦ X23¦ X24¦ X25¦ X26¦ X27¦ X20¦ X19¦ X18¦ X17¦ X16¦ X15¦ X13¦ X14¦ 7,500¦ 7,500¦ 7,500¦ 3,750¦ 60,000¦ DN¦ UP¦ DN¦ UP¦ 통신기계실¦ 비상전원실¦ 전기실¦ CO2실¦ 용역대기실¦ 이동통신기계실¦ 공조기계실-2¦ 복 도¦ 외부출입구2¦ 내부엘리베이터2¦ 내부계단2¦ 내부계단3¦ 910 정거장¦ STA.11km750.167¦ MATCH LINE DWG No. "S1-TA-S10-DB-013-0"¦ 방송단자함¦ (P6:200x200x100) ¦ (P4:200x200x100) ¦ (P3:100x00x100) ¦ (P5:100x100x100) ¦ HIV 1.5㎟x4조 (승강장 SP)¦ DOWN TO 지하2층¦ HIV 1.5㎟x4조 (승강장 SP)¦ DOWN TO 지하2층¦ C¦ TRAY (900x150)¦ B¦ A¦ TRAY (900x150)¦ B¦ [10P]¦ (16) UTP Cat.5E 4Px1조 (화재탐지용)¦ (22) UL 2464-AMESB 24AWG 16Cx2조 (PA)¦ (16) UL 2464-AMESB 24AWG 4Cx1조 (PA)¦ (16) UTP Cat.5E 4Px1조 (자동방송, 근접화재)¦ A¦ (16) CPEV 0.9/5Px1조 (PA)¦ (16) UTP Cat.5E 4Px1조 (화재탐지용)¦ (22) UL 2464-AMESB 24AWG 16Cx2조 (PA)¦ (16) UL 2464-AMESB 24AWG 4Cx1조 (PA)¦ (16) UTP Cat.5E 4Px1조 (자동방송, 근접화재)¦ C¦ (16) CPEV 0.9/5Px1조 (PA)¦ DOWN TO 통신기계실 ACCESS FLOOR¦ TRAY (600x150)¦ D¦ UTP Cat.5E 4Px1조 (화재탐지용)¦ UL 2464-AMESB 24AWG 16Cx2조 (PA)¦ UL 2464-AMESB 24AWG 4Cx1조 (PA)¦ CPEV 0.9/5Px1조 (PA)¦ UTP Cat.5E 4Px1조 (자동방송, 근접화재)¦ HIV 1.5㎟x8조 (승강장 SP)¦ D¦ 벽부형 스피커 이동¦ 벽부형 3W : 5 EA¦ 천정형 3W : 14 EA¦ 지하철 910정거장¦ 등촌¦ 염창¦ 신목동¦ S = 1 / 400¦ 910정거장 방송설비 지하1층 신설평면도(2/2)¦ 1/400¦ 910정거장 방송설비 지하1층 신설평면도 (2/2)¦ (기설활용)¦ T¦ 7¦ 0¦ 0¦ 3¦ 0¦ 3¦ 4¦ 0¦ 0¦ 2¦ P¦
| 1단계_정거장 - 복사본 | 1단계_정거장 - 복사본 | 099. T7001034-042 차량기지 부속동 구내통신설비 철거평면도 (기취고).dwg | P¦ \A1;7,000¦ \A1;7,000¦ \A1;6,000¦ \A1;6,000¦ \A1;14,000¦ \A1;12,000¦ \A1;3,700¦ \A1;29,700¦ \A1;7,000¦ \A1;6,500¦ \A1;13,500¦ \A1;5,000¦ \A1;3,950¦ \A1;350¦ \A1;350¦ \A1;3,000¦ \A1;350¦ \A1;2,100¦ \A1;2,800¦ \A1;2,100¦ \A1;1,000¦ \A1;4,000¦ \A1;2,000¦ \A1;1,600¦ \A1;2,800¦ \A1;1,600¦ \A1;1,600¦ \A1;2,800¦ \A1;1,600¦ SLPOE¦ SLPOE¦ SLPOE¦ SLPOE¦ SLPOE¦ SLPOE¦ SLPOE¦ SLPOE¦ 집진장치 기초¦ 공기압축기¦ SST'L 사다리 (W=450)¦ 공기압축실¦ 기취고실¦ 배기휀실¦ 레일기초¦ 콘크리트 조면처리¦ X00¦ X01¦ X02¦ X03¦ X04¦ X05¦ Y00¦ Y01¦ Y02¦ (어프로치 구간)¦ DN¦ SLPOE¦ SLPOE¦ SLPOE¦ 에어탱크¦ 콘크리트 조면처리¦ : (16) HIV 1.5㎟x2조¦ NOTE¦ : (16) HIV 1.5㎟x4조¦ : (16) HIV 1.5㎟x3조¦ (P1:300x300x200)¦ [10P]¦ [UTP 25P]¦ (P2:200x200x100)¦ F/S (JF) 0.65x12P (50%차폐)x1조¦ FR-CV 3C/6.0㎟x1조 (CA POWER)¦ OF-MM-4Core x1조 (CAMERA)¦ COD 100mmx1조 (28mmx4조)¦ FR-CVVSB 3C/2.5㎟x1조 (SP)¦ (28) OF-MM-4Core x1조 (CAMERA)¦ (28) FR-CV 3C/6.0㎟x1조 (CA POWER)¦ x2 ¦ FC 50mmx1조¦ FC 100mmx1조 (SPARE)¦ To: 수3-8¦ (28) FR-CV 3C/6.0㎟x1조 (CA POWER)¦ (22) ECX 5C-2Vx1조 (CAMERA)¦ (28) OF-MM-4Core x1조 (CAMERA)¦ (16) HIV 1.5㎟x2조 (SP)¦ (500x600x200)¦ 1.2¦ 차량기지 부속동 구내통신설비 철거평면도 (기취고)¦ S = 1/200¦ 1/200¦ 차량기지¦ 차량기지¦ 차량기지 부속동 구내통신설비 철거평면도 ¦ (기취고)¦ T¦ 7¦ 0¦ 0¦ 1¦ 0¦ 3¦ 4¦ 0¦ 4¦ 2¦
| 1단계_정거장 - 복사본 | 1단계_정거장 - 복사본 | 045. T9103075-001 910정거장 역사 L3스위치 인터페이스 구성도.dwg | 930정거장 역사 L3 스위치 인터페이스 구성도¦ NONE¦ 910(염창)정거장 역사 L3 스위치 인터페이스 구성도¦ S = NONE¦ NMS¦ 시리얼 통신장치¦ 역사 L3 스위치-A¦ 역사 L3 스위치-B¦ B¦ A¦ B¦ PDP분배반¦ 전원 A¦ 전원 B¦ 10G 라인카드¦ 10G 라인카드¦ 10/ 100/ 1000Base-T¦ PDP분배반¦ 전원 A¦ 전원 B¦ 10G 라인카드¦ 10G 라인카드¦ 10/ 100/ 1000Base-T¦ 기계설비¦ CTC-1¦ VTS(대열차)¦ UPS¦ 사령전화¦ 방송설비¦ 중앙집중¦ CCTV¦ NTP¦ 교환기¦ 종합무선¦ AFC#1¦ PSD용 신호회선¦ SCADA MMI¦ 열차무선¦ 출입통제¦ PSD¦ 행선안내¦ AFC#3¦ CTC-2¦ AFC#2¦ A¦ 역사백본¦ 전송설비 과업¦ 타시스템 과업¦ 역사백본¦ -철 거-¦ 910정거장 역사 L3스위치 인터페이스 구성도¦ NONE¦ T¦ 9¦ 1¦ 0¦ 3¦ 0¦ 7¦ 5¦ 0¦ 0¦ 1¦ 910¦ 911¦ 909¦ 903¦ 902¦ 904¦
| 1단계_정거장 - 복사본 | 1단계_정거장 - 복사본 | 044. T4009934-002 912정거장 종합무선중계설비 지하2층 평면도.dwg | 3D¦ C¦ -¦ T¦ 0¦ 0¦ 0¦ 0¦ 0¦ 0¦ 0¦ 0¦ 0¦ 0¦ HFC-12D-FR (신설)¦ \A1;41,000¦ \A1;72,250¦ \A1;21,750¦ \A1;20,000¦ \A1;5,000¦ \A1;5,000¦ \A1;5,000¦ \A1;5,000¦ \A1;5,000¦ \A1;5,000¦ \A1;5,000¦ \A1;5,000¦ \A1;5,000¦ \A1;5,000¦ \A1;5,000¦ \A1;7,500¦ \A1;4,000¦ \A1;6,000¦ \A1;7,500¦ \A1;7,500¦ \A1;7,500¦ \A1;7,500¦ \A1;7,500¦ \A1;7,500¦ \A1;7,500¦ \A1;7,500¦ \A1;7,500¦ \A1;7,500¦ \A1;7,500¦ \A1;7,500¦ \A1;165,000¦ \A1;7,500¦ \A1;7,500¦ \A1;7,500¦ \A1;30,000¦ \A1;12,950¦ \A1;2,400¦ \A1;12,950¦ \A1;30,700¦ \A1;2,400¦ HFC-12D-FR (신설)¦ HFC-12D-FR (신설)¦ HFC-12D-FR (신설)¦ HFC-12D-FR (신설)¦ HFC-12D-FR (신설)¦ HFC-12D-FR (신설)¦ HFC-12D-FR (신설)¦ 2D¦ 2D¦ 3D¦ 2D¦ 2D¦ 2D¦ 3D¦ 2D¦ 임대상가2¦ UTP 4Px1조(라디오송수신제어)¦ (16) UTP Cat.5E 4Px1조(라디오송수신제어)¦ DOWN TO 지하 2층¦ TRAY (900x150)¦ UTP 4Px1조(라디오송수신제어)¦ (16) UTP 4Px1조(라디오송수신제어)¦ P¦ UTP Cat.5E 4Px2조(라디오송수신제어)¦ (16) UTP Cat.5E 4Px1조(라디오송수신제어)¦ C¦ (P13:400x400x200)¦ (P12:400x400x200)¦ (P9:400x400x200)¦ (P10:400x400x200)¦ (P11:400x400x200)¦ (P7:400x400x200)¦ (P6:100x100x100)¦ DOWN TO 기계실 바닥¦ (54)x2 SPARE (이동통신기계실)¦ (P8:200x200x100)¦ TO: 콘솔내접속단자¦ (54) SPARE (경찰통신)¦ (54)x2 SPARE (이동통신기계실)¦ (28) HFC-12D-FR (무선통신)¦ (28) HFC-12D-FR (대합실 복합통신)¦ (54) SPARE (경찰통신)¦ (54)x2 SPARE (이동통신기계실)¦ (28) HFC-12D-FR (무선통신)¦ (28) HFC-12D-FR (대합실 복합통신)¦ A¦ C¦ B¦ DOWN TO 지하 2층¦ TRAY (900x150)¦ HFC-22D-FR (승강장 복합통신)¦ UP TO 지하 1층¦ (54) SPARE (경찰통신)¦ (54)x2 SPARE (이동통신기계실)¦ (28) HFC-12D-FR (무선통신)¦ (28) HFC-12D-FR (대합실 복합통신)¦ (54)x2 SPARE (이동통신기계실)¦ (28) HFC-12D-FR (대합실 복합통신)¦ (28) HFC-12D-FR (콘솔내접속단자)¦ (28) HFC-12D-FR (대합실 복합통신)¦ (28) HFC-12D-FR (콘솔내접속단자)¦ (54)x2 SPARE (이동통신기계실)¦ P¦ P¦ P¦ 2D¦ 종합무선¦ P¦ 3D¦ P¦ P¦ P¦ P¦ CO2실¦ STA.13km796.097¦ 912 정거장¦ AF-2¦ ELEV.¦ 운전취급실¦ 공조기계실1¦ CO2실¦ 복 도¦ 운영원대기실¦ 변전실 ¦ 안전관리실¦ 전기실¦ 비상전원실¦ 용역원 대기실¦ 이동통신기계실¦ 대합실¦ 발매기실¦ 편의점¦ 통신신호기계실¦ 창 고¦ 물탱크실¦ 공조기계실2¦ ELEV.¦ ELEV.¦ ELEV.¦ UP¦ DN¦ DN¦ DN¦ DN¦ Y04¦ Y06¦ Y03¦ Y02¦ Y00¦ X36¦ X35¦ X34¦ X33¦ X32¦ X31¦ X30¦ X29¦ X28¦ X27¦ X26¦ X25¦ X24¦ X23¦ X22¦ X19¦ X18¦ X21¦ X20¦ X17¦ X14¦ X13¦ X10¦ X16¦ X15¦ X12¦ X11¦ X09¦ X08¦ X07¦ TRAY (300x100)¦ HFC-12D-FR (콘솔내접속단자)¦ HFC-22D-FR (승강장 복합통신)¦ HFC-12D-FR (무선통신)¦ HFC-12D-FR (대합실 복합통신)¦ A¦ (54) SPARE (경찰통신)¦ (28) HFC-12D-FR (콘솔내접속단자)¦ (28) HFC-12D-FR (대합실 복합통신)¦ (54)x2 SPARE (이동통신기계실)¦ (28) HFC-12D-FR (무선통신)¦ (28) HFC-12D-FR (콘솔내접속단자)¦ (54)x2 SPARE (이동통신기계실)¦ C¦ (42) HFC-12D-FRx2조 (대합실 복합통신)¦ B¦ 2D¦ 2D¦ 2D¦ 3D¦ 중계장치¦ 912정거장 열차무선설비 지하2층 평면도¦ 912정거장 열차무선설비 지하2층 평면도¦ S = 1 / 600¦ 1/600¦ 신목동¦ 선유도¦ 당산¦ T¦ 4¦ 0¦ 0¦ 9¦ 9¦ 3¦ 4¦ 0¦ 0¦ 2¦ P¦ 2D¦
| 1단계_정거장 - 복사본 | 1단계_정거장 - 복사본 | 039. T5001034-001 910정거장 AFC설비 지하1층 평면도__완료(완전).dwg | SMS¦ AIS¦ \A1;5,000¦ \A1;7,500¦ \A1;7,500¦ \A1;32,500¦ \A1;520¦ \A1;7,711¦ \A1;7,709¦ \A1;520¦ \A1;3,730¦ \A1;3,729¦ \A1;8,231¦ \A1;8,229¦ \A1;3,730¦ \A1;11,960¦ \A1;11,959¦ \A1;23,919¦ \A1;116°¦ \A1;26°¦ A¦ F7-DUCT¦ FTP Cat.5E 4Px2조 (발매기 COMMS)¦ UTP Cat.5E 4Px2조 (발매기 INT)¦ F-GV 4.0㎟x1조 (발매기 GND)¦ HFCO 3C/4.0㎟x1조 (발매기 POWER)¦ J¦ DOWN TO 분전반¦ I¦ DOWN TO AFC 접지단자함¦ F-GV 4.0㎟x6조 (발매기,정산기,환급기,게이트,SMS,S/W HUB GND)¦ H¦ TRAY (통신)¦ DOWN TO 통신기계실 ACCESS FLOOR¦ TRAY (통신)¦ FTP Cat.5E 4Px1조 (통신기계실~S/W HUB)¦ HFCO 3C/4.0㎟x10조 (발매기,정산기,환급기,게이트 POWER) ¦ X00¦ X01¦ X19¦ X18¦ X17¦ X16¦ X15¦ X02¦ X03¦ X04¦ X05¦ X06¦ X07¦ X08¦ X09¦ X12¦ X13¦ X14¦ X10¦ X11¦ 7,500¦ 7,500¦ 7,500¦ 7,500¦ 7,500¦ 7,500¦ 7,500¦ 7,500¦ 7,500¦ 7,500¦ 5,000¦ 5,000¦ 5,000¦ 5,000¦ 5,000¦ 5,573¦ 60,000¦ 32,500¦ 20,573¦ Y-00¦ Y-01¦ Y-05¦ Y-06¦ Y-03¦ DN¦ 올라옴¦ DN¦ 올라옴¦ DN¦ 올라옴¦ DN¦ 올라옴¦ DN¦ 통신기계실¦ 비상전원실¦ 전기실¦ CO2실¦ 용역대기실¦ 이동통신기계실¦ 편의점¦ 발매기실¦ 안전관리실¦ 물탱크실¦ 공조기계실-1¦ 화장실¦ 대합실¦ 복 도¦ 외부출입구1¦ 외부출입구4¦ 외부출입구3¦ 외부출입구2¦ 외부엘리베이터2¦ 외부엘리베이터1¦ 내부엘리베이터2¦ 내부엘리베이터1¦ 내부계단1¦ 내부계단2¦ 내부계단3¦ 내부계단4¦ 방범셔터설치¦ 910 정거장¦ STA.11km750.167¦ 전송장비¦ FTP Cat.5E 4Px1조 (S/W HUB)¦ S/W HUB¦ I¦ G¦ A¦ TRAY (통신)¦ H¦ 정산기 ¦ F¦ F¦ F7-DUCT¦ FTP Cat.5E 4Px9조 (게이트,발매기 COMMS)¦ F-GV 4.0㎟x1조 (정산기 GND)¦ HFCO 3C/4.0㎟x1조 (정산기 POWER)¦ UTP Cat.5E 4Px1조 (정산기 INT)¦ FTP Cat.5E 4Px1조 (정산기 COMMS)¦ (28)¦ (28)¦ (28) HFCO 2C/4.0㎟x1조 (EM GATE)¦ (22) UTP Cat.5E 4Px1조 (EM GATE INT)¦ 환급기¦ F-GV 4.0㎟x1조 (환급기 GND)¦ HFCO 3C/4.0㎟x1조 (환급기 POWER)¦ UTP Cat.5E 4Px1조 (환급기 INT)¦ FTP Cat.5E 4Px1조 (환급기 COMMS)¦ (28)¦ (28)¦ UP TO TRAY (통신)¦ 임대상가¦ 인터넷카페¦ UTP Cat.5E 4Px6조 (발매기,정산기,환급기,장애인게이트 INT)¦ UTP Cat.5E 4Px1조 (EM GATE INT)¦ HFCO 3C/4.0㎟x2조 (SMS,S/W HUB POWER)¦ E¦ F7-DUCT¦ FTP Cat.5E 4Px3조 (발매기,게이트 COMMS)¦ UTP Cat.5E 4Px2조 (발매기 INT)¦ F-GV 4.0㎟x2조 (발매기,게이트 GND)¦ HFCO 3C/4.0㎟x2조 (발매기,게이트 POWER)¦ FR-CVVS 4C/2.5㎟x1조 (DPC)¦ UTP Cat.5E 4Px4조 (발매기,장애인게이트 INT)¦ F-GV 4.0㎟x2조 (발매기,게이트 GND)¦ HFCO 3C/4.0㎟x5조 (발매기,게이트 POWER)¦ FR-CVVS 4C/2.5㎟x1조 (DPC)¦ FTP Cat.5E 4Px1조 (통신기계실~S/W HUB)¦ UTP Cat.5E 4Px6조 (발매기,정산기,환급기,장애인게이트 INT)¦ UTP Cat.5E 4Px1조 (EM GATE INT)¦ HFCO 3C/4.0㎟x2조 (SMS,S/W HUB POWER)¦ F-GV 4.0㎟x1조 (환급기 GND)¦ HFCO 3C/4.0㎟x1조 (환급기 POWER)¦ FTP Cat.5E 4Px1조 (환급기 COMMS)¦ FTP Cat.5E 4Px1조 (통신기계실~S/W HUB)¦ UTP Cat.5E 4Px5조 (발매기,정산기,장애인게이트 INT)¦ UTP Cat.5E 4Px1조 (EM GATE INT)¦ HFCO 3C/4.0㎟x2조 (SMS,S/W HUB POWER)¦ J¦ G¦ TRAY (통신)¦ FTP Cat.5E 4Px1조 (통신기계실~S/W HUB)¦ FTP Cat.5E 4Px1조 (환급기 COMMS)¦ UTP Cat.5E 4Px5조 (발매기,정산기,장애인게이트 INT)¦ UTP Cat.5E 4Px1조 (EM GATE INT)¦ HFCO 3C/4.0㎟x3조 (환급기,SMS,S/W HUB POWER)¦ F-GV 4.0㎟x1조 (환급기 GND)¦ H¦ H¦ C¦ D¦ B¦ B¦ C¦ 910정거장 AFC설비 지하1층 평면도¦ 910정거장 AFC설비 지하1층 평면도¦ S = 1 / 400¦ 1/400¦ 지하철 910정거장¦ 등촌¦ 염창¦ 신목동¦ T¦ 5¦ 0¦ 0¦ 1¦ 0¦ 3¦ 4¦ 0¦ 0¦ 1¦ GND¦
| 1단계_정거장 - 복사본 | 1단계_정거장 - 복사본 | 049. T9103066-004 918정거장 AFC설비 지하1층 장비배치도 (철거).dwg | \A1;1,200¦ \A1;1,800¦ \A1;7,500¦ \A1;165,000¦ \A1;7,500¦ \A1;7,500¦ \A1;7,500¦ \A1;7,500¦ \A1;7,500¦ \A1;7,500¦ \A1;7,500¦ \A1;7,500¦ \A1;7,500¦ \A1;7,500¦ \A1;7,500¦ \A1;7,500¦ \A1;7,500¦ \A1;7,500¦ \A1;7,500¦ \A1;7,500¦ \A1;5,000¦ \A1;5,000¦ \A1;5,000¦ \A1;5,000¦ \A1;5,000¦ \A1;5,000¦ \A1;5,000¦ \A1;5,000¦ \A1;5,000¦ \A1;5,000¦ \A1;5,500¦ \A1;6,500¦ \A1;6,500¦ \A1;6,500¦ \A1;5,000¦ \A1;30,150¦ \A1;11,300¦ \A1;7,550¦ \A1;11,300¦ \A1;9,600¦ \A1;13,820¦ \A1;11,760¦ \A1;25,580¦ \A1;3,550¦ \A1;4,000¦ \A1;30,000¦ \A1;100¦ \A1;800¦ \A1;1,000¦ \A1;2,300¦ \A1;800¦ \A1;600¦ \A1;800¦ \A1;1,000¦ \A1;2,250¦ \A1;800¦ \A1;600¦ \A1;200¦ \A1;200¦ \A1;200¦ \A1;200¦ \A1;200¦ \A1;200¦ \A1;200¦ \A1;600¦ \A1;600¦ \A1;600¦ \A1;600¦ \A1;900¦ \A1;1,075¦ \A1;825¦ \A1;1,775¦ \A1;1,270¦ \A1;200¦ \A1;200¦ \A1;200¦ \A1;200¦ \A1;200¦ \A1;200¦ \A1;200¦ \A1;600¦ \A1;600¦ \A1;600¦ \A1;600¦ \A1;1,450¦ \A1;900¦ \A1;1,075¦ \A1;825¦ \A1;1,775¦ \A1;1,270¦ \A1;600¦ \A1;200¦ \A1;3,240¦ \A1;3,165¦ \A1;600¦ \A1;200¦ \A1;800¦ \A1;1,000¦ \A1;1,000¦ \A1;800¦ Detail "C"¦ Detail "A"¦ Detail "B"¦ Detail "D"¦ Detail "A"¦ Detail "B"¦ Detail "C"¦ Detail "D"¦ 10형¦ 8형¦ 8형¦ 6형¦ 12형¦ 11형¦ 대합실¦ FREE AREA¦ 대합실¦ PAID AREA¦ AAM ¦ 대합실¦ PAID AREA¦ 대합실¦ FREE AREA¦ 10형¦ 8형¦ 8형¦ 6형¦ 12형¦ 11형¦ 8형¦ 8형¦ X-05¦ X-04¦ X-03¦ X-02¦ X-01¦ X00¦ X01¦ X02¦ X03¦ X04¦ X05¦ X06¦ X07¦ X08¦ X09¦ X10¦ X11¦ X12¦ X13¦ X14¦ X15¦ X16¦ X17¦ X18¦ X19¦ X20¦ X21¦ X22¦ X23¦ X24¦ X25¦ X26¦ X27¦ Y00¦ Y01¦ Y02¦ Y-01¦ Y03¦ Y03-1¦ 공조기계실-1¦ UP¦ DN¦ UP¦ UP¦ 용역원대기실¦ 이동통신기계실¦ 용역창고¦ 통신기계실¦ 안전관리실¦ 발매기실-1¦ 화 장 실¦ 편 의 점¦ 공조기계실-2¦ CO2실-1¦ 복도 -2¦ 연결통로¦ 내부계단1¦ 내부계단2¦ 내부계단3¦ 내부계단4¦ 외부출입구1¦ 복도-1¦ 외부출입구2¦ 외부출입구3¦ 발매기실-2¦ DN¦ DN¦ DN¦ OPEN¦ OPEN¦ OPEN¦ OPEN¦ 방범셔터¦ 방범셔터¦ 상부OPEN¦ 외부엘리베이터 1¦ 외부엘리베이터 3¦ 내부엘리베이터 2¦ 내부엘리베이터 1¦ UP¦ UP¦ 정거장 중심¦ Sta.20K 200.000¦ CO2실-2¦ 대합실¦ 발매기실-1¦ 발매기실-2¦ AAM ¦ AAM ¦ AAM ¦ 918정거장 AFC설비 지하1층 장비배치도 (철거)¦ 918정거장 AFC설비 지하1층 장비배치도 (철거)¦ S = 1 / 600¦ S = 1 / 600¦ 1/600¦ 지하철 918정거장¦ 노량진¦ 노들¦ 중앙대입구¦ T¦ 9¦ 1¦ 0¦ 3¦ 0¦ 6¦ 6¦ 4¦ 0¦ 0¦ \A1;1,800¦ \A1;1,200¦
| 1단계_정거장 - 복사본 | 1단계_정거장 - 복사본 | 006. T1001026-002 910정거장 CIRCUIT WIRING SYSTEM DIAGRAM_철거.dwg | KT¦ IP¦ G¦ D¦ C/R¦ T¦ 0¦ 0¦ 0¦ 0¦ 0¦ 0¦ 0¦ 0¦ 0¦ 0¦ 통신기계실¦ 통신기계실¦ 안전관리실¦ 소방외부 무선통신 보조설비¦ 경찰통신설비¦ O/F(SM) FM RADIO¦ POWER DISTRIBUTION¦ O/F(SM)¦ O/F(SM)¦ FM 광전송장치¦ UPS¦ EQUIP¦ MULTI¦ COMM¦ CCTV¦ 광화상전송장치¦ MATRIX¦ RACK¦ TV 광전송장치¦ 부모시계¦ To: NEXT STATION¦ O/F(SM)¦ O/F(SM)¦ To: KT¦ DATA¦ M/D¦ E¦ Ports¦ T¦ SUB ADM¦ TEL¦ SPCM¦ KT¦ 전력사령¦ 방재사령¦ 통신사령¦ FAX¦ Data Line (전력)¦ Data Line¦ Data Line¦ Data Line¦ Data Line (AFC)¦ Data Line (통신)¦ Data Line (방재)¦ Data Line (운전)¦ SMS¦ AGM¦ AAM¦ ATVM¦ IP¦ P.A AMP¦ x2¦ x2¦ x2¦ 지하1층 (대합실) x 32¦ 지하2층 (승강장상선) x 21¦ G¦ G¦ G¦ G¦ G¦ 지하3층 (승강장상선) x 2¦ 지하3층 (승강장하선) x 2¦ PAN/TILT x 1¦ 지하1층 (대합실) x 18 , G.L ELEV x 2¦ 지하1층 (기능실) x 2¦ 지하2층 (승강장 상,하선) x 6¦ CCTV¦ CONSOLE¦ 지하1층¦ (복합통신ANT)¦ 무선통신 보조설비¦ HFC-22D-FR¦ HFC-12D-FR¦ 본선터널 (승강장) RFCL-42D-광대역¦ 본선터널 (승강장) RFCL-42D-광대역¦ D¦ POWER LINE¦ INT¦ T¦ x2¦ x11¦ x2¦ L¦ O¦ x2¦ T¦ x10¦ x2¦ x2¦ x7 ¦ 인터폰¦ 모장치¦ 배 선 반¦ x3¦ 지하2층 (승강장하선) x 21¦ 출입통제¦ C/R¦ C/R¦ C/R¦ C/R¦ 운전사령¦ Data Line¦ 열차무선¦ C¦ O/F(SM) 열차무선¦ Data Line¦ 소방외부¦ E¦ T¦ L¦ O¦ T¦ T¦ x2¦ INT¦ x6¦ 공조기계실-1¦ 공조기계실-2¦ 이동통신기계실¦ Callphone¦ 전기실¦ 기능실복도¦ 발매기실¦ 화장실 (남,여)¦ 장애자화장실¦ 임대상가¦ ELEV, 화장실¦ 용역원대기실¦ 지하1층 (대합실)¦ PSD실 (상선)¦ PSD실 (하선)¦ 편의점¦ 비상전원실¦ 승강장 INT¦ &¦ (VOICE)¦ FXO/FXS¦ Ethernet Port¦ 본선터널 (승강장) RFCL-42D-광대역¦ 본선터널 (승강장) RFCL-42D-광대역¦ D¦ IP¦ 공간화상 [승강장 차량기지방향] x 1¦ 공간화상 [승강장 강남방향] x 1¦ x2¦ 환급기¦ CCTV¦ 광화상전송장치¦ MATRIX¦ RACK¦ TV 광수신기¦ DATA¦ M/D¦ E¦ Ports¦ T¦ &¦ (VOICE)¦ SUB ADM¦ TEL¦ SPCM¦ 전력사령¦ 통신사령¦ Data Line (전력)¦ Data Line¦ Data Line¦ Data Line¦ Data Line (AFC)¦ Data Line (통신)¦ Data Line (방재)¦ Data Line (운전)¦ P.A AMP¦ L¦ O¦ 배 선 반¦ 출입통제¦ 운전사령¦ E¦ T¦ L¦ O¦ Data Line (신호)¦ FXO/FXS¦ Ethernet Port¦ MULTI¦ COMM¦ EQUIP¦ FM광전송장치¦ 열차무선¦ O/F(SM) FM RADIO, 지상파DMB¦ 소방외부 무선통신 보조설비¦ 소방 무선통신 보조설비¦ 철거¦ 철거¦ 철거¦ 철거¦ 910정거장 CIRCUIT WIRING SYSTEM DIAGRAM / 철거¦ 910정거장 CIRCUIT WIRING SYSTEM DIAGRAM / 철거¦ S = NONE¦ NONE¦ 등촌¦ 염창¦ 신목동¦ T¦ 1¦ 0¦ 0¦ 1¦ 0¦ 2¦ 6¦ 0¦ 0¦ 2¦
| 1단계_정거장 - 복사본 | 1단계_정거장 - 복사본 | 051. T7005034-008 902정거장 CCTV,TDI,시계설비 지하3층신설평면도(2-3).dwg | ~¦ ES.DN¦ ES.UP¦ ES.UP¦ ES.DN¦ ES.DN¦ ES.UP¦ ES.UP¦ ES.DN¦ ES.DN¦ ES.UP¦ ES.UP¦ ES.DN¦ ES.DN¦ ES.UP¦ ES.UP¦ ES.DN¦ DN¦ DN¦ UP¦ UP¦ UP¦ UP¦ DN¦ DN¦ UP¦ ES.UP¦ ES.DN¦ 창고-1¦ 승강장¦ 창고-2¦ 승강장¦ 00¦ Y¦ 01¦ Y¦ 02¦ Y¦ 03¦ Y¦ Y¦ 04¦ X¦ 01¦ X¦ 02¦ X¦ 03¦ X¦ 04¦ 05¦ X¦ 06¦ X¦ 07¦ X¦ 08¦ X¦ 09¦ X¦ 10¦ X¦ 11¦ X¦ 12¦ X¦ 13¦ X¦ 14¦ X¦ X¦ 14¦ 8150¦ 3550¦ 8240¦ 9020¦ 8840¦ 26100¦ 11700¦ 7500¦ 7500¦ 7500¦ 7500¦ 7500¦ 7500¦ 7500¦ 7500¦ 7500¦ 7500¦ 7500¦ 7500¦ 7500¦ P¦ P¦ PB(400X400X200)¦ UP TO B2¦ A¦ PB(400X400X200)¦ C¦ (22)CPEV 5P/.65(M.CON)¦ (22)CV 3.5 /2C(M.POW)¦ (28)UTP CAT.5 4Px6(TDI 정보)¦ (36)CV 3.5 /2CX2(TDI POW)¦ P¦ PB(300X300X200)¦ G¦ (22)CPEV 5P/.65(KP)¦ (22)VCT 2.0 /2C(KP POW)¦ P¦ P¦ PB(500X500X300)¦ 25P¦ C¦ INT¦ UP TO B2¦ K¦ B¦ D¦ P¦ C¦ (36)CV 3.5 /2CX2(C.POW)¦ (16)5C-2V(C.POW)¦ P¦ P¦ PB(200X200X100)¦ PB(500X500X300)¦ PB(500X500X300)¦ G¦ F¦ H¦ J¦ C¦ (22)CPEV 5P/.65(KP)¦ (22)VCT 2.0 /2C(KP POW)¦ (36)CV 3.5 /2CX2(C.POW)¦ (16)5C-2V(C.POW)¦ C¦ P¦ C¦ P¦ E¦ G¦ P¦ PB(300X300X200)¦ G¦ PB(400X400X300)¦ (36)CV 3.5 /2CX2(C.POW)¦ (16)5C-2V(C.POW)¦ HIV1.2X4(SP)¦ DOWN TO B2¦ DUCT(300X100)¦ (16)HIV1.2X5(SP)¦ (16)UTP CAT.5 4P(INT)¦ (16)HIV1.2X3(SP)¦ (16)UTP CAT.5 4PX2(INT)¦ (16)HIV1.2X7(SP)¦ (42)CV 3.5 /2CX4(TDI POW)(기존활용)¦ (16)HIV1.2X7(SP)¦ (16)HIV1.2X3(SP)¦ (16)UTP CAT.5 4PX2(INT)¦ (16)HIV1.2X7(SP)¦ (16)HIV1.2X3(SP)¦ (22)CPEV 5P/.65(KP)¦ (22)VCT 2.0 /2C(KP POW)¦ (16)UTP CAT.5 4PX2(INT)¦ (16)HIV1.2X7(SP)¦ (22)5C-2VX2(MONITOR)¦ 25P¦ I¦ PB(300X300X200)¦ HIV1.2X16(SP)¦ (16)HIV1.2X4¦ 광복합케이블2조(통신TRAY):해외지급분¦ 여장:30M¦ OFSM 4COREx2¦ F-GV 14 x2¦ F-CV 2.0 /2Cx2¦ 승강장하부 TRAY이용(해외시공)¦ OFSM 4COREx2¦ F-GV 14 x2¦ F-CV 2.0 /2Cx2¦ 승강장하부 TRAY이용(해외시공)¦ UP TO 지하1층 통신기계실(9호선)¦ UP TO B1F 통신기계실(9호선)¦ DOWN TO B4F 발매기실(9호선)¦ UTP CAT.5 4Px2조(16C)¦ (36)OFMM 12COREx2(TDI 정보)¦ (28)UTP CAT.5 4Px6(TDI 정보)¦ (36)CV 3.5 /2CX2(TDI POW)¦ (36)OFMM 12COREx2(TDI 정보)¦ (28)UTP CAT.5 4Px6(TDI 정보)¦ (36)CV 3.5 /2CX2(TDI POW)¦ (36)OFMM 12COREx2(TDI 정보)¦ (22)UTP CAT.5 4Px2(TDI 정보);용 공관¦ (36)CV 3.5 /2CX2(TDI POW)¦ (22)OFMM 12CORE(TDI 정보)¦ (22)UTP CAT.5 4Px2(TDI 정보);용 공관¦ (36)CV 3.5 /2CX2(TDI POW)¦ (22)OFMM 12CORE(TDI 정보)¦ P¦ (22)CV 3.5 /2C(C.POW)¦ (16)5C-2V(C.POW)¦ E/V-3¦ E/V-4¦ E/S-1¦ 게이트3¦ E/S-2¦ FR-CV-3C/4.0㎟x11(신설)¦ OF-SM-8C(난연)x11(신설)¦ UTP Cat. 5E4Px2(CCTV)¦ OF-SM-8Core(난연)x2조 (모니터)(신설)¦ FR-CV 3C/4.0㎟x2조 (모니터POWER)(신설) ¦ (36)FR-CV-3C/4.0㎟x1(신설)¦ (22)OF-SM-8C(난연)x1(신설)¦ (16)UTP Cat. 5E4Px2(CCTV)¦ (36)FR-CV-3C/4.0㎟x12(신설)¦ (54)OF-SM-8C(난연)x12(신설)¦ (16)UTP Cat. 5E4Px2(CCTV)¦ (16)OF-SM-8Core(난연)x2조 (모니터)(신설)¦ (16)FR-CV 3C/4.0㎟x2조 (모니터POWER)(신설) ¦ (36)FR-CV-3C/4.0㎟x12(신설)¦ (54)OF-SM-8C(난연)x12(신설)¦ (16)UTP Cat. 5E4Px1(CCTV)¦ (16)OF-SM-8Core(난연)x2조 (모니터)(신설)¦ (16)FR-CV 3C/4.0㎟x2조 (모니터POWER)(신설) ¦ (36)FR-CV-3C/4.0㎟x12(신설)¦ (54)OF-SM-8C(난연)x12(신설)¦ (16)UTP Cat. 5E4Px1(CCTV)¦ (16)OF-SM-8Core(난연)x2조 (모니터)(신설)¦ (16)FR-CV 3C/4.0㎟x2조 (모니터POWER)(신설) ¦ (36)FR-CV-3C/4.0㎟x12(신설)¦ (54)OF-SM-8C(난연)x12(신설)¦ (16)OF-SM-8Core(난연)x2조 (모니터)(신설)¦ (16)FR-CV 3C/4.0㎟x2조 (모니터POWER)(신설) ¦ FR-CV-3C/4.0㎟x13(신설)¦ OF-SM-8C(난연)x13(신설)¦ UTP Cat. 5E4Px6(CCTV)¦ OF-SM-8Core(난연)x2조 (모니터)(신설)¦ FR-CV 3C/4.0㎟x2조 (모니터POWER)(신설) ¦ (16)FR-CV-3C/4.0㎟x2(신설)¦ (16)OF-SM-8C(난연)x2(신설)¦ (16)UTP Cat. 5E4Px1(CCTV)¦ (16)FR-CV-3C/4.0㎟x1(신설)¦ (16)OF-SM-8C(난연)x1(신설)¦ (16)FR-CV-3C/4.0㎟x1(신설)¦ (16)OF-SM-8C(난연)x1(신설)¦ A¦ B¦ C¦ D¦ (16)HIV1.2X3(SP)¦ E¦ F¦ G¦ H¦ I¦ J¦ K¦ UP TO B2¦ DUCT(600X100)¦ (54)OF-MM-12Core(난연)x4조 (TDI)(기존활용)¦ (42)CV 3.5 /2CX4(TDI POW)(기존활용)¦ (54)OF-MM-12Core(난연)x4조 (TDI)(기존활용)¦ (36)CV 3.5 /2CX2(TDI POW)(기존활용)¦ (38)OF-MM-12Core(난연)x3조 (TDI)(기존활용)¦ (36)CV 3.5 /2CX2(TDI POW)(기존활용)¦ (38)OF-MM-12Core(난연)x3조 (TDI)(기존활용)¦ CV 3.5 /2CX4(TDI POW)(기존활용)¦ OF-MM-12Core(난연)x4조 (TDI)(기존활용)¦ (54)OF-MM-12Core(난연)x1조 (TDI)(기존활용)¦ (42)CV-3.5 12C X1조(TDI POWER)(기존활용)¦ 지하철 902정거장¦ 김포공항¦ 공항시장¦ 1/400¦ S = 1/400¦ 개화¦ 902정거장 CCTV,TDI,시계설비 지하3층 신설평면도(2/3)¦ S = 1/400¦ 902정거장 CCTV,TDI,시계설비 지하3층 ¦ 신설평면도(2/3)¦ T¦ 7¦ 0¦ 0¦ 5¦ 0¦ 3¦ 4¦ 0¦ 0¦ 8¦ CCTV(기존동축활용)¦
| 1단계_정거장 - 복사본 | 1단계_정거장 - 복사본 | 017. T1001026-013 910정거장 통신기계실 & 안전관리실 CABLE WIRING DIAGRAM.dwg | FR-CVVSB 4P/1.5㎟ (연선전화)¦ FR-CVVSB 4P/1.5㎟ (연선전화)¦ From: 909 ¦ To: 911 ¦ From: 909 ¦ To: 911 ¦ From: 909 ¦ To: 911 ¦ F/S(J.F) 0.65x25P (50%%%차폐) 직통전화¦ F/S(J.F) 0.65x25P (50%%%차폐) 직통전화¦ From: 909 ¦ To: 911 ¦ OF-SM 46Core (상선)¦ OF-SM 46Core (상선)¦ OF-SM 46Core (하선)¦ OF-SM 46Core (하선)¦ F-GV 6.0㎟x9조¦ OFD¦ 배선반¦ ADM¦ CCTV MATRIX RACK¦ 부모시계¦ 열차무선 장치¦ 종합무선 중계장치¦ UPS¦ 분전반¦ 종합집중관리 콘솔¦ 화재수신반¦ 광점퍼코드 (FC-PC)x4조¦ 광점퍼코드 (FC-PC)x4조¦ UTP Cat.5E 25Px10조¦ UTP Cat.5E 4Px1조 (DATA)¦ UL 2464-AMESB 24AWGx16Cx3조(방송)¦ P.A AMP RACK¦ FR-CV 4C/25㎟x2조¦ FR-CV 3C/4.0㎟¦ FR-CV 3C/4.0㎟¦ FR-CV 3C/6.0㎟¦ FR-CV 3C/4.0㎟¦ FR-CV 3C/6.0㎟¦ 공통접지 단자함¦ F-GV 6.0㎟x1조¦ F-GV 6.0㎟x2조¦ F-GV 6.0㎟x4조¦ F-GV 6.0㎟x5조¦ F-GV 6.0㎟x7조¦ F-GV 6.0㎟x8조¦ 통신기계실¦ UTP Cat.5E 4Px4조 (영상)¦ UTP Cat.5E 25Px2조 (CONSOLE)¦ FR-CV 3C/4.0㎟¦ 접지단자함 (AFC)¦ F-GV 50㎟x1조¦ 접지단자함 (통신)¦ UTP Cat.5E 25Px1조 (CCTV)¦ F-GV 6㎟x1조¦ F-GV 50㎟x1조¦ F-GV 50㎟x1조¦ 분전반¦ 출입통제 (ACU)¦ UTP Cat.5E 4Px1조 (DATA)¦ FR-CV 3C/4.0㎟¦ F-GV 6.0㎟x6조¦ 행선안내게시기 (LSE)¦ 안전관리실¦ UTP Cat.5E 25Px1조 (LSE)¦ FR-CV 3C/6.0㎟¦ UTP Cat.5E 4Px1조 (화재탐지용)¦ UL 2464-AMESB 24AWG 16Cx2조 (방송), CPEV 0.9 5Px1조, UL 2464-AMESB 24AWG 4Cx1조¦ UTP Cat.5E 4Px1조 (자동방송)¦ 사령전화 역장치¦ 종합집중관리 장치¦ CCTV 콘솔¦ 방송원격조정기¦ UTP Cat.5E 4Px1조¦ UTP Cat.5E 4Px1조¦ UTP Cat.5E 4Px1조¦ CPEV 0.9 5Px1조¦ UTP Cat.5E 4Px1조¦ UTP Cat.5E 4Px1조¦ HFC-12Dx1조¦ F-GV 16㎟x1조¦ 광점퍼코드 (FC-PC)x2조¦ F-GV 6.0㎟x2조¦ F-GV 6.0㎟x1조¦ FR-CV 3C/6.0㎟¦ UTP Cat.5E 4Px1조 (UPS NMS)¦ F-GV 6㎟x1조¦ 역단위 전산기 (SMS)¦ L-M 분전반¦ FR-CV 3C/2.5㎟¦ FR-CV 3C/4㎟¦ UTP Cat.5E 25Px1조¦ UTP Cat.5E 25Px1조¦ UTP Cat.5E 4Px1조¦ FR-CV 3C/4.0㎟¦ OF-SM 48Core (상선)¦ From: 909정거장 ¦ OF-SM 48Core (하선)¦ OF-SM 48Core (상선)¦ OF-SM 48Core (하선)¦ To: 911정거장 ¦ *전송(IP-MPLS) 및 열차무선(LTE-R)의 전원 및 신호계통은 별도 도면 참조¦ *점선( ) : 철거, 실선( ) : 신설¦ UTP Cat.5E 25Px2조¦ 단자함, OFD¦ OF-SM-24CORE X1조¦ From: 909정거장 ¦ 910정거장 통신기계실 & 안전관리실 CABLE WIRING DIAGRAM¦ 910정거장 통신기계실 & 안전관리실 CABLE WIRING DIAGRAM¦ S = NONE¦ NONE¦ 등촌¦ 염창¦ 신목동¦ T¦ 1¦ 0¦ 0¦ 1¦ 0¦ 2¦ 6¦ 0¦ 1¦ 3¦ T¦ 0¦ 0¦ 0¦ 0¦ 0¦ 0¦ 0¦ 0¦ 0¦ 0¦ 등촌¦ 염창¦ 신목동¦ OFD¦ 배선반¦ 전송설비¦ CCTV MATRIX RACK¦ 사령전화(역장치)¦ 열차무선 중계장치(SOR)¦ UPS¦ 분전반¦ 종합집중관리 콘솔¦ 화재수신반¦ 광점퍼코드x4¦ 광점퍼코드x2¦ UTP Cat.5E 25Px10¦ UL 2464-AMESB 24AWGx16Cx3(방송) , CPEV 0.65/5Px1 (Rail Condition)¦ CPEV 0.65/5Px1(Rail Condition)¦ P.A AMP RACK¦ F-CV 4C/25㎟¦ F-CV 3C/4.0㎟¦ F-CV 3C/4.0㎟¦ F-CV 3C/4.0㎟¦ F-CV 3C/4.0㎟¦ 전기공통접지 단자함¦ UTP Cat.5E 4Px1 (화재수신)¦ UL 2464-AMESB 24AWG 16Cx1 (방송)¦ F-GV 6.0㎟x1¦ F-GV 6.0㎟x2¦ F-GV 6.0㎟x4¦ F-GV 6.0㎟x5¦ F-GV 6.0㎟x7¦ F-GV 6.0㎟x8¦ 통신기계실¦ UTP Cat.5E 4Px4 (영상), UTP Cat.5E 25Px1 (제어)¦ UTP Cat.5E 25Px1 (CONSOLE)¦ F-CV 3C/4.0㎟¦ 접지단자함 (AFC)¦ F-GV 50㎟x1¦ 접지단자함 (통신)¦ UTP Cat.5E 25Px1 (CCTV)¦ F-GV 50㎟x1¦ 분전반((AFC)¦ OF-SM 72Core (상선)¦ Fom: 930정거장 ¦ OF-SM 72Core (하선)¦ To: 932정거장 ¦ 출입통제 (ACU)¦ UTP Cat.5E 4Px1 (DATA)¦ F-CV 3C/4.0㎟¦ F-GV 6.0㎟x6¦ F-GV 6.0㎟x3¦ 행선안내게시기 (LSE)¦ 역무관리실¦ UTP Cat.5E 25Px1 (LSE)¦ Fom: 930정거장 ¦ To: 932정거장 ¦ F-CV 2C/10㎟¦ UTP Cat.5E 4Px1 (화재수신)¦ UTP Cat.5E 4Px1 (화재수신)¦ 지하재방송(역장치)¦ 광점퍼코드x4(FM, TV, 예비)¦ M I S(역장치)¦ 광점퍼코드x12(상위망, 하위망)¦ F-CV 3C/4.0㎟¦ F-CV 3C/4.0㎟¦ F-GV 6.0㎟x9¦ F-GV 6.0㎟x10¦ F-GV 6.0㎟x11¦ 광점퍼코드x2¦ CPEV-S 0.9x10Px2조 직통전화, 연선전화¦ CPEV-S 0.9x10Px2조 직통전화, 연선전화¦ F-GV 6.0㎟x1¦ F-GV 6.0㎟x2¦ *전송(IP-MPLS) 및 열차무선(LTE-R)의 전원 및 신호계통은 별도 도면 참조¦ *점선( ) : 철거, 실선( ) : 신설¦ OF-SM 48Core (상선)¦ From: 930정거장 ¦ OF-SM 48Core (하선)¦ OF-SM 48Core (상선)¦ OF-SM 48Core (하선)¦ To: 932정거장 ¦
| 1단계_정거장 - 복사본 | 1단계_정거장 - 복사본 | 005. T1001026-001 904정거장 CIRCUIT WIRING SYSTEM DIAGRAM_신설.dwg | KT¦ IP¦ G¦ D¦ T¦ 1¦ 0¦ 0¦ 0¦ 0¦ 0¦ 0¦ 0¦ 0¦ 0¦ T¦ 1¦ 0¦ 0¦ 1¦ 0¦ 2¦ 6¦ 0¦ 0¦ 1¦ 통신기계실¦ 통신기계실¦ 공조기계실-1¦ 안전관리실¦ 공조기계실-2¦ 이동통신기계실¦ 화장실(여)¦ 전기실¦ 기능실복도¦ 발매기실 1,2¦ 화장실(남,여)¦ 장애자화장실¦ 임대상가 (1,2,3)¦ 용역원대기실, 창고¦ 승강장 INT¦ 소방외부 무선통신 보조설비¦ 경찰통신설비¦ O/F(SM) FM RADIO¦ POWER DISTRIBUTION¦ O/F(SM)¦ O/F(SM)¦ UPS¦ CCTV¦ 광화상전송장치¦ MATRIX¦ RACK¦ TV광전송장치¦ 부모시계¦ To: NEXT STATION¦ O/F(SM)¦ O/F(SM)¦ To: KT¦ 배 선 반¦ KT¦ 전력사령¦ 운전사령¦ 방재사령¦ 통신사령¦ FAX¦ Data Line (전력)¦ Data Line¦ Data Line¦ Data Line¦ Data Line (AFC)¦ Data Line (통신)¦ Data Line (방재)¦ Data Line (운전)¦ SMS¦ AGM¦ AAM¦ ATVM¦ IP¦ 인터폰¦ 모장치¦ P.A AMP¦ x2¦ x2¦ x4¦ 지하1층 (대합실) x 46¦ 지하2층 (승강장상선) x 21¦ 지하2층 (승강장하선) x 21¦ G¦ G¦ G¦ G¦ G¦ 지하2층 (승강장상선) x 2¦ 지하2층 (승강장하선) x 2¦ CCTV¦ CONSOLE¦ 지하1층¦ (복합통신ANT)¦ 소방외부 무선통신 보조설비¦ HFC-22D-FR¦ HFC-12D-FR¦ 본선터널 (승강장) RFCL-42D-광대역¦ 본선터널 (승강장) RFCL-42D-광대역¦ D¦ POWER LINE¦ x8¦ INT¦ T¦ T¦ PSD실 (상선)¦ x11¦ x2¦ x2¦ 편의점¦ x2¦ 비상전원실¦ T¦ T¦ x2¦ x4¦ x8¦ x2¦ 14x¦ 2x¦ x4¦ x2¦ x2¦ ELEV¦ PSD실 (하선)¦ 지하1층 (대합실)¦ INT¦ x2¦ x6¦ Data Line¦ O/F(SM) 열차무선 / DU¦ 출입통제¦ x2¦ C/R¦ C/R¦ C/R¦ C/R¦ INT¦ x2¦ 이동통신실¦ 비품창고¦ 904정거장 CIRCUIT WIRING SYSTEM DIAGRAM / 신설¦ S = NONE¦ IP¦ 본선터널 (승강장) RFCL-42D-광대역¦ 본선터널 (승강장) RFCL-42D-광대역¦ D¦ 배 선 반¦ M/D¦ x2¦ 환급기¦ x2¦ 통신기계실¦ 소방외부 무선통신 보조설비¦ 경찰통신설비¦ O/F(SM) FM RADIO¦ POWER DISTRIBUTION¦ O/F(SM)¦ O/F(SM)¦ UPS¦ EQUIP¦ MULTI¦ COMM¦ CCTV¦ 광화상전송장치¦ MATRIX¦ RACK¦ H/E¦ 부모시계¦ To: NEXT STATION¦ O/F(SM)¦ O/F(SM)¦ To: KT¦ 배 선 반¦ M/D¦ 전력사령¦ 운전사령¦ 방재사령¦ 통신사령¦ FAX¦ Data Line¦ P.A AMP¦ 소방 무선통신 보조설비¦ HFC-22D-FR¦ HFC-12D-FR¦ POWER LINE¦ HFC-12D-FR¦ 출입통제¦ O/F(SM) 열차무선 / DU¦ C¦ Data Line¦ 통신장치¦ IP MPLS¦ 역사백본¦ 시리얼 ¦ FXO/FXS¦ Ethernet¦ L3 Switch¦ 신설¦ O/F(SM) 인접역¦ 신설¦ 열차무선 RRU¦ LTE-R¦ FM/DMB¦ 광전송장치¦ C¦ 통신장치¦ IP MPLS¦ 역사백본¦ 시리얼 ¦ FXO/FXS¦ Ethernet¦ L3 Switch¦ 신설¦ O/F(SM) 인접역¦ 신설¦ 열차무선 RRU¦ LTE-R¦ EQUIP¦ MULTI¦ COMM¦ FM/DMB¦ 광전송장치¦ O/F(SM) 인접역¦ OF-SM-8C(난연),FR-CV 3c/4.0㎟¦ UTP Cat. 5E4P¦ 승강장모니터(상선)¦ UTP Cat. 5E4P¦ OF-SM-8C(난연),FR-CV 3c/4.0㎟¦ 승강장모니터(하선)¦ OF-SM-8C(난연),FR-CV 3c/4.0㎟¦ OF-SM-8C(난연),FR-CV 3c/4.0㎟¦ 904정거장 CIRCUIT WIRING SYSTEM DIAGRAM / 신설¦ NONE¦ 공항시장¦ 신방화¦ 마곡나루¦ T¦ 1¦ 0¦ 0¦ 1¦ 0¦ 2¦ 6¦ 0¦ 0¦ 1¦
| 1단계_정거장 - 복사본 | 1단계_정거장 - 복사본 | 017. T1001026-013 911정거장 통신기계실 & 안전관리실 CABLE WIRING DIAGRAM.dwg | FR-CVVSB 4P/1.5㎟ (연선전화)¦ FR-CVVSB 4P/1.5㎟ (연선전화)¦ From: 910 ¦ To: 912 ¦ F/S(J.F) 0.65x25P (50%%%차폐) 직통전화¦ F/S(J.F) 0.65x25P (50%%%차폐) 직통전화¦ From: 910 ¦ To: 912 ¦ From: 910 ¦ To: 912 ¦ From: 910 ¦ To: 912 ¦ OF-SM 46Core (상선)¦ OF-SM 46Core (상선)¦ OF-SM 46Core (하선)¦ OF-SM 46Core (하선)¦ F-GV 6.0㎟x9조¦ OFD¦ 배선반¦ ADM¦ CCTV MATRIX RACK¦ 부모시계¦ 열차무선 장치¦ 종합무선 중계장치¦ UPS¦ 분전반¦ 종합집중관리 콘솔¦ 화재수신반¦ 광점퍼코드 (FC-PC)x4조¦ 광점퍼코드 (FC-PC)x4조¦ UTP Cat.5E 25Px10조¦ UTP Cat.5E 4Px1조 (DATA)¦ UL 2464-AMESB 24AWGx16Cx3조(방송)¦ P.A AMP RACK¦ FR-CV 4C/25㎟x2조¦ FR-CV 3C/4.0㎟¦ FR-CV 3C/4.0㎟¦ FR-CV 3C/6.0㎟¦ FR-CV 3C/4.0㎟¦ FR-CV 3C/6.0㎟¦ 공통접지 단자함¦ F-GV 6.0㎟x1조¦ F-GV 6.0㎟x2조¦ F-GV 6.0㎟x4조¦ F-GV 6.0㎟x5조¦ F-GV 6.0㎟x7조¦ F-GV 6.0㎟x8조¦ 통신기계실¦ UTP Cat.5E 4Px4조 (영상)¦ UTP Cat.5E 25Px2조 (CONSOLE)¦ FR-CV 3C/4.0㎟¦ 접지단자함 (AFC)¦ F-GV 50㎟x1조¦ 접지단자함 (통신)¦ UTP Cat.5E 25Px1조 (CCTV)¦ F-GV 6㎟x1조¦ F-GV 50㎟x1조¦ F-GV 50㎟x1조¦ 분전반¦ 출입통제 (ACU)¦ UTP Cat.5E 4Px1조 (DATA)¦ FR-CV 3C/4.0㎟¦ F-GV 6.0㎟x6조¦ 행선안내게시기 (LSE)¦ 안전관리실¦ UTP Cat.5E 25Px1조 (LSE)¦ FR-CV 3C/6.0㎟¦ UTP Cat.5E 4Px1조 (화재탐지용)¦ UL 2464-AMESB 24AWG 16Cx2조 (방송), CPEV 0.9 5Px1조, UL 2464-AMESB 24AWG 4Cx1조¦ UTP Cat.5E 4Px1조 (자동방송)¦ 사령전화 역장치¦ 종합집중관리 장치¦ CCTV 콘솔¦ 방송원격조정기¦ UTP Cat.5E 4Px1조¦ UTP Cat.5E 4Px1조¦ UTP Cat.5E 4Px1조¦ CPEV 0.9 5Px1조¦ UTP Cat.5E 4Px1조¦ UTP Cat.5E 4Px1조¦ HFC-12Dx1조¦ F-GV 16㎟x1조¦ 광점퍼코드 (FC-PC)x2조¦ F-GV 6.0㎟x2조¦ F-GV 6.0㎟x1조¦ FR-CV 3C/6.0㎟¦ UTP Cat.5E 4Px1조 (UPS NMS)¦ F-GV 6㎟x1조¦ 역단위 전산기 (SMS)¦ L-M 분전반¦ FR-CV 3C/2.5㎟¦ FR-CV 3C/4㎟¦ UTP Cat.5E 25Px1조¦ UTP Cat.5E 25Px1조¦ UTP Cat.5E 4Px1조¦ FR-CV 3C/4.0㎟¦ OF-SM 48Core (상선)¦ From: 910정거장 ¦ OF-SM 48Core (하선)¦ OF-SM 48Core (상선)¦ OF-SM 48Core (하선)¦ To: 912정거장 ¦ *전송(IP-MPLS) 및 열차무선(LTE-R)의 전원 및 신호계통은 별도 도면 참조¦ *점선( ) : 철거, 실선( ) : 신설¦ UTP Cat.5E 25Px2조¦ 단자함, OFD¦ OF-SM-24CORE X1조¦ From: 910정거장 ¦ 911정거장 통신기계실 & 안전관리실 CABLE WIRING DIAGRAM¦ 911정거장 통신기계실 & 안전관리실 CABLE WIRING DIAGRAM¦ S = NONE¦ NONE¦ 염창¦ 신목동¦ 선유도¦ T¦ 1¦ 0¦ 0¦ 1¦ 0¦ 2¦ 6¦ 0¦ 1¦ 3¦ T¦ 0¦ 0¦ 0¦ 0¦ 0¦ 0¦ 0¦ 0¦ 0¦ 0¦ OFD¦ 배선반¦ 전송설비¦ CCTV MATRIX RACK¦ 사령전화(역장치)¦ 열차무선 중계장치(SOR)¦ UPS¦ 분전반¦ 종합집중관리 콘솔¦ 화재수신반¦ 광점퍼코드x4¦ 광점퍼코드x2¦ UTP Cat.5E 25Px10¦ UL 2464-AMESB 24AWGx16Cx3(방송) , CPEV 0.65/5Px1 (Rail Condition)¦ CPEV 0.65/5Px1(Rail Condition)¦ P.A AMP RACK¦ F-CV 4C/25㎟¦ F-CV 3C/4.0㎟¦ F-CV 3C/4.0㎟¦ F-CV 3C/4.0㎟¦ F-CV 3C/4.0㎟¦ 전기공통접지 단자함¦ UTP Cat.5E 4Px1 (화재수신)¦ UL 2464-AMESB 24AWG 16Cx1 (방송)¦ F-GV 6.0㎟x1¦ F-GV 6.0㎟x2¦ F-GV 6.0㎟x4¦ F-GV 6.0㎟x5¦ F-GV 6.0㎟x7¦ F-GV 6.0㎟x8¦ 통신기계실¦ UTP Cat.5E 4Px4 (영상), UTP Cat.5E 25Px1 (제어)¦ UTP Cat.5E 25Px1 (CONSOLE)¦ F-CV 3C/4.0㎟¦ 접지단자함 (AFC)¦ F-GV 50㎟x1¦ 접지단자함 (통신)¦ UTP Cat.5E 25Px1 (CCTV)¦ F-GV 50㎟x1¦ 분전반((AFC)¦ OF-SM 72Core (상선)¦ Fom: 930정거장 ¦ OF-SM 72Core (하선)¦ To: 932정거장 ¦ 출입통제 (ACU)¦ UTP Cat.5E 4Px1 (DATA)¦ F-CV 3C/4.0㎟¦ F-GV 6.0㎟x6¦ F-GV 6.0㎟x3¦ 행선안내게시기 (LSE)¦ 역무관리실¦ UTP Cat.5E 25Px1 (LSE)¦ Fom: 930정거장 ¦ To: 932정거장 ¦ F-CV 2C/10㎟¦ UTP Cat.5E 4Px1 (화재수신)¦ UTP Cat.5E 4Px1 (화재수신)¦ 지하재방송(역장치)¦ 광점퍼코드x4(FM, TV, 예비)¦ M I S(역장치)¦ 광점퍼코드x12(상위망, 하위망)¦ F-CV 3C/4.0㎟¦ F-CV 3C/4.0㎟¦ F-GV 6.0㎟x9¦ F-GV 6.0㎟x10¦ F-GV 6.0㎟x11¦ 광점퍼코드x2¦ CPEV-S 0.9x10Px2조 직통전화, 연선전화¦ CPEV-S 0.9x10Px2조 직통전화, 연선전화¦ F-GV 6.0㎟x1¦ F-GV 6.0㎟x2¦ *전송(IP-MPLS) 및 열차무선(LTE-R)의 전원 및 신호계통은 별도 도면 참조¦ *점선( ) : 철거, 실선( ) : 신설¦ OF-SM 48Core (상선)¦ From: 930정거장 ¦ OF-SM 48Core (하선)¦ OF-SM 48Core (상선)¦ OF-SM 48Core (하선)¦ To: 932정거장 ¦
| 1단계_정거장 - 복사본 | 1단계_정거장 - 복사본 | 011. T1001026-007 901정거장 AFC SYSTEM DIAGRAM (철거).dwg | ATVM¦ ATVM¦ 02¦ 01¦ L-AFC-1-분전반¦ 통신기계실¦ MAIN POWER¦ 접지단자함¦ AGM8¦ AGM8¦ AGM10¦ 09¦ 10¦ CONTROL¦ EM.GATE¦ BOX¦ 안전관리실¦ BOX¦ DPC¦ COM¦ INTER¦ COMMS¦ S/W HUB¦ 화재¦ 수신반¦ 통로안내표시기¦ AAM¦ 01¦ 주제어장치¦ Cross Cable¦ D/I MUX¦ I/F¦ S/W HUB¦ AIS¦ SMS¦ AGM6¦ [ 비상게이트 ]¦ AGM8¦ AGM8¦ AGM8¦ 01¦ 02¦ 04¦ 03¦ AIM¦ AIM¦ Cross Cable¦ Cross Cable¦ Cross Cable¦ Cross Cable¦ GROUND¦ 접지단자함¦ MAIN¦ (공통)¦ 공동구¦ AGM6¦ 08¦ Cross Cable¦ NO.10 (AGM10)¦ H U B¦ NO.06 (AGM12)¦ H U B¦ AGM10/11¦ 05¦ AGM12¦ 06¦ 환급기¦ 01¦ 분전반~AAM, AGM, SMS, ATVM, AIM¦ : IN USE¦ 접지반~AAM, AGM, SMS, ATVM¦ EM. GATE¦ MAIN GROUND¦ INTERCOM~ATVM, AAM¦ SMS(S/W HUB)~TOM, AGM, ATVM¦ D/I MUX(ROUTER)~SMS(S/W HUB)¦ NOTE¦ 화재수신반~DPC BOX¦ I/F¦ DPC¦ DPC SW~AGM(DPC)¦ : FR-CV 3C/4.0㎟¦ : F-GV 4.0㎟¦ : FR-CV 2C/4.0㎟¦ : F-GV 50㎟¦ : CPEV 0.65/5P, STP Cat.5E 4P¦ : STP Cat.5E 4Px1조¦ : STP Cat.5E 4Px1조¦ : CPEV 0.9x5P¦ : Interface Unit¦ : Direct Power Control¦ : FR-CVVS 4C/2.5㎟¦ INTERCOM~EM.GATE¦ : UTP Cat.5E 4P¦ AIS~AIM¦ : OF-SM-2Core¦ : UTP Cat.5E 4P¦ AIS~AIM¦ Cross Cable¦ Cross Cable¦ 07¦ 901정거장 AFC SYSTEM DIAGRAM (철거)¦ 901정거장 AFC SYSTEM DIAGRAM (철거)¦ S = NONE¦ NONE¦ 지하철 901정거장¦ 개화¦ 김포공항¦ T¦ 1¦ 0¦ 0¦ 1¦ 0¦ 2¦ 6¦ 7¦ 0¦ 0¦
| 1단계_정거장 - 복사본 | 1단계_정거장 - 복사본 | 018. T7001034-001 914정거장 전화설비 지하1층 신설평면도 (1_2).dwg | \A1;7,500¦ \A1;7,500¦ \A1;7,500¦ \A1;7,500¦ \A1;7,500¦ \A1;7,500¦ \A1;7,500¦ \A1;7,500¦ \A1;7,500¦ \A1;7,500¦ \A1;7,500¦ \A1;7,500¦ \A1;7,500¦ \A1;7,500¦ \A1;4,270¦ \A1;5,400¦ \A1;10,000¦ \A1;20,980¦ \A1;5490¦ \A1;5490¦ 1. 일반교환기에 수용된 전화기는 IP전화기로 교체한다.¦ NOTE¦ 2. 콜폰, E/L폰, 승강장 비상통화장치도 교체한다.¦ 3. 전화 및 인터폰 구간의 배선배관은 기존활용한다.¦ MATCH LINE DWG No. "S1-TA-S14-DB-010-0"¦ 각도: -5˚¦ 1. 음향유도기 전원은 전기콘센트를 이용한다.¦ NOTE¦ 2. 증폭기전원은 전기콘센트를 이용한다.¦ 3. 통신기계실 및 안전관리실 MAIN 분전반은 전기에서 설치한다.¦ KEY PLAN¦ X-01¦ X-02¦ X-03¦ X-05¦ X-04¦ X-06¦ X-07¦ X00¦ X01¦ X02¦ X03¦ X04¦ X05¦ X06¦ X07¦ X08¦ X09¦ 47,170¦ Y00¦ Y01¦ Y02¦ Y03¦ 67,500¦ DN¦ 본선환기실¦ 공조기계실 1¦ 물탱크실¦ 내부계단 1¦ x2¦ (P1:200x200x100)¦ (16) UTP Cat.5E 4Px2조 (공조기계실-1)¦ DOWN TO 지하 2층¦ (16) UTP Cat.5E 4Px2조 (공조기계실-1)¦ 3-1~4¦ 3-5~8¦ (16) UTP Cat.5E 4Px1조 (전기실) ¦ 1. 일반교환기에 수용된 전화기는 안전관리실만 IP전화기로 교체한다.¦ NOTE¦ 2. 콜폰, E/L폰, 승강장 비상통화장치도 교체한다.¦ 3. 전화 및 인터폰 구간의 배선배관은 기존활용한다.¦ 지하철 914정거장¦ 당산¦ 국회의사당¦ 여의도¦ 1/400¦ 914정거장 전화설비 지하1층 신설평면도(1/2)¦ S = 1/400¦ 914정거장 전화설비 지하1층 신설평면도(1/2)¦ T¦ 7¦ 0¦ 0¦ 1¦ 0¦ 3¦ 4¦ 0¦ 0¦ 1¦ (기설활용)¦ P¦
| 1단계_정거장 - 복사본 | 1단계_정거장 - 복사본 | 038. T7005034-006 912정거장 CCTV,TDI,시계설비 지하1층 철거평면도.dwg | P¦ \A1;2,400¦ \A1;30,700¦ \A1;12,950¦ \A1;30,000¦ \A1;7,500¦ \A1;7,500¦ \A1;7,500¦ \A1;86,250¦ \A1;7,500¦ \A1;7,500¦ \A1;7,500¦ \A1;7,500¦ \A1;7,500¦ \A1;7,500¦ \A1;3,750¦ \A1;7,500¦ \A1;7,500¦ \A1;21,750¦ \A1;34,500¦ \A1;2,400¦ \A1;12,950¦ DN¦ 다¦ 나¦ UP¦ L¦ A¦ (36) ECX 5C-2Vx6조 (CAMERA)(기존활용)¦ (36) ECX 5C-2Vx4조 (CAMERA)(기존활용)¦ B¦ (22) ECX 5C-2Vx2조 (CAMERA)(기존활용)¦ (16) ECX 5C-2Vx1조 (CAMERA)(기존활용)¦ C¦ (16) ECX 5C-2Vx1조 (CAMERA)(기존활용)¦ E¦ (28) ECX 5C-2Vx2조 (CAMERA)(기존활용)¦ D¦ F¦ UP TO 지상 E/L¦ (16) ECX 5C-2Vx1조 (CAMERA)(기존활용)¦ KEY PLAN¦ X25¦ X26¦ X27¦ X28¦ X29¦ X30¦ X31¦ X32¦ X33¦ X34¦ X35¦ X36¦ Y00¦ Y02¦ Y03¦ Y06¦ Y04¦ DN¦ UP¦ UP¦ UP¦ UP¦ UP¦ UP¦ ELEV.¦ ELEV.¦ 화장실¦ 대합실¦ 창 고¦ 창 고¦ UP¦ UP¦ DN¦ DN¦ 창고¦ 912 정거장¦ STA.13km796.097¦ (P1:200x200x100)¦ (P5:200x200x100)¦ (P4:200x200x100)¦ (P7:200x200x100)¦ ES-1¦ ELE-2¦ ES-7¦ ES-8¦ T-1¦ ELE-3¦ ES-5¦ ES-4¦ ES-6¦ (16) ECX 5C-2Vx1조 (CAMERA)(기존활용)¦ (36) ECX 5C-2Vx5조 (CAMERA)(기존활용)¦ (36) ECX 5C-2Vx6조 (CAMERA)(기존활용)¦ DOWN TO 지하 2층¦ (36) ECX 5C-2Vx5조 (CAMERA)(기존활용)¦ (16) ECX 5C-2Vx1조 (CAMERA)(기존활용)¦ A¦ (36) ECX 5C-2Vx6조 (CAMERA)(기존활용)¦ B¦ C¦ D¦ (28) ECX 5C-2Vx3조 (CAMERA)(기존활용)¦ E¦ 지상E/L¦ F¦ ELE-1¦ (16) ECX 5C-2Vx1조 (CAMERA)(기존활용)¦ (16) ECX 5C-2Vx1조 (CAMERA)(기존활용)¦ DOWN TO 지하 1층¦ 지상E/L¦ ELE-4¦ (16) ECX 5C-2Vx1조 (CAMERA)(기존활용)¦ DOWN TO 지하 1층¦ (16) ECX 5C-2Vx1조 (CAMERA)(기존활용)¦ (P2:200x200x100)¦ (P3:200x200x100)¦ (P6:200x200x100)¦ F¦ vmh¦ vmh¦ vmh¦ vmh¦ vmh¦ vmh¦ vmh¦ vmh¦ vmh¦ vmh¦ vmh¦ (28) FR-CV 3C/4.0㎟x1조 (출입구게시기)(철거)¦ (16) UTP Cat 5E 4Px1조 (출입구게시기)(철거)¦ (P:300x300x150)¦ G¦ (16) ECX 5C-2Vx1조 (CAMERA)(기존활용)¦ H¦ (28) FR-CV 3C/4.0㎟x1조 (출입구게시기)(철거)¦ (16) UTP Cat 5E 4Px1조 (출입구게시기)(철거)¦ H¦ H¦ H¦ H¦ H¦ G¦ G¦ G¦ (28) FR-CV 3C/4.0㎟x1조 (출입구게시기)(철거)¦ (16)x2 UTP Cat 5E 4Px2조 (출입구게시기)(철거)¦ (28) FR-CV 3C/4.0㎟x1조 (출입구게시기)(철거)¦ (16) UTP Cat 5E 4Px1조 (출입구게시기)(철거)¦ (28) FR-CV 3C/4.0㎟x1조 (출입구게시기)(철거)¦ (16)x2 UTP Cat 5E 4Px2조 (출입구게시기)(철거)¦ (28)x2 FR-CV 3C/4.0㎟x2조 (출입구게시기)(철거)¦ (16)x4 UTP Cat 5E 4Px4조 (출입구게시기)(철거)¦ (28)x3 FR-CV 3C/4.0㎟x3조 (출입구게시기)(철거)¦ (16)x6 UTP Cat 5E 4Px6조 (출입구게시기)(철거)¦ H¦ I¦ I¦ (16) ECX 5C-2Vx1조 (CAMERA)(기존활용)¦ (28) FR-CV 3C/4.0㎟x1조 (출입구게시기)(철거)¦ (16)x2 UTP Cat 5E 4Px2조 (출입구게시기)(철거)¦ (28)x4 FR-CV 3C/4.0㎟x4조 (출입구게시기)(철거)¦ (16)x8 UTP Cat 5E 4Px8조 (출입구게시기)(철거)¦ (28)x4 FR-CV 3C/4.0㎟x4조 (출입구게시기)(철거)¦ (16)x8 UTP Cat 5E 4Px8조 (출입구게시기)(철거)¦ 임대상가1¦ (철거)¦ (철거)¦ (철거)¦ (철거)¦ (철거)¦ (철거)¦ (철거)¦ (철거)¦ 지하철 912정거장¦ 신목동¦ 선유도¦ 당산¦ 1/400¦ S = 1 / 400¦ 912정거장 CCTV,TDI,시계설비 지하1층 철거평면도¦ 912정거장 CCTV,TDI,시계설비 지하1층¦ 철거평면도¦ T¦ 7¦ 0¦ 0¦ 5¦ 0¦ 3¦ 4¦ 0¦ 0¦ 6¦ CCTV(기존동축활용)¦ P¦
| 1단계_정거장 - 복사본 | 1단계_정거장 - 복사본 | 039. T7003034-007 종합관리 및 복지후생동 방송설비 지상5층 신설평면도.dwg | \A1;7,700¦ \A1;67,100¦ \A1;6,600¦ \A1;6,600¦ \A1;6,600¦ \A1;6,600¦ \A1;6,600¦ \A1;6,600¦ \A1;6,600¦ \A1;6,600¦ \A1;6,600¦ \A1;2,100¦ \A1;7,500¦ \A1;7,500¦ \A1;27,900¦ \A1;3,300¦ \A1;3,300¦ \A1;2,300¦ \A1;1,450¦ \A1;1,100¦ \A1;2,200¦ \A1;2,000¦ \A1;4,600¦ \A1;7,500¦ \A1;3,750¦ \A1;3,200¦ \A1;3,400¦ \A1;3,200¦ \A1;3,400¦ (기설활용)¦ : (16) HIV 1.5㎟x2조¦ NOTE¦ : (16) HIV 1.5㎟x5조¦ : (16) HIV 1.5㎟x6조¦ : (22) HIV 1.5㎟x7조¦ : (22) HIV 1.5㎟x8조¦ : (22) HIV 1.5㎟x10조¦ : (16) HIV 1.5㎟x4조¦ : (16) HIV 1.5㎟x3조¦ OPEN¦ Board RM.¦ 대표이사실¦ 임원실1¦ 문서고¦ 갱의실¦ 탕비실¦ 대표이사 비서실¦ 부사장실¦ 사장실¦ X01¦ X02¦ X03¦ X04¦ X05¦ X06¦ X07¦ X08¦ X09¦ X10¦ X11¦ Y01¦ Y02¦ Y04¦ Y05¦ Y06¦ Y03¦ 임원실2¦ 회의실¦ 접견실¦ (P10:200x200X100)¦ (16) HIV 1.5㎟x5조 (지상5층 SP)¦ (36) FR-CVVS 2C/1.5㎟x2조 (외부 SP)¦ (36) FR-CVVS 2C/1.5㎟x2조 (외부 SP)¦ UP TO 지붕층¦ DOWN TO 지상4층 EPS실¦ 대회의실¦ SPC 사무실¦ 종합관리 및 복지후생동 방송설비 지상5층¦ 종합관리 및 복지후생동 방송설비 지상5층 신설평면도¦ S = 1/300¦ 1/300¦ 차량기지¦ 차량기지¦ 신설평면도¦ T¦ 7¦ 0¦ 0¦ 3¦ 0¦ 3¦ 4¦ 0¦ 0¦ 7¦ P¦
| 1단계_정거장 - 복사본 | 1단계_정거장 - 복사본 | 005. T1001026-001 911정거장 CIRCUIT WIRING SYSTEM DIAGRAM_신설.dwg | KT¦ IP¦ G¦ D¦ C/R¦ T¦ 0¦ 0¦ 0¦ 0¦ 0¦ 0¦ 0¦ 0¦ 0¦ 0¦ 통신기계실¦ 통신기계실¦ 안전관리실¦ 소방외부 무선통신 보조설비¦ 경찰통신설비¦ O/F(SM) FM RADIO¦ POWER DISTRIBUTION¦ O/F(SM)¦ O/F(SM)¦ UPS¦ CCTV¦ 광화상전송장치¦ MATRIX¦ RACK¦ TV 광전송장치¦ 부모시계¦ To: NEXT STATION¦ O/F(SM)¦ O/F(SM)¦ To: KT¦ M/D¦ KT¦ 전력사령¦ 방재사령¦ 통신사령¦ FAX¦ Data Line (전력)¦ Data Line¦ Data Line¦ Data Line¦ Data Line (AFC)¦ Data Line (통신)¦ Data Line (방재)¦ Data Line (운전)¦ SMS¦ AGM¦ AAM¦ ATVM¦ IP¦ P.A AMP¦ x2¦ x2¦ x2¦ 지하2층 (대합실) x 29¦ 지하3층 (승강장상선) x 21¦ G¦ G¦ G¦ G¦ G¦ 지하3층 (승강장상선) x 2¦ 지하3층 (승강장하선) x 2¦ CCTV¦ CONSOLE¦ 지하2층¦ (복합통신ANT)¦ 무선통신 보조설비¦ HFC-22D-FR¦ HFC-12D-FR¦ 본선터널 (승강장) RFCL-42D-광대역¦ 본선터널 (승강장) RFCL-42D-광대역¦ D¦ POWER LINE¦ INT¦ T¦ x4¦ x11¦ x3¦ x2¦ T¦ x11¦ x2¦ x2¦ x11 ¦ 인터폰¦ 모장치¦ 배 선 반¦ 공조기계실1¦ 공조기계실2¦ 이동통신기계실¦ 전기실¦ x5¦ 지하3층 (승강장하선) x 21¦ x2¦ 출입통제¦ C/R¦ C/R¦ C/R¦ C/R¦ 운전사령¦ Data Line¦ Data Line¦ 소방외부¦ Callphone¦ 기능실복도¦ 발매기실¦ 화장실 (남,여)¦ 장애자화장실¦ 임대상가(지하2층)¦ ELEV, 화장실¦ 용역원대기실¦ 임대상가 (지하1층)¦ PSD실 (상선)¦ PSD실 (하선)¦ 편의점¦ 비상전원실¦ 대합실 (지하1층)¦ 창고¦ 승강장 INT¦ T¦ T¦ T¦ x4¦ x8¦ x2¦ x2¦ x3¦ x2 ¦ INT¦ x6¦ 지하1층¦ (복합통신ANT)¦ 본선터널 (승강장) RFCL-42D-광대역¦ 본선터널 (승강장) RFCL-42D-광대역¦ D¦ IP¦ 환급기¦ 통신기계실¦ 소방외부 무선통신 보조설비¦ 경찰통신설비¦ O/F(SM) FM RADIO¦ POWER DISTRIBUTION¦ O/F(SM)¦ O/F(SM)¦ UPS¦ CCTV¦ 광화상전송장치¦ MATRIX¦ RACK¦ TV 광전송장치¦ 부모시계¦ To: NEXT STATION¦ O/F(SM)¦ O/F(SM)¦ To: KT¦ M/D¦ FAX¦ P.A AMP¦ 배 선 반¦ 출입통제¦ 통신장치¦ IP MPLS¦ 역사백본¦ 시리얼 ¦ FXO/FXS¦ Ethernet¦ L3 Switch¦ 신설¦ O/F(SM) 인접역¦ O/F(SM) 열차무선 / DU¦ 신설¦ 열차무선 RRU¦ LTE-R¦ EQUIP¦ MULTI¦ COMM¦ FM/DMB¦ 광전송장치¦ C¦ 통신장치¦ IP MPLS¦ 역사백본¦ 시리얼 ¦ FXO/FXS¦ Ethernet¦ L3 Switch¦ 신설¦ O/F(SM) 인접역¦ O/F(SM) 열차무선 / DU¦ 신설¦ 열차무선 RRU¦ LTE-R¦ EQUIP¦ MULTI¦ COMM¦ FM/DMB¦ 광전송장치¦ O/F(SM) 인접역¦ OF-SM-8C(난연),FR-CV 3c/4.0㎟¦ UTP Cat. 5E4P¦ 승강장모니터(상선)¦ UTP Cat. 5E4P¦ OF-SM-8C(난연),FR-CV 3c/4.0㎟¦ 승강장모니터(하선)¦ OF-SM-8C(난연),FR-CV 3c/4.0㎟¦ OF-SM-8C(난연),FR-CV 3c/4.0㎟¦ 911정거장 CIRCUIT WIRING SYSTEM DIAGRAM / 신설¦ 911정거장 CIRCUIT WIRING SYSTEM DIAGRAM / 신설¦ S = NONE¦ NONE¦ 염창¦ 신목동¦ 선유도¦ T¦ 1¦ 0¦ 0¦ 1¦ 0¦ 2¦ 6¦ 0¦ 0¦ 1¦
| 1단계_정거장 - 복사본 | 1단계_정거장 - 복사본 | 014. T1001026-010 913정거장 AFC SYSTEM DIAGRAM (1_2) (철거).dwg | ATVM¦ ATVM¦ 02¦ 01¦ L-AFC-1-분전반¦ 통신기계실¦ MAIN POWER¦ 접지단자함¦ AGM10¦ AGM6¦ [ 비상게이트 ]¦ AGM8¦ AGM8¦ AGM8¦ 09¦ 10¦ 12¦ CONTROL¦ EM.GATE¦ BOX¦ 안전관리실¦ BOX¦ DPC¦ COM¦ INTER¦ COMMS¦ S/W HUB¦ 화재¦ 수신반¦ 통로안내표시기¦ AAM¦ 02¦ 주제어장치¦ Cross Cable¦ D/I MUX¦ I/F¦ S/W HUB¦ AIS¦ SMS¦ 05¦ AGM10¦ AGM6¦ [ 비상게이트 ]¦ AGM8¦ AGM8¦ 01¦ 02¦ 03¦ AIMx2¦ Cross Cable¦ 11¦ AGM8¦ 13¦ AIM¦ 발매기실¦ L-AFC-2-분전반¦ MAIN POWER¦ 접지단자함¦ S/W HUB¦ ATVM¦ ATVM¦ 02¦ 01¦ AAM¦ 01¦ 08¦ Cross Cable¦ Cross Cable¦ Cross Cable¦ Cross Cable¦ Cross Cable¦ Cross Cable¦ Cross Cable¦ Cross Cable¦ 접지단자함¦ MAIN¦ 승강장¦ GROUND¦ AGM8¦ 04¦ Cross Cable¦ NO.05 (AGM10)¦ H U B¦ NO.13 (AGM10)¦ H U B¦ 06¦ AGM11¦ 07¦ AGM12¦ AGM11¦ 14¦ AGM12¦ 15¦ 환급기¦ 01¦ 환급기¦ 02¦ 분전반~AAM, AGM, SMS, ATVM, AIM¦ : IN USE¦ 접지반~AAM, AGM, SMS, ATVM¦ EM. GATE¦ MAIN GROUND¦ INTERCOM~ATVM, AAM¦ SMS(S/W HUB)~TOM, AGM, ATVM¦ D/I MUX(ROUTER)~SMS(S/W HUB)¦ NOTE¦ 화재수신반~DPC BOX¦ I/F¦ DPC¦ DPC SW~AGM(DPC)¦ : FR-CV 3C/4.0㎟¦ : F-GV 4.0㎟¦ : FR-CV 2C/4.0㎟¦ : F-GV 50㎟¦ : CPEV 0.65/5P, STP Cat.5E 4P¦ : STP Cat.5E 4Px1조¦ : STP Cat.5E 4Px1조¦ : CPEV 0.9x5P¦ : Interface Unit¦ : Direct Power Control¦ : FR-CVVS 4C/2.5㎟¦ INTERCOM~EM.GATE¦ : UTP Cat.5E 4P¦ AIS~AIM¦ : OF-SM-2Core¦ : UTP Cat.5E 4P¦ AIS~AIM¦ 913정거장 AFC SYSTEM DIAGRAM (1/2) (철거)¦ 913정거장 AFC SYSTEM DIAGRAM (1/2) (철거)¦ S = NONE¦ NONE¦ 지하철 913정거장¦ 선유도¦ 당산¦ 국회의사당¦ T¦ 1¦ 0¦ 0¦ 1¦ 0¦ 2¦ 6¦ 0¦ 0¦ 1¦
| 1단계_정거장 - 복사본 | 1단계_정거장 - 복사본 | 009. T1001026-005 913정거장 CCTV,TDI,시계설비 CABLE WIRING DIAGRAM (1_2).dwg | 신호통신기계실¦ 안전관리실¦ CONSOLE DESK¦ ELE-1 (대합실)¦ UTP Cat.5E 4Px4조¦ UTP Cat.5E 25Px1조¦ ELE-2 (지상층)¦ ELE-3 (대합실)¦ ELE-4 (지상층)¦ ELE-5 (대합실)¦ ELE-6 (2호선환승)¦ ELE-7 (2호선환승)¦ ELE-8 (2호선환승)¦ ELE-9 (2호선환승)¦ ELE-10 (지하2층대합실)¦ ELE-11 (승강장)¦ ES-1 (외부계단출입구)¦ ES-2 (외부계단출입구)¦ ES-3 (외부계단출입구)¦ ES-4 (외부계단출입구)¦ ES-5 (외부계단출입구)¦ ES-6[1] (대합실)¦ ES-7[2] (2호선환승)¦ ES-8[2] (2호선환승)¦ ES-9 (외부계단출입구)¦ ES-10 (외부계단출입구)¦ ES-11[1] (지하2층대합실)¦ ES-12[2] (지하2층대합실)¦ ES-13[1] (지하2층대합실)¦ T-1 (화장실.여)¦ T-2 (화장실.여)¦ OF-SM-4C, F-CV 3C/2.5㎟ (공간화상)(철거)¦ OF-SM-4C, F-CV 3C/2.5㎟ (공간화상)(철거)¦ L¦ S¦ E¦ C¦ C¦ T¦ M¦ A¦ T¦ R¦ V¦ R¦ A¦ C¦ K¦ I¦ X¦ ES-6[2] (대합실)¦ ES-7[1] (2호선환승)¦ ES-8[1] (2호선환승)¦ ES-11[2] (지하2층대합실)¦ ES-12[1] (지하2층대합실)¦ ES-13[2] (지하2층대합실)¦ C¦ K¦ UTP Cat.5E 4Px1조 (대열차 공간화상)(기존활용)¦ 주전송¦ 포트¦ UL 2919-AMESB 24AWG 4Px1조 (TDI), FR-CV 3C/4.0㎟x1조 (TDI POWER), OF-MM-12Core(난연)x1조 (TDI), UTP Cat.5E 4Px2조 (TDI):기존활용¦ UL 2919-AMESB 24AWG 4Px1조 (TDI), FR-CV 3C/4.0㎟x1조 (TDI POWER), OF-MM-12Core(난연)x1조 (TDI), UTP Cat.5E 4Px2조 (TDI):기존활용¦ UL 2919-AMESB 24AWG 4Px1조 (TDI), FR-CV 3C/4.0㎟x1조 (TDI POWER), OF-MM-12Core(난연)x1조 (TDI), UTP Cat.5E 4Px2조 (TDI):기존활용¦ UL 2919-AMESB 24AWG 4Px1조 (TDI), FR-CV 3C/4.0㎟x1조 (TDI POWER), OF-MM-12Core(난연)x1조 (TDI), UTP Cat.5E 4Px2조 (TDI):기존활용¦ FR-CV 3C/4.0㎟x1조 (출입구게시기 POWER), UTP Cat.5e4Px2조(출입구게시기)(철거)¦ FR-CV 3C/4.0㎟x1조 (출입구게시기 POWER), UTP Cat.5e4Px2조(출입구게시기)(철거)¦ FR-CV 3C/4.0㎟x1조 (출입구게시기 POWER), UTP Cat.5e4Px2조(출입구게시기)(철거)¦ FR-CV 3C/4.0㎟x1조 (출입구게시기 POWER), UTP Cat.5e4Px2조(출입구게시기)(철거)¦ FR-CV 3C/4.0㎟x1조 (환승게시기 POWER), UTP Cat.5e4Px2조(환승게시기)(철거)¦ 스위치¦ L2¦ HIV 1.5㎟x2조 (CLOCK)(철거), HIV 2.5㎟x2조 (CLOCK POWER)(철거)¦ HIV 1.5㎟x2조 (CLOCK)(철거)¦ HIV 1.5㎟x2조 (CLOCK)(철거), HIV 2.5㎟x2조 (CLOCK POWER)(철거)¦ HIV 1.5㎟x2조 (CLOCK)(철거)¦ HIV 1.5㎟x2조 (CLOCK)(철거)¦ ECX 5C-2V(기존활용)¦ ECX 5C-2V(기존활용)¦ ECX 5C-2V(기존활용)¦ ECX 5C-2V(기존활용)¦ ECX 5C-2V(기존활용)¦ ECX 5C-2V(기존활용)¦ ECX 5C-2V(기존활용)¦ ECX 5C-2V(기존활용)¦ ECX 5C-2V(기존활용)¦ ECX 5C-2V(기존활용)¦ ECX 5C-2V(기존활용)¦ ECX 5C-2V(기존활용)¦ ECX 5C-2V(기존활용)¦ ECX 5C-2V(기존활용)¦ ECX 5C-2V(기존활용)¦ ECX 5C-2V(기존활용)¦ ECX 5C-2V(기존활용)¦ ECX 5C-2V(기존활용)¦ ECX 5C-2V(기존활용)¦ ECX 5C-2V(기존활용)¦ ECX 5C-2V(기존활용)¦ ECX 5C-2V(기존활용)¦ ECX 5C-2V(기존활용)¦ ECX 5C-2V(기존활용)¦ ECX 5C-2V(기존활용)¦ ECX 5C-2V(기존활용)¦ ECX 5C-2V(기존활용)¦ ECX 5C-2V(기존활용)¦ ECX 5C-2V(기존활용)¦ ECX 5C-2V(기존활용)¦ ECX 5C-2V(기존활용)¦ ECX 5C-2V(기존활용)¦ ECX 5C-2V(기존활용)¦ ECX 5C-2V(기존활용)¦ ECX 5C-2V(기존활용)¦ ECX 5C-2V(기존활용)¦ ECX 5C-2V(기존활용)¦ ECX 5C-2V(기존활용)¦ ECX 5C-2V(기존활용)¦ ECX 5C-2V(기존활용)¦ ECX 5C-2V(기존활용)¦ ECX 5C-2V(기존활용)¦ ECX 5C-2V(기존활용)¦ ECX 5C-2V(기존활용)¦ ECX 5C-2V(기존활용)¦ ECX 5C-2V(기존활용)¦ FR-CV 3C/4.0㎟x1조 (대합실 게시기 POWER)(기존활용), OF-SM-8Core(난연)x2조 (대합실게시기)(신설)¦ 지하철 913정거장¦ 선유도¦ 당산¦ 국회의사당¦ NONE¦ 913정거장 CCTV,TDI,시계설비 CABLE WIRING DIAGRAM(1/2)¦ S = NONE¦ 913정거장 CCTV,TDI,시계설비 CABLE WIRING¦ DIAGRAM(1/2)¦ T¦ 1¦ 0¦ 0¦ 1¦ 0¦ 2¦ 6¦ 0¦ 0¦ 5¦ FR-CV 3C/4.0㎟, OF-SM-8C(난연)¦ FR-CV 3C/4.0㎟, OF-SM-8C(난연)¦
| 1단계_정거장 - 복사본 | 1단계_정거장 - 복사본 | 045. T9103038-001 FDF 48C 상세도.dwg | FDF 48C 상세도¦ NONE¦ FDF 48C 상세도¦ S = NONE¦ Unregistered Version - http://www.aidecad.com¦ FDF¦ FDF 48C (외부도면)¦ FDF 48C (내부도면)¦ 케이블 그랜드PG29¦ 48C 취부판¦ T¦ 9¦ 1¦ 0¦ 2¦ 0¦ 3¦ 8¦ 0¦ 0¦ 1¦ 공통¦
| 1단계_정거장 - 복사본 | 1단계_정거장 - 복사본 | 022. T7001034-005 905정거장 전화설비 철거평면도 지하1층(1_2).dwg | INT¦ CONSOLE¦ IP¦ KT¦ INT¦ H¦ M¦ MIS HUB¦ KEY PLAN¦ \A1;4400¦ \A1;4400¦ \A1;7500¦ \A1;7500¦ \A1;7500¦ \A1;7500¦ \A1;7500¦ \A1;7500¦ \A1;7500¦ \A1;7500¦ \A1;7500¦ \A1;7500¦ \A1;7880¦ \A1;8000¦ \A1;8000¦ \A1;7880¦ \A1;31760¦ \A1;5930¦ \A1;3900¦ \A1;12100¦ \A1;3900¦ \A1;5930¦ \A1;83800¦ (기설활용)¦ B¦ (16) UTP 4Px4조¦ x4¦ x2¦ (16) UTP Cat.5E 4Px2조 (임대상가-1) ¦ 공중전화¦ UTP 25P¦ [TB NO.1]¦ UTP Cat.5E 4Px2조 (임대상가) ¦ x2¦ (22) UTP Cat.5E 4Px3조 (대합실 공중전화) ¦ A¦ C¦ D¦ E¦ G¦ (16) 인터폰선 0.6x2Px4조(INT) ¦ DOWN TO CP PANEL¦ (16) 인터폰선 0.6x2Px4조(INT) ¦ (16) 인터폰선 0.6x2Px4조(INT) ¦ x2¦ (16) 인터폰선 0.6x2Px4조(INT) ¦ (16) UTP Cat.5E 4Px2조 (용역원 대기실) ¦ x2¦ (16) UTP Cat.5E 4Px3조 (편의점) ¦ KT MANHOLE¦ 수공¦ x2¦ (22) UTP Cat.5E 4Px3조 (대합실 공중전화) ¦ UTP Cat.5E 25Px1조 (콜폰) ¦ UTP Cat.5E 25Px3조 (CONSOLE CONTROL, LSE) ¦ B¦ TRAY (600x150)¦ DOWN TO 안전관리실¦ UTP Cat.5E 25Px3조 (안전관리실) ¦ UTP Cat.5E 4Px4조 (임대상가) ¦ UTP Cat.5E 4Px2조 (공조기계실-1) ¦ 인터폰선 0.6x2Px3조 (INT) ¦ A¦ C¦ UTP Cat.5E 25Px3조 (CONSOLE CONTROL, LSE) ¦ 인터폰선 0.6x2Px10조 (INT) ¦ UTP Cat.5E 25Px3조 (안전관리실) ¦ TRAY (300x100)¦ D¦ E¦ F¦ G¦ UTP Cat.5E 25Px3조 (CONSOLE CONTROL, LSE) ¦ UTP Cat.5E 25Px3조 (안전관리실) ¦ UTP Cat.5E 4Px2조x2 (이동통신기계실, 편의점) ¦ UTP Cat.5E 4Px4조 (공조기계실-1,2) ¦ UTP Cat.5E 4Px4조 (임대상가) ¦ UTP Cat.5E 25Px2조 (운전취급실) ¦ UTP Cat.5E 25Px1조 (전기실) ¦ TRAY (600x150)¦ DOWN TO 통신기계실 ACCESS FLOOR¦ (16) 인터폰선 0.6x2Px1조(INT) ¦ (28) UTP Cat.5 25Px1조(콜폰) ¦ (P1:100x100x100)¦ (28) UTP Cat.5 25Px1조(콜폰) ¦ UTP 25P¦ [TB NO.3]¦ [TB NO.2]¦ UTP 50P¦ (28) UTP Cat.5 25Px1조(콜폰) ¦ (16) 인터폰선 0.6x2Px4조(INT) ¦ (28) UTP Cat.5 25Px1조(콜폰) ¦ (16) 인터폰선 0.6x2Px4조(INT) ¦ 지상E/L¦ 지상E/L¦ (16) 인터폰선 0.6x2Px4조(INT) ¦ UTP Cat.5E 4Px1조 (MIS) ¦ MATCH LINE DWG No. "S1-TA-S05-DB-010-1.dwg"¦ (P2:100x100x100)¦ (P3:200x200x100)¦ (P6:600x600x300)¦ x2¦ (16) UTP Cat.5E 4Px2조 (공조기계실-1) ¦ (16) UTP Cat.5E 4Px2조 (임대상가-2) ¦ (16) UTP Cat.5E 4Px2조 (공조기계실-1) ¦ UTP Cat.5E 4Px3조 (대합실 공중전화) ¦ UTP Cat.5E 4Px6조 (승강장 공중전화) ¦ UTP Cat.5E 4Px3조 (대합실 공중전화) ¦ UTP Cat.5E 4Px6조 (승강장 INT) ¦ NOTE¦ 2. 증폭기전원은 전기콘센트를 이용한다.¦ 3. 통신기계실 및 안전관리실 MAIN 분전반은 전기에서 설치한다.¦ 1. 음향유도기 전원은 전기콘센트를 이용한다.¦ (효성 우6-2 직3)¦ X08¦ X09¦ X10¦ X11¦ X12¦ X00¦ X01¦ X02¦ X03¦ X04¦ X05¦ X06¦ X07¦ Y00¦ Y01¦ Y02¦ Y03¦ Y04¦ E/V¦ E/V¦ E/V¦ E/V¦ DN¦ DN¦ DN¦ DN¦ UP¦ UP¦ UP¦ UP¦ UP¦ UP¦ 공조기계실1¦ 대 합 실¦ 안전관리실¦ H¦ H¦ H¦ (기계분야 인터폰 모장치) ¦ 인터폰선 0.6x2Px4조 (INT) ¦ (16) 인터폰선 0.6x2Px4조 (INT) ¦ E/V¦ E/V¦ DN¦ DN¦ UP¦ UP¦ 편 의 점¦ 발매기실¦ 비상전원실¦ CO2 실¦ 신호통신기계실¦ 용역원대기실¦ DN¦ DN¦ x6¦ UTP 50P¦ [TB NO.6]¦ UTP Cat.5E 25Px2조 (운전취급실) ¦ 2x¦ UTP Cat.5E 4Px1조 (MIS) ¦ UTP Cat.5E 4Px2조 (용역원 대기실) ¦ TRAY (300x100)¦ TRAY (300x100)¦ DOWN TO CP PANEL¦ (16) 인터폰선 0.6x2Px4조(INT) ¦ DOWN TO CP PANEL¦ (16) 인터폰선 0.6x2Px4조(INT) ¦ DOWN TO CP PANEL¦ (16) 인터폰선 0.6x2Px4조(INT) ¦ TRAY (300x100)¦ 인터폰선 0.6x2Px12조 (INT) ¦ UTP Cat.5E 4Px2조x4 (임대상가, 용역원대기실, 운전취급실) ¦ UTP Cat.5E 4Px4조 (임대상가) ¦ UTP Cat.5E 4Px2조 (공조기계실-1) ¦ UTP Cat.5E 4Px3조 (대합실 공중전화) ¦ TRAY (300x100)¦ UTP Cat.5E 25Px3조 (CONSOLE CONTROL, LSE) ¦ 인터폰선 0.6x2Px8조 (INT) ¦ UTP Cat.5E 25Px3조 (안전관리실) ¦ UTP Cat.5E 4Px2조 (용역원 대기실) ¦ UTP Cat.5E 4Px1조 (편의점) ¦ UTP Cat.5E 4Px1조 (편의점) ¦ UTP Cat.5E 4Px2조 (편의점) ¦ UTP Cat.5E 25Px1조 (전기실) ¦ TRAY (300x100)¦ UTP Cat.5E 4Px6조 (승강장 공중전화) ¦ UTP Cat.5E 4Px2조 (공조기계실-2) ¦ UTP Cat.5E 4Px6조 (승강장 INT) ¦ UTP Cat.5E 4Px2조 (이동통신기계실) ¦ UTP Cat.5E 4Px4조 (임대상가) ¦ UTP Cat.5E 4Px2조 (공조기계실-1) ¦ UTP Cat.5E 4Px3조 (대합실 공중전화) ¦ TRAY (300x100)¦ UTP Cat.5E 25Px3조 (CONSOLE CONTROL, LSE) ¦ UTP Cat.5E 25Px3조 (안전관리실) ¦ UTP Cat.5E 4Px2조 (용역원 대기실) ¦ UTP Cat.5E 4Px2조 (편의점) ¦ F¦ UTP Cat.5E 4Px4조 (임대상가) ¦ UTP Cat.5E 4Px4조 (공조기계실-1,2) ¦ UTP Cat.5E 4Px3조 (대합실 공중전화) ¦ TRAY (300x100)¦ UTP Cat.5E 25Px3조 (CONSOLE CONTROL, LSE) ¦ UTP Cat.5E 25Px3조 (안전관리실) ¦ UTP Cat.5E 4Px2조 (용역원 대기실) ¦ UTP Cat.5E 4Px2조 (편의점) ¦ UTP Cat.5E 25Px1조 (전기실) ¦ UTP Cat.5E 4Px2조 (이동통신기계실) ¦ UTP Cat.5E 4Px6조 (승강장 공중전화) ¦ UTP Cat.5E 4Px6조 (승강장 INT) ¦ I¦ I¦ (22) UTP Cat.5E 4Px3조 (대합실 공중전화) ¦ 4-35~38¦ 4-31~34¦ x2¦ J¦ (16) UTP Cat.5E 4Px2조¦ J¦ 5-35~38¦ 5-31~34¦ 5-25~28¦ 5-21~24¦ 5-45~48¦ 5-41~44¦ 5-15~18¦ 5-11~14¦ D7¦ V1.2.3.4.5.6¦ 7-1~4¦ 6-45~48¦ UTP25P¦ 천정형¦ 9¦ 10¦ 11¦ 12¦ 7¦ 6¦ 5¦ 4¦ 3¦ 2¦ 1¦ 8¦ 13¦ K¦ (16) UTP Cat.5E 4Px2조 (운전취급실) ¦ (운전취급실) ¦ (철거)¦ (철거)¦ (철거)¦ (철거)¦ (철거)¦ 지하철 905정거장¦ 신방화¦ 마곡나루¦ 양천향교¦ 1/400¦ 905정거장 전화설비 지하1층 철거평면도 (1/2)¦ S = 1 / 400¦ 905정거장 전화설비 지하1층 철거평면도(1/2)¦ T¦ 7¦ 0¦ 0¦ 1¦ 0¦ 3¦ 4¦ 0¦ 0¦ 5¦ P¦
| 1단계_정거장 - 복사본 | 1단계_정거장 - 복사본 | 024. T7001034-007 903정거장 전화설비 지하4층 신설평면도-1.dwg | INT¦ \A1;7,500¦ \A1;7,500¦ \A1;7,500¦ \A1;7,500¦ \A1;7,500¦ \A1;7,500¦ \A1;7,500¦ \A1;5,000¦ \A1;5,000¦ \A1;5,000¦ \A1;5,000¦ \A1;5,000¦ \A1;5,000¦ \A1;{\fHYHeadLine-Medium¦b0¦i0¦c129¦p50;30,000}¦ \A1;10,5000¦ \A1;4350¦ \A1;4350¦ \A1;7450¦ \A1;23600¦ \A1;7450¦ 1. 일반교환기에 수용된 전화기는 IP전화기로 교체한다.¦ NOTE¦ 2. 콜폰, E/L폰, 승강장 비상통화장치도 교체한다.¦ 3. 전화 및 인터폰 구간의 배선배관은 기존활용한다.¦ (16)UTP Cat.5E 4Px1조 (승강장 INT)¦ (16)UTP Cat.5E 4Px1조 (승강장 INT)¦ (16)UTP Cat.5E 4Px1조 (승강장 INT)¦ (16)UTP Cat.5E 4Px1조 (승강장 INT)¦ (16)UTP Cat.5E 4Px1조 (승강장 INT)¦ (16)UTP Cat.5E 4Px1조 (승강장 INT)¦ MATCH LINE DWG No. "S1-TA-S03-DB-016-1.dwg"¦ (P24:400x400x200)¦ (P27:400x400x200)¦ (P25:400x400x300)¦ (P28:400x400x300)¦ (P26:400x400x300)¦ (P29:400x400x300)¦ E/S 올라감¦ 창고¦ 창고¦ UP¦ UP¦ UP¦ UP¦ X00¦ X01¦ X02¦ X03¦ X04¦ X05¦ X06¦ X07¦ X08¦ X09¦ X10¦ X11¦ X13¦ X12¦ Y03¦ Y04¦ Y02¦ Y01¦ Y00¦ 3. 통신기계실 및 안전관리실 MAIN 분전반은 전기에서 설치한다.¦ 1. 음향유도기 전원은 전기콘센트를 이용한다.¦ NOTE¦ 2. 증폭기전원은 전기콘센트를 이용한다.¦ 1. 일반교환기에 수용된 전화기는 안전관리실만 IP전화기로 교체한다.¦ NOTE¦ 2. 콜폰, E/L폰, 승강장 비상통화장치도 교체한다.¦ 3. 전화 및 인터폰 구간의 배선배관은 기존활용한다.¦ 지하철 903정거장¦ 김포공항¦ 공항시장¦ 신방화¦ 903정거장 전화설비 지하4층 신설평면도(1/2)¦ S=1/400¦ 1/400¦ 903정거장 전화설비 지하4층 신설평면도(1/2)¦ T¦ 7¦ 0¦ 0¦ 1¦ 0¦ 3¦ 4¦ 0¦ 0¦ 7¦ (기설활용)¦ P¦ KEY PLAN¦
| 1단계_정거장 - 복사본 | 1단계_정거장 - 복사본 | 032. T7003034-003 915정거장 방송설비 지하2층 신설평면도 (1_2).dwg | P¦ \A1;70,559¦ \A1;5,000¦ \A1;70,559¦ \A1;27,900¦ \A1;6,000¦ \A1;5,000¦ \A1;4,900¦ \A1;6,000¦ \A1;6,000¦ \A1;5,500¦ \A1;5,000¦ \A1;3,700¦ \A1;6,000¦ \A1;5,000¦ \A1;5,000¦ \A1;5,000¦ \A1;5,000¦ \A1;5,000¦ \A1;5,000¦ \A1;5,360¦ \A1;5,000¦ \A1;5,000¦ \A1;8,600¦ \A1;8,600¦ \A1;24,800¦ \A1;7,500¦ \A1;7,500¦ \A1;4,900¦ \A1;4,900¦ DN¦ EP JOINT¦ S = 1 / 400¦ 903정거장 방송설비 지하1층 신설평면도(2/2)¦ 1/400¦ 904정거장 방송설비 지하1층 신설평면도 (1/2)¦ 0¦ 0¦ 0¦ -¦ 0¦ 0¦ 0¦ 0¦ (기설활용)¦ -¦ T¦ 7¦ 0¦ 0¦ 3¦ 0¦ 3¦ 4¦ 0¦ 1¦ 6¦ MATCH LINE DWG No. "S1-TA-S15-DB-016-0"¦ : (16) HIV 1.5㎟x2조¦ NOTE¦ : (16) HIV 1.5㎟x5조¦ : (16) HIV 1.5㎟x6조¦ : (22) HIV 1.5㎟x7조¦ : (22) HIV 1.5㎟x8조¦ : (22) HIV 1.5㎟x10조¦ : (16) HIV 1.5㎟x4조¦ : (16) HIV 1.5㎟x3조¦ KEY PLAN¦ HIV 1.5㎟x4조 (승강장 SP)¦ TRAY (900x150)¦ UP TO 지하1층¦ X-05¦ X-04¦ X-03¦ X-02¦ X-01¦ X00¦ X01¦ X02¦ X03¦ X04¦ X05¦ X06¦ X07¦ X08¦ X09¦ X10¦ X11¦ X12¦ X13¦ Y06¦ Y05¦ Y03¦ Y02¦ Y01¦ Y00¦ Y04¦ UP¦ UP¦ 5호선정화조¦ 청소도구함실¦ PSD기계실¦ 승강장¦ PSD기계실¦ 승강장¦ 내부엘리베이터1¦ 내부엘리베이터1¦ 기존5호선 연결¦ (P11:100x100x100)¦ (P12:100x100x100)¦ HIV 1.5㎟x4조 (승강장 SP)¦ TRAY (900x150)¦ UP TO 지하1층¦ 화장실¦ 벽부형 3W : 2 EA¦ 천정형 5W : 18 EA¦ 천정형 3W : 4 EA¦ 지하철 915정거장¦ 국회의사당¦ 여의도¦ 샛강¦ S = 1 / 400¦ 915정거장 방송설비 지하2층 신설평면도(1/2)¦ 1/400¦ 915정거장 방송설비 지하2층 신설평면도 (1/2)¦ (기설활용)¦ T¦ 7¦ 0¦ 0¦ 3¦ 0¦ 3¦ 4¦ 0¦ 0¦ 3¦
| 1단계_정거장 - 복사본 | 1단계_정거장 - 복사본 | 026. T7001034-009 907정거장 전화설비 지하2층 철거평면도 (1_2).dwg | INT¦ \A1;5,000¦ \A1;5,000¦ \A1;85,000¦ \A1;2,500¦ \A1;5,000¦ \A1;2,500¦ \A1;5,000¦ \A1;5,000¦ \A1;5,000¦ \A1;5,000¦ \A1;5,000¦ \A1;5,000¦ \A1;5,000¦ \A1;5,000¦ \A1;5,000¦ \A1;5,000¦ \A1;5,000¦ \A1;5,000¦ \A1;5,000¦ \A1;27,800¦ \A1;13,900¦ \A1;13,900¦ MATCH LINE DWG No. "S1-TA-S07-DB-013-0"¦ 1. 음향유도기 전원은 전기콘센트를 이용한다.¦ NOTE¦ 2. 증폭기전원은 전기콘센트를 이용한다.¦ 3. 통신기계실 및 안전관리실 MAIN 분전반은 전기에서 설치한다.¦ KEY PLAN¦ X01¦ X02¦ X03¦ X04¦ X05¦ X06¦ X07¦ X09¦ X10¦ X11¦ X12¦ X08¦ X13¦ X14¦ X15¦ X16¦ X17¦ X00¦ Y00¦ Y01¦ Y02¦ 승 강 장¦ UP¦ UP¦ UP¦ UP¦ UP¦ UP¦ 내부계단¦ 내부계단¦ 907 정거장¦ STA.9km100.167¦ UP TO 지하1층¦ TRAY (900x150)¦ UTP Cat.5E 4Px3조 (승강장 INT)¦ (P6:500x500x300)¦ (P8:500x500x300)¦ (22) UTP Cat.5 4Px3조 (승강장 공중전화)¦ (22) UTP Cat.5 4Px3조 (승강장 공중전화)¦ UTP Cat.5 4Px3조 (승강장 공중전화)¦ UP TO 지하 1층¦ (P7:500x500x300)¦ (22) UTP Cat.5 4Px3조 (승강장 공중전화)¦ TRAY (600x150)¦ DOWN TO 승강장 PIT¦ UTP Cat.5 4Px3조 (승강장 공중전화)¦ TRAY (200x100)¦ UTP Cat.5E 4Px3조 (승강장 INT)¦ UTP Cat.5 4Px3조 (승강장 공중전화)¦ (16) UTP Cat.5E 4Px2조 (승강장 INT)¦ (16) UTP Cat.5E 4Px2조 (승강장 INT)¦ (16) UTP Cat.5E 4Px2조 (승강장 INT)¦ (P31:300x300x200)¦ (500x500x300)¦ (500x500x300)¦ (22) UTP Cat.5 4Px3조 (승강장 공중전화)¦ (16) UTP Cat.5E 4Px2조 (승강장 INT)¦ (16) UTP Cat.5E 4Px1조 (승강장 INT)¦ (22) UTP Cat.5 4Px3조 (승강장 공중전화)¦ (16) UTP Cat.5E 4Px2조 (승강장 INT)¦ (22) UTP Cat.5 4Px3조 (승강장 공중전화)¦ (16) UTP Cat.5E 4Px2조 (승강장 INT)¦ (16) UTP Cat.5E 4Px1조 (승강장 INT)¦ UTP Cat.5E 4Px3조 (승강장 INT)¦ 접지단자함¦ 접지¦ 907정거장 전화설비 지하2층 철거평면도 (1/2)¦ S = 1 / 400¦ 지하철 907정거장¦ 양천향교¦ 가양¦ 증미¦ 1/400¦ 907정거장 전화설비 지하2층 철거평면도(1/2)¦ T¦ 7¦ 0¦ 0¦ 1¦ 0¦ 3¦ 4¦ 0¦ 0¦ 9¦ (기설활용)¦ P¦
| 1단계_정거장 - 복사본 | 1단계_정거장 - 복사본 | 054. T7005034-011 913정거장 CCTV,TDI,시계설비 지하2층 철거평면도 (2_3).dwg | P¦ \A1;21,370¦ \A1;6,750¦ \A1;7,800¦ \A1;6,820¦ \A1;4,019¦ \A1;7,500¦ \A1;81,519¦ \A1;48,750¦ \A1;130,269¦ \A1;6,626¦ \A1;8,374¦ \A1;7,500¦ \A1;7,500¦ \A1;7,500¦ \A1;7,500¦ \A1;7,500¦ \A1;5,000¦ \A1;7,500¦ \A1;7,500¦ \A1;7,500¦ \A1;7,500¦ \A1;7,500¦ \A1;7,500¦ \A1;3,750¦ \A1;5,000¦ \A1;7,500¦ DN¦ L¦ MATCH LINE DWG No. "S1-TA-S13-DB-025-0"¦ MATCH LINE DWG No. "S1-TA-C13-DB-027-0"¦ 지상E/L¦ A¦ TRAY (300x100)¦ ECX 5C-2Vx23조 (CAMERA)(기존활용)¦ UTP Cat.5E 25Px1조 (CONSOLE)¦ UTP Cat.5E 4Px4조 (CONSOLE)¦ B¦ TRAY (300x100)¦ ECX 5C-2Vx19조 (CAMERA)(기존활용)¦ UTP Cat.5E 25Px1조 (CONSOLE)¦ UTP Cat.5E 4Px4조 (CONSOLE)¦ C¦ TRAY (300x100)¦ ECX 5C-2Vx17조 (CAMERA)(기존활용)¦ UTP Cat.5E 25Px1조 (CONSOLE)¦ UTP Cat.5E 4Px4조 (CONSOLE)¦ D¦ TRAY (300x100)¦ ECX 5C-2Vx16조 (CAMERA)(기존활용)¦ UTP Cat.5E 25Px1조 (CONSOLE)¦ UTP Cat.5E 4Px4조 (CONSOLE)¦ E¦ (16) ECX 5C-2Vx1조 (CAMERA)(기존활용)¦ H¦ ECX 5C-2Vx15조 (CAMERA)(기존활용)¦ TRAY (300x100)¦ I¦ TRAY (300x100)¦ ECX 5C-2Vx5조 (CAMERA)(기존활용)¦ K¦ TRAY (900x150)¦ ECX 5C-2Vx5조 (CAMERA)(기존활용)¦ DOWN TO 지하3층¦ J¦ TRAY (300x100)¦ ECX 5C-2Vx10조 (CAMERA)(기존활용)¦ UTP Cat.5E 25Px1조 (CONSOLE)¦ UTP Cat.5E 4Px4조 (CONSOLE)¦ L¦ TRAY (300x100)¦ ECX 5C-2Vx8조 (CAMERA)(기존활용)¦ UTP Cat.5E 25Px1조 (CONSOLE)¦ UTP Cat.5E 4Px4조 (CONSOLE)¦ HIV 2.5㎟x2조 (CL POWER)(철거)¦ HIV 2.5㎟x2조 (CL POWER)(철거)¦ HIV 2.5㎟x2조 (CL POWER)(철거)¦ HIV 2.5㎟x2조 (CL POWER)(철거)¦ HIV 2.5㎟x2조 (CL POWER)(철거)¦ HIV 2.5㎟x2조 (CL POWER)(철거)¦ HIV 2.5㎟x2조 (CL POWER)(철거)¦ UTP Cat.5E 25Px1조 (CONSOLE)¦ UTP Cat.5E 4Px4조 (CONSOLE)¦ KEY PLAN¦ X13¦ X14¦ X15¦ X16¦ X17¦ X18¦ X19¦ X20¦ X21¦ X22¦ X23¦ X24¦ X25¦ X26¦ X27¦ X28¦ X29¦ X30¦ Y00¦ Y02¦ Y05¦ Y07¦ Y01¦ Y03¦ Y06¦ Y04¦ OPEN¦ 비상전원실¦ 지구대장실¦ 사무실¦ 창고¦ 내무반¦ 샤워실¦ 탈의실¦ 대합실¦ 화장실¦ 내부계단2¦ (16) ECX 5C-2Vx1조 (CAMERA)(기존활용)¦ UP TO 2호선 환승 E/L¦ C¦ A¦ (P23:200x200x100)¦ ES-11(1)¦ (16) ECX 5C-2Vx1조 (CAMERA)(기존활용)¦ ELE-9¦ (16) ECX 5C-2Vx1조 (CAMERA)(기존활용)¦ DOWN TO 지하2층 E/L¦ (P27:200x200x100)¦ ES-12(1)¦ T-2¦ (P22:200x200x100)¦ (22) ECX 5C-2Vx2조 (CAMERA)(기존활용)¦ ELE-8¦ (16) ECX 5C-2Vx1조 (CAMERA)(기존활용)¦ ES-8(1)¦ (P21:300x300x200)¦ (28) ECX 5C-2Vx4조 (CAMERA)(기존활용)¦ B¦ (22) ECX 5C-2Vx2조 (CAMERA)(기존활용)¦ J¦ L¦ (22) ECX 5C-2Vx2조 (CAMERA)(기존활용)¦ (P20:200x200x100)¦ (22) ECX 5C-2Vx2조 (CAMERA)(기존활용)¦ (P24:200x200x100)¦ D¦ (P26:200x200x100)¦ ELE-10¦ G¦ H¦ I¦ K¦ (P25:200x200x100)¦ E¦ G¦ (16) ECX 5C-2Vx1조 (CAMERA)(기존활용)¦ 내부계단3¦ 내부계단1¦ ES-8(2)¦ (16) ECX 5C-2Vx1조 (CAMERA)(기존활용)¦ ES-11(2)¦ (16) ECX 5C-2Vx1조 (CAMERA)(기존활용)¦ ES-12(2)¦ (16) ECX 5C-2Vx1조 (CAMERA)(기존활용)¦ F-CV 3C/2.5㎟x2조 (공간화상)(철거)¦ OF-SM-4Cx2조 [공간화상)(철거)¦ F-CV 3C/2.5㎟x2조 (공간화상)(철거)¦ OF-SM-4Cx2조 [공간화상)(철거)¦ F-CV 3C/2.5㎟x2조 (공간화상)(철거)¦ OF-SM-4Cx2조 [공간화상)(철거)¦ F-CV 3C/2.5㎟x2조 (공간화상)(철거)¦ OF-SM-4Cx2조 [공간화상)(철거)¦ F-CV 3C/2.5㎟x2조 (공간화상)(철거)¦ OF-SM-4Cx2조 [공간화상)(철거)¦ F-CV 3C/2.5㎟x2조 (공간화상)(철거)¦ OF-SM-4Cx2조 [공간화상)(철거)¦ F-CV 3C/2.5㎟x2조 (공간화상)(철거)¦ OF-SM-4Cx2조 [공간화상)(철거)¦ FR-CV 3C/6.0㎟x1조 (LSE POWER)¦ FR-CV 3C/6.0㎟x1조 (LSE POWER)¦ FR-CV 3C/6.0㎟x1조 (LSE POWER)¦ FR-CV 3C/6.0㎟x1조 (LSE POWER)¦ FR-CV 3C/6.0㎟x1조 (LSE POWER)¦ FR-CV 3C/6.0㎟x1조 (LSE POWER)¦ FR-CV 3C/6.0㎟x1조 (LSE POWER)¦ vmh¦ vmh¦ vmh¦ vmh¦ vmh¦ vmh¦ vmh¦ vmh¦ vmh¦ vmh¦ FR-CV 3C/4.0㎟x1조 (환승게시기)(철거)¦ UTP Cat 5E 4Px1조 (환승게시기)(철거)¦ 2호선¦ 환승통로¦ (28) FR-CV 3C/4.0㎟x1조 (환승게시기)(철거)¦ (16) UTP Cat 5E 4Px1조 (환승게시기)(철거)¦ FR-CV 3C/4.0㎟x1조 (환승게시기)(철거)¦ UTP Cat 5E 4Px2조 (환승게시기)(철거)¦ FR-CV 3C/4.0㎟x1조 (환승게시기)(철거)¦ UTP Cat 5E 4Px2조 (환승게시기)(철거)¦ FR-CV 3C/4.0㎟x1조 (환승게시기)(철거)¦ UTP Cat 5E 4Px2조 (환승게시기)(철거)¦ M¦ FR-CV 3C/4.0㎟x3조 (출입구게시기)(철거)¦ UTP Cat 5E 4Px5조 (출입구게시기)(철거)¦ DOWN TO 지하2층¦ TRAY (600x150)¦ M¦ FR-CV 3C/4.0㎟x4조 (출입구, 환승게시기)(철거)¦ UTP Cat 5E 4Px7조 (출입구, 환승게시기)(철거)¦ FR-CV 3C/4.0㎟x4조 (출입구, 환승게시기)(철거)¦ UTP Cat 5E 4Px7조 (출입구, 환승게시기)(철거)¦ FR-CV 3C/4.0㎟x4조 (출입구, 환승게시기)(철거)¦ UTP Cat 5E 4Px7조 (출입구, 환승게시기)(철거)¦ G¦ (28) FR-CV 3C/4.0㎟x1조 (환승게시기)(철거)¦ (16) UTP Cat 5E 4Px1조 (환승게시기)(철거)¦ NOTE¦ 1. 광케이블, 전원/접지케이블 (OF-SM-4Core, CV 3C/2.5㎟)¦ 3. 승강장 ANT설치위치: 열차 진행방향 정거장 시종점부에 설치¦ 2. 광케이블, 전원/접지케이블 (OF-SM-8Core, CV 3C/2.5㎟)¦ FR-CV 3C/4.0㎟x1조 (대합실게시기 POWER)(기존활용)¦ FR-CV 3C/4.0㎟x1조 (대합실게시기 POWER)(기존활용)¦ FR-CV 3C/4.0㎟x1조 (대합실게시기 POWER)(기존활용)¦ FR-CV 3C/4.0㎟x1조 (대합실게시기 POWER)(기존활용)¦ OF-MM-8Core(난연)x1조 (대합실게시기)(철거)¦ OF-MM-8Core(난연)x1조 (대합실게시기)(철거)¦ OF-MM-8Core(난연)x1조 (대합실게시기)(철거)¦ OF-MM-8Core(난연)x1조 (대합실게시기)(철거)¦ (철거)¦ HIV 1.5㎟x4조 (CLOCK)(철거)¦ HIV 1.5㎟x4조 (CLOCK)(철거)¦ HIV 1.5㎟x4조 (CLOCK)(철거)¦ HIV 1.5㎟x4조 (CLOCK)(철거)¦ HIV 1.5㎟x4조 (CLOCK)(철거)¦ HIV 1.5㎟x4조 (CLOCK)(철거)¦ HIV 1.5㎟x4조 (CLOCK)(철거)¦ F¦ (16) HIV 1.5㎟x4조 (CLOCK)(철거)¦ F¦ (16) HIV 1.5㎟x4조 (CLOCK)(철거)¦ (철거)¦ 지하철 913정거장¦ 선유도¦ 당산¦ 국회의사당¦ 1/400¦ S = 1 / 400¦ 913정거장 CCTV,TDI,시계설비 지하2층 철거평면도(2/3)¦ 913정거장 CCTV,TDI,시계설비 지하2층¦ 철거평면도(2/3)¦ T¦ 7¦ 0¦ 0¦ 5¦ 0¦ 3¦ 4¦ 0¦ 1¦ 1¦ CCTV(기존동축활용)¦ P¦
| 1단계_정거장 - 복사본 | 1단계_정거장 - 복사본 | 022. T7001034-005 912정거장 전화설비 지하3층 신설평면도 (2_2).dwg | \A1;2,400¦ \A1;30,700¦ \A1;12,950¦ \A1;30,000¦ \A1;7,500¦ \A1;7,500¦ \A1;7,500¦ \A1;86,250¦ \A1;7,500¦ \A1;7,500¦ \A1;7,500¦ \A1;7,500¦ \A1;7,500¦ \A1;7,500¦ \A1;3,750¦ \A1;7,500¦ \A1;7,500¦ \A1;21,750¦ \A1;34,500¦ \A1;2,400¦ \A1;12,950¦ 1. 일반교환기에 수용된 전화기는 IP전화기로 교체한다.¦ NOTE¦ 2. 콜폰, E/L폰, 승강장 비상통화장치도 교체한다.¦ 3. 전화 및 인터폰 구간의 배선배관은 기존활용한다.¦ MATCH LINE DWG No. "S1-TA-S12-DB-012-0"¦ (22) UTP Cat.5E 4Px3조 (승강장 공중전화)¦ B¦ (22) UTP Cat.5E 4Px3조 (승강장 INT)¦ 1. 음향유도기 전원은 전기콘센트를 이용한다.¦ NOTE¦ 2. 증폭기전원은 전기콘센트를 이용한다.¦ 3. 통신기계실 및 안전관리실 MAIN 분전반은 전기에서 설치한다.¦ A¦ (22) UTP Cat.5 4Px3조 (승강장 공중전화)¦ KEY PLAN¦ X25¦ X26¦ X27¦ X28¦ X29¦ X30¦ X31¦ X32¦ X33¦ X34¦ X35¦ X36¦ Y00¦ Y02¦ Y03¦ Y06¦ Y04¦ UP¦ UP¦ PSD 기계실¦ 승강장¦ PSD 기계실¦ 승강장¦ 912 정거장¦ STA.13km796.097¦ (16) UTP Cat.5E 4Px1조 (승강장 INT)¦ B¦ (22) UTP Cat.5E 4Px3조 (승강장 공중전화)¦ (16) UTP Cat.5 4Px2조 (승강장 INT)¦ (P19:500x500x300)¦ (P21:500x500x300)¦ (P20:500x500x300)¦ (P23:500x500x300)¦ (P24:500x500x300)¦ (P25:500x500x300)¦ (22) UTP Cat.5E 4Px3조 (승강장 공중전화)¦ (16) UTP Cat.5 4Px2조 (승강장 INT)¦ B¦ (16) 인터폰선 0.6x2Px4조 (INT)¦ DOWN TO CP PANEL¦ UP TO 지하2층¦ TRAY (900x150)¦ UTP Cat.5E 4Px3조 (승강장 공중전화)¦ UTP Cat.5E 4Px3조 (승강장 INT)¦ (16) UTP Cat.5E 4Px1조 (승강장 INT)¦ UP TO 지하2층¦ TRAY (900x150)¦ UTP Cat.5E 4Px3조 (승강장 공중전화)¦ UTP Cat.5E 4Px3조 (승강장 INT)¦ (P22:200x200x100)¦ UTP 25P¦ [TB No.8]¦ 공중전화¦ UTP 25P¦ [TB No.7]¦ 공중전화¦ (P18:200x200x100)¦ A¦ A¦ (22) UTP Cat.5E 4Px3조 (승강장 공중전화)¦ (16) UTP Cat.5 4Px2조 (승강장 INT)¦ (16) UTP Cat.5 4Px2조 (승강장 INT)¦ (22) UTP Cat.5E 4Px3조 (승강장 공중전화)¦ (16) UTP Cat.5 4Px2조 (승강장 INT)¦ (16) UTP Cat.5 4Px2조 (승강장 INT)¦ (16) 인터폰선 0.6x2Px4조 (INT)¦ DOWN TO CP PANEL¦ 1. 일반교환기에 수용된 전화기는 안전관리실만 IP전화기로 교체한다.¦ NOTE¦ 2. 콜폰, E/L폰, 승강장 비상통화장치도 교체한다.¦ 3. 전화 및 인터폰 구간의 배선배관은 기존활용한다.¦ 지하철 912정거장¦ 신목동¦ 선유도¦ 당산¦ 1/400¦ 912정거장 전화설비 지하3층 신설평면도(2/2)¦ S = 1/400¦ 912정거장 전화설비 지하3층 신설평면도(2/2)¦ T¦ 7¦ 0¦ 0¦ 1¦ 0¦ 3¦ 4¦ 0¦ 0¦ 5¦ (기설활용)¦ INT¦ P¦
| 1단계_정거장 - 복사본 | 1단계_정거장 - 복사본 | 037. T5000034-001 901정거장 AFC설비 지상2층 평면도__완료(완전).dwg | GND¦ P¦ SMS¦ MWS¦ \A1;8,000¦ \A1;6,000¦ \A1;13,800¦ \A1;200¦ \A1;4,500¦ \A1;12,200¦ \A1;10,000¦ \A1;8,000¦ \A1;8,000¦ \A1;6,980¦ \A1;5,200¦ \A1;26,000¦ \A1;8,000¦ \A1;8,000¦ \A1;8,000¦ \A1;8,000¦ \A1;8,000¦ \A1;8,000¦ \A1;8,000¦ \A1;8,000¦ \A1;90,200¦ \A1;10,800¦ \A1;3,200¦ \A1;5,000¦ \A1;3,000¦ \A1;5,000¦ \A1;200¦ \A1;4,100¦ \A1;3,900¦ \A1;3,600¦ \A1;4,400¦ \A1;7,600¦ \A1;2,400¦ \A1;4,000¦ \A1;4,000¦ \A1;5,000¦ J¦ DOWN TO AFC 접지단자함¦ F-GV 4.0㎟x8조 (환급기, 정산기, 게이트, 발매기, ¦ TRAY (통신)¦ K¦ DOWN TO 분전반¦ HFCO 3C/4.0㎟x10조 (환급기, 정산기, 게이트, 발매기,¦ POWER)¦ TRAY (통신)¦ H¦ TRAY (통신)¦ B¦ F7 DUCT¦ F-GV 4.0㎟x1조 (발매기GND)¦ HFCO 3C/4.0㎟x1조 (발매기 POWER)¦ FTP Cat.5E 4Px2조 (발매기 COMMS)¦ UTP Cat.5E 4Px2조 (발매기 INT)¦ A¦ X14¦ X15¦ X16¦ X17¦ X18¦ X19¦ X20¦ X21¦ X22¦ Y00¦ Y01¦ Y02¦ Y03¦ Y04¦ X22¦ X23¦ X24¦ X25¦ K¦ F7 DUCT¦ 전기창고¦ 전기작업실¦ 통신작업실¦ 통신창고¦ 전 기 실¦ 신호작업실¦ 신호창고¦ 여실승기관사¦ (승무대기실)¦ 실승기관사¦ (승무대기실)¦ 통신기계실¦ 운영기관사¦ 편의점¦ 발매기실¦ 비상발전기실¦ CO2 실¦ 용역원대기실¦ 안전관리실¦ 대 합 실¦ 복 도¦ UP¦ DN¦ UP¦ DN¦ DN¦ DN¦ DN¦ DN¦ 내부계단 1¦ 화장실¦ 통합분소¦ 갱의실(여)¦ DN¦ DN¦ OPEN¦ S L O P E¦ S L O P E¦ %%248100 FLOOR DRAIN-2개소¦ 갱의실(남)¦ ~연결통로지붕~¦ 추락방지용 난간 설치¦ FTP Cat.5E 4Px1조 (통신기계실~S/W HUB)¦ TRAY (통신)¦ DOWN TO 통신기계실 ACCESS FLOOR¦ 전송장비 ¦ FTP Cat.5E 4Px1조 (통신기계실~S/W HUB)¦ TRAY (통신)¦ FTP Cat.5E 4Px1조 (통신기계실~S/W HUB)¦ S/W HUB¦ E¦ J¦ FTP Cat.5E 4Px1조 (통신기계실~S/W HUB)¦ TRAY (통신)¦ UP TO TRAY(통신)¦ (16) F-GV 4.0㎟x1조 (MWS GND)¦ (16) FTP Cat.5E 4Px1조 (MWS)¦ (28) HFCO 3C/4.0㎟x1조 (MWS POWER)¦ DOWN TO 통합분소 ACCESS FLOOR¦ (300x300x200)¦ (16) F-GV 4.0㎟x1조 (MWS GND)¦ (28) HFCO 3C/4.0㎟x1조 (MWS POWER)¦ (16) FTP Cat.5E 4Px1조 (MWS)¦ F¦ H¦ A¦ (400x300x150) ¦ B¦ 정산기 ¦ (22) UTP Cat.5E 4Px1조 (장애인용게이트 INT)¦ (28) HFCO 2C/4.0㎟x1조 (EM GATE#1)¦ F-GV 4.0㎟x1조 (정산기GND)¦ HFCO 3C/4.0㎟x1조 (정산기 POWER)¦ UTP Cat.5E 4Px1조 (정산기 INT)¦ FTP Cat.5E 4Px1조 (정산기 COMMS)¦ (28)¦ (28)¦ FTP Cat.5E 4Px1조 (MWS)¦ HFCO 3C/4.0㎟x1조 (MWS POWER)¦ F-GV 4.0㎟x1조 (MWS GND)¦ I¦ I¦ D¦ E¦ F-GV 4.0㎟x3조 (발매기,환급기,게이트 GND)¦ HFCO 3C/4.0㎟x5조 (발매기,환급기,게이트 POWER)¦ FTP Cat.5E 4Px9조 (발매기, 환급기,게이트 COMMS)¦ FR-CVVS 4C/2.5㎟x1조 (DPC)¦ F7 DUCT¦ UTP Cat.5E 4Px3조 (발매기,환급기 INT)¦ F¦ F-GV 4.0㎟x1조 (게이트 GND)¦ HFCO 3C/4.0㎟x2조 (게이트 POWER)¦ FTP Cat.5E 4Px4조 (게이트 COMMS)¦ FR-CVVS 4C/2.5㎟x1조 (DPC)¦ F7 DUCT¦ G¦ F-GV 4.0㎟x2조 (게이트, 정산기 GND)¦ HFCO 3C/4.0㎟x3조 (정산기,게이트 POWER)¦ FTP Cat.5E 4Px5조 (정산기, 게이트 COMMS)¦ FR-CVVS 4C/2.5㎟x1조 (DPC)¦ TRAY (통신)¦ 환급기¦ C¦ F-GV 4.0㎟x1조 (환급기 GND)¦ HFCO 3C/4.0㎟x1조 (환급기 POWER)¦ UTP Cat.5E 4Px1조 (환급기 INT)¦ FTP Cat.5E 4Px1조 (환급기)¦ (28)¦ (28)¦ C¦ UTP Cat.5E 4Px1조 (정산기 INT)¦ UTP Cat.5E 4Px6조 (발매기,정산기,환급기,장애인게이트 INT)¦ UTP Cat.5E 4Px6조 (발매기,정산기,환급기,장애인게이트 INT)¦ UTP Cat.5E 4Px6조 (발매기,정산기,환급기,장애인게이트 INT)¦ UTP Cat.5E 4Px6조 (발매기,정산기,환급기,EM게이트 INT)¦ SMS, S/W HUB GND)¦ FTP Cat.5E 4Px1조 (통신기계실~S/W HUB)¦ UTP Cat.5E 4Px6조 (발매기,정산기,환급기,장애인용게이트 INT)¦ FTP Cat.5E 4Px1조 (MWS)¦ HFCO 3C/4.0㎟x1조 (MWS POWER)¦ F-GV 4.0㎟x1조 (MWS GND)¦ HFCO 3C/4.0㎟x2조 (SMS,S/W HUB POWER)¦ HFCO 3C/4.0㎟x2조 (SMS,S/W HUB POWER)¦ HFCO 3C/4.0㎟x2조 (SMS,S/W HUB POWER)¦ HFCO 3C/4.0㎟x2조 (SMS,S/W HUB POWER)¦ HFCO 3C/4.0㎟x2조 (SMS,S/W HUB POWER)¦ 발매기¦ G¦ 901정거장 AFC설비 지상2층 평면도¦ 901정거장 AFC설비 지상2층 평면도¦ S = 1 / 400¦ 1/400¦ 지하철 901정거장¦ 개화¦ 김포공항¦ T¦ 5¦ 0¦ 0¦ 0¦ 0¦ 3¦ 4¦ 0¦ 0¦ 1¦
| 1단계_정거장 - 복사본 | 1단계_정거장 - 복사본 | 012. T1001026-008 913정거장 AFC SYSTEM DIAGRAM (1_2).dwg | ATVM¦ ATVM¦ 02¦ 01¦ L-AFC-1-분전반¦ 통신기계실¦ MAIN POWER¦ 접지단자함¦ AGM8¦ AGM6¦ AGM8¦ AGM8¦ AGM8¦ 09¦ 10¦ 12¦ CONTROL¦ EM.GATE¦ BOX¦ 안전관리실¦ BOX¦ DPC¦ COM¦ INTER¦ COMMS¦ S/W HUB¦ 화재¦ 수신반¦ 통신기계실¦ AAM¦ 02¦ D/I MUX¦ I/F¦ S/W HUB¦ SMS¦ 05¦ AGM8¦ AGM12¦ AGM10/11¦ AGM6¦ 01¦ 02¦ 03¦ 11¦ AGM8¦ 13¦ 발매기실¦ L-AFC-2-분전반¦ MAIN POWER¦ 접지단자함¦ S/W HUB¦ ATVM¦ ATVM¦ 02¦ 01¦ AAM¦ 01¦ 접지단자함¦ MAIN¦ 승강장¦ GROUND¦ AGM10¦ 04¦ 06¦ AGM8¦ 07¦ AGM8¦ AGM10¦ 14¦ AGM11¦ 15¦ 환급기¦ 01¦ 환급기¦ 02¦ 분전반~AAM, AGM, SMS, ATVM, AIM¦ : IN USE¦ 접지반~AAM, AGM, SMS, ATVM¦ EM. GATE¦ MAIN GROUND¦ INTERCOM~ATVM, AAM¦ SMS(S/W HUB)~TOM, AGM, ATVM¦ D/I MUX(ROUTER)~SMS(S/W HUB)¦ NOTE¦ 화재수신반~DPC BOX¦ I/F¦ DPC¦ DPC SW~AGM(DPC)¦ : HFCO 3C/4.0㎟¦ : F-GV 4.0㎟¦ : FR-CV 2C/4.0㎟¦ : F-GV 50㎟¦ : UTP Cat.5E 4P¦ : FTP Cat.5E 4Px1조¦ : FTP Cat.5E 4Px1조¦ : UTP Cat.5E 4P¦ : Interface Unit¦ : Direct Power Control¦ : FR-CVVS 4C/2.5㎟¦ INTERCOM~EM.GATE¦ : UTP Cat.5E 4P¦ 08¦ AGM6¦ AGM12¦ 16¦ 17¦ 913정거장 AFC SYSTEM DIAGRAM (1/2)¦ 913정거장 AFC SYSTEM DIAGRAM (1/2)¦ S = NONE¦ NONE¦ 지하철 913정거장¦ 선유도¦ 당산¦ 국회의사당¦ T¦ 1¦ 0¦ 0¦ 1¦ 0¦ 2¦ 6¦ 0¦ 0¦ 8¦
| 1단계_정거장 - 복사본 | 1단계_정거장 - 복사본 | 081. T9103066-006 913정거장 AFC설비 지하1층 장비배치도 (철거).dwg | \A1;11,000¦ \A1;5,500¦ \A1;5,500¦ \A1;7,500¦ \A1;7,500¦ \A1;7,500¦ \A1;7,500¦ \A1;7,500¦ \A1;7,500¦ \A1;7,500¦ \A1;7,500¦ \A1;7,500¦ \A1;7,500¦ \A1;167,000¦ \A1;167,000¦ \A1;7,500¦ \A1;7,500¦ \A1;7,500¦ \A1;7,500¦ \A1;7,500¦ \A1;7,500¦ \A1;7,500¦ \A1;5,000¦ \A1;5,000¦ \A1;7,500¦ \A1;21,370¦ \A1;6,750¦ \A1;7,800¦ \A1;6,820¦ \A1;800¦ \A1;1,000¦ \A1;1,980¦ \A1;800¦ \A1;600¦ \A1;200¦ \A1;200¦ \A1;200¦ \A1;200¦ \A1;200¦ \A1;200¦ \A1;200¦ \A1;200¦ \A1;500¦ \A1;600¦ \A1;600¦ \A1;600¦ \A1;600¦ \A1;600¦ \A1;1,550¦ \A1;900¦ \A1;600¦ \A1;984¦ \A1;800¦ \A1;1,000¦ \A1;1200¦ \A1;300¦ \A1;1,200¦ \A1;600¦ \A1;525¦ \A1;1,422¦ \A1;200¦ \A1;1422¦ T¦ 5¦ 0¦ 0¦ 1¦ 0¦ 5¦ 1¦ Detail "A"¦ Detail "A"¦ Detail "B"¦ 대합실¦ PAID AREA¦ 대합실¦ FREE AREA¦ 8형¦ 8형¦ 6형¦ 12형¦ 11형¦ 8형¦ 8형¦ 10형¦ Detail "B"¦ X01¦ X02¦ X03¦ X04¦ X05¦ X06¦ X07¦ X08¦ X09¦ X10¦ X11¦ X12¦ X13¦ X14¦ X15¦ X16¦ X17¦ X18¦ X19¦ X20¦ X21¦ X22¦ X23¦ X24¦ Y00¦ Y02¦ Y05¦ Y07¦ Y01¦ Y03¦ Y06¦ Y04¦ 2호선 교각¦ 2호선 대합실 외부출입구¦ 2호선 당산역¦ UP¦ UP¦ 이동통신기계실¦ 발매기실¦ 편 의 점¦ 대합실¦ 신호통신기계실¦ 복 도¦ 사무실¦ 작업장(건축/토목)¦ 창 고¦ 작업장(설비)¦ 작업장(신호)¦ 작업장(통신)¦ 작업장(전기)¦ 창 고¦ 창 고¦ 창 고¦ 창 고¦ 분소 락카룸(남)¦ 분소 샤워실(남)¦ 분소 탈의실(남)¦ 승무대기실(남)¦ 용역원대기실¦ 승무원 락커룸(여)¦ 분소 락카룸(여)¦ 분소 샤워실(여)¦ 분소 탈의실(여)¦ 대기실(남)¦ 대기실(여)¦ 승무원 락커룸(남)¦ 승무대기실(여)¦ 화장실¦ 외부출입구1¦ 외부출입구2¦ 외부엘리베이터1¦ 내부엘리베이터1¦ 외부통로1¦ 외부통로2¦ 발매기실¦ AAM ¦ AAM ¦ 913정거장 AFC설비 지하1층 장비배치도 (철거)¦ 913정거장 AFC설비 지하1층 장비배치도 (철거)¦ S = 1 / 600¦ 1/600¦ 지하철 913정거장¦ 선유도¦ 당산¦ 국회의사당¦ 6¦ 0¦ 0¦ T¦ 9¦ 1¦ 0¦ 3¦ 0¦ 6¦ 6¦ \A1;1,800¦ \A1;1,200¦ \A1;985¦
| 1단계_정거장 - 복사본 | 1단계_정거장 - 복사본 | 028. T7003034-003 911정거장 방송설비 지하3층 신설평면도 (1_2).dwg | \A1;7,330¦ \A1;7,330¦ \A1;500¦ \A1;3,880¦ \A1;7,830¦ \A1;3,880¦ \A1;7,830¦ \A1;23,420¦ \A1;500¦ \A1;7,777¦ \A1;7,500¦ \A1;7,500¦ \A1;7,500¦ \A1;3,750¦ \A1;30,000¦ \A1;5,000¦ \A1;5,000¦ \A1;5,000¦ \A1;5,000¦ \A1;5,000¦ \A1;5,000¦ \A1;5,000¦ \A1;5,000¦ \A1;5,000¦ S = 1 / 400¦ 903정거장 방송설비 지하1층 신설평면도(2/2)¦ 1/400¦ 904정거장 방송설비 지하1층 신설평면도 (1/2)¦ 0¦ 0¦ 0¦ -¦ 0¦ 0¦ 0¦ 0¦ (기설활용)¦ -¦ T¦ 7¦ 0¦ 0¦ 3¦ 0¦ 3¦ 4¦ 0¦ 1¦ 6¦ : (16) HIV 1.5㎟x2조¦ NOTE¦ : (16) HIV 1.5㎟x5조¦ : (16) HIV 1.5㎟x6조¦ : (22) HIV 1.5㎟x7조¦ : (22) HIV 1.5㎟x8조¦ : (22) HIV 1.5㎟x10조¦ : (16) HIV 1.5㎟x4조¦ : (16) HIV 1.5㎟x3조¦ KEY PLAN¦ MATCH LINE DWG No. "S1-TA-S11-DB-016-0"¦ Y00¦ Y01¦ Y03¦ Y05¦ Y06¦ 22,777¦ 33,750¦ 7,500¦ 86,527¦ X10¦ X11¦ X12¦ X13¦ X14¦ X09¦ X08¦ X07¦ X06¦ X05¦ X04¦ X01¦ X02¦ X00¦ X03¦ UP¦ UP¦ 창고1¦ 창고2¦ 승강장¦ 911 정거장¦ STA.12km615.167¦ HIV 1.5㎟x4조 (승강장SP)¦ TRAY (900x150)¦ UP TO 지하2층¦ HIV 1.5㎟x4조 (승강장SP)¦ TRAY (900x150)¦ UP TO 지하2층¦ (P11:100x100x100) ¦ (P12:100x100x100) ¦ 천정형 5W : 22 EA¦ 지하철 911정거장¦ 염창¦ 신목동¦ 선유도¦ S = 1 / 400¦ 911정거장 방송설비 지하3층 신설평면도(1/2)¦ 1/400¦ 911정거장 방송설비 지하3층 신설평면도 (1/2)¦ (기설활용)¦ T¦ 7¦ 0¦ 0¦ 3¦ 0¦ 3¦ 4¦ 0¦ 0¦ 3¦ P¦
| 1단계_정거장 - 복사본 | 1단계_정거장 - 복사본 | 066. T7009934-003 913정거장 출입통제설비 지하2층 평면도 (1_3).dwg | C/R¦ P¦ \A1;21,370¦ \A1;6,750¦ \A1;7,800¦ \A1;6,820¦ \A1;11,000¦ \A1;5,500¦ \A1;5,500¦ \A1;7,500¦ \A1;7,500¦ \A1;7,500¦ \A1;7,500¦ \A1;7,500¦ \A1;7,500¦ \A1;7,500¦ \A1;7,500¦ \A1;3,481¦ \A1;85,481¦ L¦ MATCH LINE DWG No. "S1-TA-S13-DB-026-0"¦ UP TO 통신기계실¦ TRAY (900x150)¦ UTP Cat.5E 4Px4조 (출입통제)¦ UTP Cat.5E 4Px2조 (출입통제)¦ KEY PLAN¦ X01¦ X02¦ X03¦ X04¦ X05¦ X06¦ X07¦ X08¦ X09¦ X10¦ X11¦ X12¦ Y00¦ Y02¦ Y05¦ Y07¦ Y01¦ Y03¦ Y06¦ Y04¦ 2호선 교각¦ 2호선 교각¦ 물탱크실¦ CO2실¦ 전기실¦ 공조기계실¦ 지상E/L¦ (16) UTP Cat.5E 4Px2조 (출입통제)¦ 913정거장 출입통제설비 지하2층 평면도 (1/3)¦ 913정거장 출입통제설비 지하2층 평면도 (1/3)¦ S = 1 / 400¦ 1/400¦ 지하철 913정거장¦ 선유도¦ 당산¦ 국회의사당¦ T¦ 7¦ 0¦ 0¦ 9¦ 9¦ 3¦ 4¦ 0¦ 0¦ 3¦ P¦
| 1단계_정거장 - 복사본 | 1단계_정거장 - 복사본 | 001~003. T1001001~003 902 정거장 목록표,범례도, 표지,간지.dwg | T¦ 1¦ 0¦ 0¦ 1¦ 0¦ 0¦ 3¦ 0¦ 0¦ 1¦ (902 정거장)¦ 공통¦ T¦ 1¦ 0¦ 0¦ 0¦ 0¦ 0¦ 0¦ 0¦ 0¦ 0¦ 도면번호¦ 구 분¦ 도 면 명¦ 축 척¦ 도면번호¦ 구 분¦ 축 척¦ 도면번호¦ 구 분¦ 축 척¦ 1¦ 2¦ 도면목록표¦ NONE¦ 3¦ NONE¦ 4¦ NONE¦ 5¦ 6¦ NONE¦ 7¦ 8¦ NONE¦ 9¦ 1/100¦ 10¦ 11¦ 12¦ 13¦ 14¦ 15¦ 16¦ 17¦ 18¦ 19¦ 20¦ 21¦ 22¦ 23¦ 24¦ 25¦ 26¦ 도 면 명¦ 도 면 명¦ 1/300¦ 1/300¦ 도 면 목 록 표¦ NONE¦ 도 면 목 록 표¦ S = NONE¦ NONE¦ NONE¦ NONE¦ NONE¦ NONE¦ NONE¦ NONE¦ NONE¦ NONE¦ NONE¦ NONE¦ NONE¦ NONE¦ NONE¦ 범례도¦ 902정거장 ¦ 27¦ 28¦ 29¦ 30¦ 31¦ 32¦ 33¦ 34¦ 35¦ 36¦ 37¦ 38¦ 39¦ 40¦ 41¦ 42¦ 43¦ 44¦ 공통상세도¦ 45¦ 46¦ NONE¦ NONE¦ NONE¦ NONE¦ NONE¦ 47¦ 48¦ 49¦ 50¦ 51¦ 52¦ NONE¦ NONE¦ NONE¦ NONE¦ NONE¦ NONE¦ NONE¦ NONE¦ NONE¦ NONE¦ NONE¦ NONE¦ NONE¦ NONE¦ NONE¦ 심 볼¦ 명 칭¦ 비 고¦ 심 볼¦ 명 칭¦ 비 고¦ ( 36 )¦ ATT¦ 관 로 케 이 블 포 설 (신설)¦ GND¦ MGB¦ 직 매 케 이 블 포 설¦ 트 라 후 내 포 설¦ 천 장 노 출 배 관¦ 케 이 블 접 속¦ 바 닥 배 관¦ 전 선 관 규 격¦ 전 선 관 상 향¦ 전 선 관 하 향¦ 전 선 관 통 과¦ 분 전 반¦ U T P 단 자 함¦ 주 접 지 단 자 함¦ 접 지 단 자 함¦ 천 장 형 풀 박 스¦ 기 설 천 장 형 풀 박 스¦ 벽 부 형 풀 박 스¦ 아 웃 레 트 박 스¦ 인 공¦ 수 공 (신 설)¦ 모 듈 러 잭 (R J - 4 5)¦ 구 내 전 화¦ 역 간 직 통 전 화¦ 사 령 전 화¦ 키 폰 전 화 모 장 치¦ 키 폰 전 화 자 장 치¦ 인 터 폰 자 장 치¦ 모 사 전 송 장 치¦ 콜 폰¦ T V 단 자¦ 장 애 자 용 유 도 음 향 장 치¦ 증 폭 기¦ 천 장 형 스 피 커 (3 W)¦ 벽 부 형 스 피 커 (3 W)¦ 벽 부 형 스 피 커 (3 W)¦ 천 장 형 스 피 커 (5 W)¦ 벽 부 형 스 피 커 (5 W)¦ 컬 럼 형 스 피 커 (20 W)¦ 음 량 조 절 기¦ H I V 1 . 5 ㎟ x 3 조¦ 안 테 나¦ 카 메 라¦ 펜 틸 트 카 메 라¦ 열 차 행 선 안 내 게 시 기¦ 부 모 시 계¦ 자 시 계¦ 사 각 시 계¦ M¦ 방 송 단 자 함¦ P¦ P¦ KP¦ KP¦ H¦ M¦ G¦ PA AMP¦ T¦ 기 설 벽 부 형 풀 박 스¦ INT¦ H o r n 스 피 커 (30 W)¦ 4D¦ AMP¦ T V 분 배 기¦ T V 증 폭 기¦ C/R¦ ACU¦ 출 입 통 제 자 장 치¦ 출 입 통 제 주 장 치¦ 종 단 저 항¦ (200x200x100)¦ (400x500x150)¦ 심 볼¦ 명 칭¦ 비 고¦ SMS¦ ATVM¦ AAM¦ AGM¦ 자 동 발 매 기¦ 자 동 정 산 기¦ 역 단 위 전 산 기¦ 개 집 표 기¦ 케 이 블 트 레 이¦ 일 반 전 화 (국선)¦ KT¦ ATTENUATOR 포함¦ 수치규격표시¦ 수치규격표시¦ 분 배 기¦ D¦ 승 강 장 천 장 노 출 배 관¦ (36) : 수치규격표시¦ 인터폰¦ 모장치¦ 인 터 폰 모 장 치¦ MSC¦ MWS¦ 시스템박스¦ 컬 럼 형 스 피 커 (10 W)¦ INSTALLATION OF DUCT SYSTEM¦ INSTALLATION OF DIRECTBURIED CABLE¦ INSTALLATION OF TROUGH SYSTEM¦ CABLE TRAY¦ CABLE IN CONDUIT CELING EXPOSED¦ CABLE JOINT¦ CABLE IN CONDUIT FLOOR EXPOSED¦ CONDUIT SIZE¦ CONDUIT GOING UPWARD¦ CONDUIT GOING DOWNWARD¦ CONDUIT PASSING¦ POWER DISTRIBUTION BOARD¦ UTP TERMINAL BOX¦ PUBLIC ADDRESS TERMINAL BOX¦ MAIN GROUND BOX¦ EARTH TERMINAL BOX¦ CEILING PULL BOX¦ CEILING PULL BOX¦ WALL PULL BOX¦ WALL PULL BOX¦ MODULAR JACK¦ SYSTEM BOX¦ INTERIOR TELEPHONE¦ MAGNETIC TELEPHONE¦ DISPATCH TELEPHONE¦ KEYPHONE MASTER¦ KEYPHONE SLAVE¦ AUTOMATIC TELEPHONE¦ INTERPHONE MASTER¦ INTERPHONE SLAVE¦ FACSIMILE¦ CALL PHONE¦ OUTLET FOR TV¦ AMPLIFILER¦ SPEAKER (CEILING MOUNTED TYPE)¦ SPEAKER (WALL MOUNTED TYPE)¦ SPEAKER (WALL MOUNTED TYPE)¦ SPEAKER (CEILING MOUNTED TYPE)¦ SPEAKER (WALL MOUNTED TYPE)¦ SPEAKER (COLUMN MOUNTED TYPE)¦ SPEAKER (COLUMN MOUNTED TYPE)¦ SPEAKER (HORN MOUNTED TYPE)¦ ATTENUATOR¦ DISTRIBUTOR FOR TV¦ BOOSTER FOR TV¦ CAMERA FOR CCTV¦ PANTILTED CAMERA¦ DISPLAY FOR TRAIN DESTINATION INDICATION¦ REPEAT ELETRIC CLOCK¦ SLAVE ELECTRIC CLOCK (WALL MOUNTED TYPE)¦ INDEPENDENCE OUTSIDE CLOCK¦ ACCESS CONTROL UNIT¦ CARD READER¦ ANTENNA¦ DISTRIBUTOR FOR RADIO COMMUNICATION¦ DUMMY LOAD¦ STATION MONITORING SYSTEM¦ AUTOMATIC TICKET VENDING MACHINE¦ AUTOMATIC ADD FARE MACHINE¦ AUTOMATIC GATE MACHINE¦ CABLE IN CONDUIT CELING EXPOSED FOR PALTFORM¦ OUTLET BOX¦ Man Hole¦ Hand Hole¦ 토크백¦ 모장치¦ 토 크 백 모 장 치¦ TALK BACK MASTER¦ 수 공 (기 설)¦ H¦ Hand Hole¦ 관 로 케 이 블 포 설 (기설)¦ INSTALLATION OF DUCT SYSTEM¦ 콤바이너¦ c¦ COMBINER¦ 소 방 무 선 접 속 단 자 함¦ RADIO TERMINAL CONNECTION BOX FOR THE FIRE¦ 관 리 역 전 산 기¦ MANAGING STATION COMPUTER¦ 유 지 보 수 전 산 기¦ MAINTENCE WORK STATION¦ 연 선 전 화¦ WAY SIDE TELEPHONE¦ 토 크 백¦ TALK BACK¦ Vmh¦ VMT¦ 환급기¦ V M 수 신 기¦ V M 송 신 기¦ 출 입 구 및 환 승 통 로 안 내 게 시 기¦ L¦ 환 급 기¦ 범 례 도¦ NONE¦ 범 례 표¦ S = NONE¦ 902정거장 CIRCUIT WIRING SYSTEM DIAGRAM / 철거¦ 902정거장 열차무선설비 지하1층 평면도¦ 902정거장 열차무선설비 지하1층 평면도¦ 902정거장 역사노드 랙 배치도¦ 정거장 통신설비 계통도¦ 902정거장 CIRCUIT WIRING SYSTEM DIAGRAM / 신설¦ 902정거장 종합무선중계,열차무선설비 DIAGRAM¦ 서지보호기 상세도¦ DU 시스템 상세도¦ OPDP 상세도¦ RRU 시스템 상세도¦ OFD 48C 상세도¦ FDF 48C 상세도¦ 실내안테나 설치상세도¦ 옴니 안테나 상세도¦ RACK 접지상세도¦ PIPING 상세도[1/3]¦ PIPING 상세도[2/3]¦ PIPING 상세도[3/3]¦ TERMINAL BOX 상세도¦ 접지함 상세도¦ 여자화장실 INTERPHONE DETAIL¦ 방송설비 설치 상세도¦ 천정형 P/T BRACKET 설치 상세도¦ RACK 바닥고정 설치상세도¦ 광점퍼코드[OJC]상세도¦ 카메라 설치 상세도¦ 행선안내 표시기 외형도¦ 행선안내 표시기 현장 설치도¦ 출입구 및 환승통로 게시기 상세도¦ 출입통제시스템 설치 상세도¦ 종합무선중계설비 상세도¦ 발매기 설치 상세도¦ AFC PIPING DETAIL¦ AGM CHANEL BASE 설치 상세도¦ 무선통신 외부단자 및 공시청 안테나 설치 상세도¦ T1001002-001¦ T1001003-001¦ T1001004-001¦ T1001026-001¦ T1001026-002¦ T4009934-001¦ T4009934-002¦ T9103026-001¦ 902정거장 역사 L3스위치 인터페이스 구성도¦ T9103075-001¦ T9103066-001¦ 902정거장 통신기계실 기기배치도 및 바닥 TRAY 설치도¦ T9103038-001¦ T9103038-002¦ T9103038-003¦ T9103038-004¦ T9103038-005¦ T9103038-006¦ T9103038-007¦ T9103038-008¦ T9103038-009¦ T9103038-011¦ T9103038-012¦ T9103038-013¦ T9103038-014¦ T9103038-015¦ T9103038-016¦ T9103038-017¦ T9103038-018¦ T9103038-019¦ T9103038-020¦ T9103038-010¦ T9103038-021¦ T9103038-022¦ T9103038-023¦ T9103038-024¦ T9103038-025¦ T9103038-026¦ T9103038-027¦ T9103038-028¦ T9103038-029¦ GPS 안테나 설치 상세도¦ T9103038-030¦ NONE¦ 53¦ 54¦ 55¦ 56¦ 57¦ 58¦ 59¦ 60¦ 61¦ 62¦ 63¦ 64¦ 65¦ 66¦ 67¦ 68¦ 69¦ 70¦ 71¦ 72¦ 73¦ 74¦ 75¦ T1001026-003¦ T1001026-004¦ T1001026-005¦ T1001026-006¦ T1001026-007¦ T1001026-008¦ T1001026-009¦ T1001026-010¦ T1001026-011¦ T1001026-012¦ T1001026-013¦ T1001026-014¦ T1001026-015¦ NONE¦ NONE¦ NONE¦ NONE¦ NONE¦ NONE¦ NONE¦ NONE¦ NONE¦ NONE¦ NONE¦ NONE¦ NONE¦ 902정거장 COMMUNICATION CABLE WIRING DIAGRAM¦ 902정거장 CCTV,TDI,시계설비 CABLE WIRING DIAGRAM¦ 902정거장 CCTV,TDI,시계설비 지하1층 신설평면도 (1/3)¦ 902정거장 통신기계실 & 안전관리실 CABLE WIRING DIAGRAM¦ 1 / 400¦ 1 / 400¦ 1 / 400¦ 1 / 400¦ 1 / 400¦ 1 / 400¦ 902정거장 안전관리실 기기배치도 및 바닥 TRAY 설치도¦ 902정거장 전화설비 지하1층 신설평면도 (2/3)¦ 902정거장 CCTV,TDI,시계설비 지하1층 신설평면도 (2/3)¦ 902정거장 CCTV,TDI,시계설비 지하1층 철거평면도 (1/3)¦ 902정거장 CCTV,TDI,시계설비 지하1층 철거평면도 (2/3)¦ 1 / 400¦ 1 / 400¦ 1 / 400¦ 1 / 400¦ 902정거장 전화설비 지하1층 신설평면도 (3/3)¦ 902정거장 전화설비 지하2층 신설평면도 (1/3)¦ 902정거장 전화설비 지하2층 신설평면도 (2/3)¦ 902정거장 전화설비 지하2층 신설평면도 (3/3)¦ 902정거장 전화설비 지하3층 신설평면도 (1/3)¦ 902정거장 전화설비 지하3층 신설평면도 (2/3)¦ 902정거장 전화설비 지하3층 신설평면도 (3/3)¦ 902정거장 전화설비 지하4층 신설평면도 (1/3)¦ 902정거장 전화설비 지하4층 신설평면도 (2/3)¦ 902정거장 전화설비 지하4층 신설평면도 (3/3)¦ 902정거장 CCTV,TDI,시계설비 지하1층 신설평면도 (3/3)¦ 902정거장 CCTV,TDI,시계설비 지하2층 신설평면도 (1/3)¦ 902정거장 CCTV,TDI,시계설비 지하2층 신설평면도 (2/3)¦ 902정거장 CCTV,TDI,시계설비 지하2층 신설평면도 (3/3)¦ 902정거장 CCTV,TDI,시계설비 지하3층 신설평면도 (1/3)¦ 902정거장 CCTV,TDI,시계설비 지하3층 신설평면도 (2/3)¦ 902정거장 CCTV,TDI,시계설비 지하3층 신설평면도 (3/3)¦ 902정거장 CCTV,TDI,시계설비 지하4층 신설평면도 (1/3)¦ 902정거장 CCTV,TDI,시계설비 지하4층 신설평면도 (2/3)¦ 902정거장 CCTV,TDI,시계설비 지하4층 신설평면도 (3/3)¦ 902정거장 CCTV,TDI,시계설비 지하1층 철거평면도 (3/3)¦ 902정거장 CCTV,TDI,시계설비 지하2층 철거평면도 (1/3)¦ 902정거장 CCTV,TDI,시계설비 지하2층 철거평면도 (2/3)¦ 902정거장 CCTV,TDI,시계설비 지하2층 철거평면도 (3/3)¦ 902정거장 CCTV,TDI,시계설비 지하3층 철거평면도 (1/3)¦ 902정거장 CCTV,TDI,시계설비 지하3층 철거평면도 (2/3)¦ 902정거장 CCTV,TDI,시계설비 지하3층 철거평면도 (3/3)¦ 902정거장 CCTV,TDI,시계설비 지하4층 철거평면도 (1/3)¦ 902정거장 CCTV,TDI,시계설비 지하4층 철거평면도 (2/3)¦ 902정거장 CCTV,TDI,시계설비 지하4층 철거평면도 (3/3)¦ 902정거장 방송설비 지하3층 신설평면도 (1/3)¦ 902정거장 방송설비 지하3층 신설평면도 (2/3)¦ 902정거장 방송설비 지하3층 신설평면도 (3/3)¦ 902정거장 방송설비 지하4층 신설평면도 (1/3)¦ 902정거장 방송설비 지하4층 신설평면도 (2/3)¦ 902정거장 방송설비 지하4층 신설평면도 (3/3)¦ 902정거장 방송설비 지하1층 신설평면도 (1/3)¦ 902정거장 방송설비 지하1층 신설평면도 (2/3)¦ 902정거장 방송설비 지하1층 신설평면도 (3/3)¦ 902정거장 방송설비 지하2층 신설평면도 (1/3)¦ 902정거장 방송설비 지하2층 신설평면도 (2/3)¦ 902정거장 방송설비 지하2층 신설평면도 (3/3)¦ 902정거장 방송설비 CABLE WIRING DIAGRAM¦ 902정거장 AFC SYSTEM DIAGRAM (1/2)¦ 902정거장 AFC SYSTEM DIAGRAM (2/2)¦ 902정거장 AFC CABLE WIRING DIAGRAM (1/2)¦ 902정거장 AFC CABLE WIRING DIAGRAM (2/2) (환승구간)¦ 902정거장 AFC SYSTEM DIAGRAM (1/2) / 철거¦ 902정거장 AFC SYSTEM DIAGRAM (2/2) / 철거¦ 902정거장 AFC CABLE WIRING DIAGRAM (1/2) / 철거¦ 902정거장 AFC CABLE WIRING DIAGRAM (2/2) (환승구간) / 철거¦ 902정거장 전화설비 지하1층 신설평면도 (1/3)¦ T7001034-001¦ T7001034-012¦ T7001034-002¦ T7001034-003¦ T7001034-004¦ T7001034-005¦ T7001034-006¦ T7001034-007¦ T7001034-008¦ T7001034-009¦ T7001034-010¦ T7001034-011¦ T7003034-001¦ T7003034-002¦ T7003034-003¦ T7003034-004¦ T7003034-005¦ T7003034-006¦ T7003034-007¦ T7003034-008¦ T7003034-009¦ T7003034-010¦ T7003034-011¦ T7003034-012¦ 1 / 400¦ 1 / 400¦ 1 / 400¦ 1 / 400¦ 1 / 400¦ 1 / 400¦ 1 / 400¦ 1 / 400¦ 1 / 400¦ 1 / 400¦ 1 / 400¦ 1 / 400¦ 1 / 400¦ 1 / 400¦ T7005034-001¦ T7005034-002¦ T7005034-003¦ T7005034-004¦ T7005034-005¦ T7005034-006¦ T7005034-007¦ T7005034-008¦ T7005034-009¦ T7005034-010¦ T7005034-011¦ T7005034-012¦ T7005034-013¦ T7005034-014¦ T7005034-015¦ T7005034-016¦ T7005034-017¦ T7005034-018¦ T7005034-019¦ T7005034-020¦ T7005034-021¦ T7005034-022¦ T7005034-023¦ T7005034-024¦ 1 / 400¦ 1 / 400¦ 1 / 400¦ 1 / 400¦ 1 / 400¦ 1 / 400¦ 1 / 400¦ 1 / 400¦ 1 / 400¦ 1 / 400¦ 1 / 400¦ 1 / 400¦ 1 / 400¦ 1 / 400¦ 1 / 400¦ 1 / 400¦ 1 / 400¦ 1 / 400¦ 1 / 400¦ 1 / 400¦ 1 / 400¦ 1 / 400¦ 1 / 400¦ 1 / 400¦ T5001034-001¦ T5001034-002¦ T5001034-003¦ 902정거장 AFC설비 지하1층 평면도¦ 902정거장 AFC설비 지하2층 평면도¦ 902정거장 AFC설비 지하3층 평면도¦ NONE¦ NONE¦ NONE¦ T9103066-002¦ 1/100¦ 902정거장 AFC설비 지하1층 장비배치도¦ T9103066-003¦ NONE¦ 902정거장 AFC설비 지하2층 장비배치도¦ T9103066-004¦ NONE¦ 902정거장 AFC설비 지하3층 장비배치도¦ T9103066-005¦ NONE¦ 902정거장 AFC설비 지하1층 장비배치도 / 철거¦ NONE¦ 902정거장 AFC설비 지하2층 장비배치도 / 철거¦ NONE¦ 902정거장 AFC설비 지하3층 장비배치도 / 철거¦ NONE¦ T9103066-006¦ T9103066-007¦ T9103066-008¦ 76¦ 77¦ 78¦ 79¦ 80¦ 81¦ 82¦ 83¦ 84¦ 89¦ 90¦ 92¦ 93¦ 94¦ 96¦ 97¦ 98¦ 100¦ 101¦ 102¦ 104¦ 105¦ 106¦ 108¦ 109¦ 85¦ 86¦ 87¦ 88¦ 91¦ 95¦ 99¦ 103¦ 107¦ 110¦ 111¦ 자시계 외형도¦ T9103038-031¦ 112¦ NONE¦ T¦ 공통¦ 1¦ 0¦ 0¦ 1¦ 0¦ 0¦ 2¦ 0¦ 0¦ 1¦ (공통 상세도)¦ 서울시메트로9호선(주) 대체투자(신호 및 통신설비) 타당성조사, 기본 및 실시설계 용역¦ 실 시 설 계 도 면¦ 2019. 03. ¦ [ 통신 설비-905정거장 ]¦ (주)안세기술 컨소시엄¦ 서울시메트로 9호선(주)¦ 서울시메트로9호선(주) 대체투자(신호 및 통신설비) 타당성조사, 기본 및 실시설계 용역¦ 실 시 설 계 도 면¦ 2019. 03. ¦ [ 통신 설비-902정거장 ]¦ (주)안세기술 컨소시엄¦ 서울시메트로 9호선(주)¦
| 1단계_정거장 - 복사본 | 1단계_정거장 - 복사본 | 041. T7005034-009 916정거장 CCTV,TDI,시계설비 지하3층 철거평면도 (1_2).dwg | P¦ \A1;10,300¦ \A1;4,375¦ \A1;7,500¦ \A1;5,000¦ \A1;5,000¦ \A1;5,000¦ \A1;10,000¦ \A1;7,500¦ \A1;7,500¦ \A1;5,000¦ \A1;10,000¦ \A1;10,000¦ \A1;10,000¦ \A1;5,000¦ \A1;65,000¦ \A1;26,875¦ \A1;7,080¦ \A1;4,950¦ \A1;32,860¦ \A1;7,080¦ \A1;4,950¦ \A1;4,400¦ \A1;4,400¦ MATCH LINE DWG No. "S1-TA-S16-DB-023-0"¦ UP TO 지하2층¦ KEY PLAN¦ X05¦ X03¦ X01¦ X00¦ X-01¦ X-02¦ X-03¦ X-04¦ X-05¦ X-06¦ X-07¦ X-08¦ Y00¦ Y01¦ Y03¦ Y05¦ Y06¦ UP¦ UP¦ PSD기계실 2¦ PSD기계실 1¦ 내부계단 3¦ 배수펌프실¦ 내부엘리베이터 1¦ 내부계단 6¦ 내부엘리베이터 2¦ UP¦ UP¦ ELE-8¦ ELE-7¦ TRAY (600x150)¦ (16) ECX 5C-2Vx1조 (CAMERA)(기존활용)¦ ECX 5C-2Vx1조 (CAMERA)(기존활용)¦ TRAY (600x150)¦ UP TO 지하2층¦ ECX 5C-2Vx1조 (CAMERA)(기존활용)¦ NOTE¦ 1. 광케이블, 전원/접지케이블 (OF-SM-4Core, CV 3C/2.5㎟)¦ 3. 승강장 ANT설치위치: 열차 진행방향 정거장 시종점부에 설치¦ 2. 광케이블, 전원/접지케이블 (OF-SM-8Core, CV 3C/2.5㎟)¦ 본선 TRAY 이용¦ OF-SM-4Cx1조 [공간화상)(철거)¦ F-CV 3C/2.5㎟x1조 (공간화상)(철거)¦ 본선 TRAY 이용¦ OF-SM-4Cx1조 [공간화상)(철거)¦ F-CV 3C/2.5㎟x1조 (공간화상)(철거)¦ vmh¦ vmh¦ (16) ECX 5C-2Vx1조 (CAMERA)(기존활용)¦ (철거)¦ 지하철 916정거장¦ 여의도¦ 샛강¦ 노량진¦ 1/400¦ S = 1 / 400¦ 916정거장 CCTV,TDI,시계설비 지하3층 철거평면도(1/2)¦ 916정거장 CCTV,TDI,시계설비 지하3층¦ 철거평면도(1/2)¦ T¦ 7¦ 0¦ 0¦ 5¦ 0¦ 3¦ 4¦ 0¦ 0¦ 9¦ CCTV(기존동축활용)¦
| 1단계_정거장 - 복사본 | 1단계_정거장 - 복사본 | 044. T9103026-001 911(신목동)역사노드 랙 배치도.dwg | 911(신목동)역사노드 랙 배치도¦ NONE¦ 911(신목동)역사노드 랙 배치도¦ S = NONE¦ OFD 랙¦ MDF 랙 (기설)¦ 기지국장치 랙¦ 역사노드백본 랙¦ 시리얼장치¦ MDF¦ MDF¦ MDF¦ MDF¦ MDF¦ OFD¦ OFD¦ OFD¦ OFD¦ OFD¦ PDP¦ 백본스위치¦ 백본스위치¦ 역사노드백본 랙 ¦ OJCx8¦ 시리얼장치 ¦ 기지국장치 랙 ¦ OFD 랙 ¦ MDF 랙 ¦ GND¦ OJCx4¦ UTP Cat5e 4Px2¦ HFCO 2C/4㎟¦ HFCO 2C/4㎟¦ F-GV 16㎟¦ F-GV 16㎟¦ F-GV 16㎟¦ \pi-15,l20,t20;* 예시도면이며 제조사별 구성도 다를 수 있음.¦ PDP¦ OPDP¦ \pi-15,l20,t20;* 랙 내 접지바에서 장치간 접지 연결.¦ RRU¦ 정류기¦ 911(신목동)역사노드 랙 배치도¦ NONE¦ 911(신목동)역사노드 랙 배치도¦ S = NONE¦ OFD 랙¦ MDF 랙¦ 기지국장치 랙¦ 스위치 랙¦ 역사노드백본 랙¦ 시리얼장치¦ PDP¦ MDF¦ MDF¦ MDF¦ MDF¦ MDF¦ OFD¦ OFD¦ OFD¦ OFD¦ OFD¦ 스위치¦ 스위치¦ 스위치¦ PDP¦ 백본스위치¦ 백본스위치¦ UPS¦ OJCx8¦ 역사노드백본 랙 ¦ 스위치 랙 ¦ 기지국장치 랙 ¦ OFD 랙 ¦ MDF 랙 ¦ GND¦ OJCx8¦ OJCx16¦ OJCx4¦ UTP Cat6 25Px2¦ UTP Cat6 25Px2¦ HFCO 2C/4㎟¦ HFCO 2C/4㎟¦ HFCO 2C/4㎟¦ F-GV 16㎟¦ F-GV 16㎟¦ F-GV 16㎟¦ F-GV 16㎟¦ F-GV 16㎟¦ F-GV 16㎟¦ \pi-15,l20,t20;* 예시도면이며 제조사별 구성도 다를 수 있음.¦ PDP¦ PDOD¦ \pi-15,l20,t20;* 랙 내 접지바에서 장치간 접지 연결.¦ RRU¦ 정류기¦ UPS¦ UTP Cat6 25Px2¦ OPDP¦ RRU 1¦ RRU 2¦ RRU 3¦ RRU 4¦ OJCx4¦ F-GV 16㎟¦ 910¦ 912¦ 911¦ T¦ 9¦ 1¦ 0¦ 3¦ 0¦ 2¦ 6¦ 0¦ 0¦ 1¦ OJCx10¦ OJCx8¦ F-GV 16㎟¦ 정류기¦ DU_A¦ PDP¦ DU_S¦ RRU¦ OPDP¦ OPDP¦ RRU 정류기¦ RRU 축전지¦
| 1단계_정거장 - 복사본 | 1단계_정거장 - 복사본 | 055. T7005034-012 913정거장 CCTV,TDI,시계설비 지하2층 철거평면도 (3_3).dwg | CONSOLE¦ \A1;21,370¦ \A1;6,750¦ \A1;7,800¦ \A1;6,820¦ \A1;88,750¦ \A1;88,750¦ \A1;3,750¦ \A1;7,500¦ \A1;7,500¦ \A1;7,500¦ \A1;7,500¦ \A1;7,500¦ \A1;7,500¦ \A1;7,500¦ \A1;7,500¦ \A1;7,500¦ \A1;7,500¦ \A1;5,000¦ \A1;5,000¦ L¦ L1¦ C/R¦ P¦ MATCH LINE DWG No. "S1-TA-S13-DB-026-0"¦ E¦ TRAY (300x100)¦ ECX 5C-2Vx3조 (CAMERA)(기존활용)¦ UTP Cat.5E 25Px1조 (CONSOLE)¦ UTP Cat.5E 4Px4조 (CONSOLE)¦ G¦ DOWN TO 지하3층¦ OF-MM-12Core(난연)x4조 (TDI)¦ UL 2919-AMESB 24AWG 4Px4조 (TDI)¦ FR-CV 3C/4.0㎟x4조 (TDI POWER)¦ DOWN TO 안전관리실 ACCESS FLOOR¦ UTP Cat.5E 4Px4조 (CONSOLE)¦ UTP Cat.5E 25Px1조 (CONSOLE)¦ C¦ TRAY (300x100)¦ ECX 5C-2Vx4조 (CAMERA)(기존활용)¦ UTP Cat.5E 25Px1조 (CONSOLE)¦ UTP Cat.5E 4Px4조 (CONSOLE)¦ B¦ TRAY (300x100)¦ ECX 5C-2Vx5조 (CAMERA)(기존활용)¦ UTP Cat.5E 25Px1조 (CONSOLE)¦ UTP Cat.5E 4Px4조 (CONSOLE)¦ A¦ TRAY (300x100)¦ ECX 5C-2Vx8조 (CAMERA)(기존활용)¦ UTP Cat.5E 25Px1조 (CONSOLE)¦ UTP Cat.5E 4Px4조 (CONSOLE)¦ F¦ TRAY (600x150)¦ TRAY (600x150)¦ HIV 2.5㎟x2조 (CL POWER)(철거)¦ HIV 2.5㎟x2조 (CL POWER)(철거)¦ HIV 2.5㎟x2조 (CL POWER)(철거)¦ HIV 2.5㎟x2조 (CL POWER)(철거)¦ (16) HIV 2.5㎟x2조 (CL POWER)(철거)¦ KEY PLAN¦ H¦ (16) ECX 5C-2Vx1조 (CAMERA)(기존활용)¦ X31¦ X32¦ X33¦ X34¦ X35¦ X36¦ X37¦ X38¦ X39¦ X40¦ X41¦ X42¦ X43¦ Y00¦ Y02¦ Y05¦ Y07¦ Y01¦ Y03¦ Y06¦ Y04¦ DN¦ OPEN¦ 공조기계실¦ 안전관리실¦ 발매기실¦ 대합실¦ 외부출입구3¦ 외부출입구4¦ 내부계단4¦ 913 정거장¦ STA.14km831.097¦ A¦ (P28:300x300x200)¦ ES-13(1)¦ (28) ECX 5C-2Vx3조 (CAMERA)(기존활용)¦ B¦ AGM-5¦ (P31:200x200x100)¦ ATVM-2¦ (P29:200x200x100)¦ AGM-3¦ C¦ E¦ ES-9¦ (P32:200x200x100)¦ ES-10¦ (P33:200x200x100)¦ (28) ECX 5C-2Vx3조 (CAMERA)(기존활용)¦ (16) ECX 5C-2Vx1조 (CAMERA)(기존활용)¦ (16) ECX 5C-2Vx1조 (CAMERA)(기존활용)¦ (16) ECX 5C-2Vx1조 (CAMERA)(기존활용)¦ (16) ECX 5C-2Vx1조 (CAMERA)(기존활용)¦ (16) ECX 5C-2Vx1조 (CAMERA)(기존활용)¦ (16) ECX 5C-2Vx1조 (CAMERA)(기존활용)¦ F¦ (P34:300x300x200)¦ G¦ (P30:200x200x100)¦ AGM-4¦ H¦ UTP Cat.5E 4Px8조 (TDI)¦ ES-13(2)¦ (22) ECX 5C-2Vx2조 (CAMERA)(기존활용)¦ NOTE¦ 1. 광케이블, 전원/접지케이블 (OF-SM-4Core, CV 3C/2.5㎟)¦ 3. 승강장 ANT설치위치: 열차 진행방향 정거장 시종점부에 설치¦ 2. 광케이블, 전원/접지케이블 (OF-SM-8Core, CV 3C/2.5㎟)¦ FR-CV 3C/6.0㎟x1조 (LSE POWER)¦ FR-CV 3C/6.0㎟x1조 (LSE POWER)¦ FR-CV 3C/6.0㎟x1조 (LSE POWER)¦ FR-CV 3C/6.0㎟x1조 (LSE POWER)¦ FR-CV 3C/6.0㎟x1조 (LSE POWER)¦ vmh¦ vmh¦ vmh¦ vmh¦ vmh¦ vmh¦ vmh¦ vmh¦ (28) FR-CV 3C/4.0㎟x1조 (출입구게시기)(철거)¦ (16) UTP Cat 5E 4Px1조 (출입구게시기)(철거)¦ (28) FR-CV 3C/4.0㎟x1조 (출입구게시기)(철거)¦ (16) UTP Cat 5E 4Px1조 (출입구게시기)(철거)¦ (28) FR-CV 3C/4.0㎟x1조 (출입구게시기)(철거)¦ (16) UTP Cat 5E 4Px1조 (출입구게시기)(철거)¦ (28) FR-CV 3C/4.0㎟x1조 (출입구게시기)(철거)¦ (16) UTP Cat 5E 4Px1조 (출입구게시기)(철거)¦ (28) FR-CV 3C/4.0㎟x1조 (출입구게시기)(철거)¦ (16)x2 UTP Cat 5E 4Px2조 (출입구게시기)(철거)¦ FR-CV 3C/4.0㎟x4조 (출입구, 환승게시기)(철거)¦ UTP Cat 5E 4Px7조 (출입구, 환승게시기)(철거)¦ FR-CV 3C/4.0㎟x4조 (출입구, 환승게시기)(철거)¦ UTP Cat 5E 4Px7조 (출입구, 환승게시기)(철거)¦ FR-CV 3C/4.0㎟x4조 (출입구, 환승게시기)(철거)¦ UTP Cat 5E 4Px7조 (출입구, 환승게시기)(철거)¦ FR-CV 3C/4.0㎟x4조 (출입구, 환승게시기)(철거)¦ UTP Cat 5E 4Px7조 (출입구, 환승게시기)(철거)¦ (철거)¦ FR-CV 3C/4.0㎟x5조 (출입구, 환승게시기)(철거)¦ UTP Cat 5E 4Px9조 (출입구, 환승게시기)(철거)¦ TRAY (300x100)¦ UTP Cat.5E 25Px1조 (CONSOLE)¦ UTP Cat.5E 4Px4조 (CONSOLE)¦ FR-CV 3C/6.0㎟x1조 (LSE POWER)¦ I¦ I¦ I¦ (16) UTP Cat.5E 4Px2조 (대합실게시기)(철거)¦ (28) FR-CV 3C/4.0㎟x1조 (대합실게시기 POWER)(기존활용)¦ E-1¦ FR-CV 3C/4.0㎟x1조 (대합실게시기 POWER)(기존활용)¦ OF-MM-8Core(난연)x1조 (대합실게시기)(철거)¦ FR-CV 3C/4.0㎟x1조 (대합실게시기 POWER)(기존활용)¦ OF-MM-8Core(난연)x1조 (대합실게시기)(철거)¦ FR-CV 3C/4.0㎟x1조 (대합실게시기 POWER)(기존활용)¦ OF-MM-8Core(난연)x1조 (대합실게시기)(철거)¦ UTP Cat.5E 4Px2조 (대합실게시기)(철거)¦ FR-CV 3C/4.0㎟x2조 (대합실게시기 POWER)(기존활용)¦ OF-MM-8Core(난연)x1조 (대합실게시기)(철거)¦ UTP Cat.5E 4Px4조 (대합실게시기)(철거)¦ FR-CV 3C/4.0㎟x2조 (대합실게시기 POWER)(기존활용)¦ OF-MM-8Core(난연)x1조 (대합실게시기)(철거)¦ OF-SM-8C(난연)x3조(CAMERA)(신설) ¦ FR-CV 3C/4.0㎟x3조(CAMERA)(신설) ¦ E-1¦ UTP Cat.5E 4Px2조 (대합실게시기)(철거)¦ FR-CV 3C/4.0㎟x2조 (대합실게시기 POWER)(기존활용)¦ OF-MM-8Core(난연)x1조 (대합실게시기)(철거)¦ (철거)¦ (철거)¦ HIV 1.5㎟x4조 (CLOCK)(철거)¦ D¦ (16) HIV 1.5㎟x2조 (CLOCK)(철거)¦ HIV 1.5㎟x4조 (CLOCK)(철거)¦ HIV 1.5㎟x4조 (CLOCK)(철거)¦ (16) HIV 1.5㎟x2조 (CLOCK)(철거)¦ HIV 1.5㎟x2조 (CLOCK)(철거)¦ D¦ (철거)¦ HIV 2.5㎟x2조 (CL POWER)(철거)¦ HIV 1.5㎟x2조 (CLOCK)(철거)¦ 지하철 913정거장¦ 선유도¦ 당산¦ 국회의사당¦ 1/400¦ S = 1 / 400¦ 913정거장 CCTV,TDI,시계설비 지하2층 철거평면도(3/3)¦ 913정거장 CCTV,TDI,시계설비 지하2층¦ 철거평면도(3/3)¦ T¦ 7¦ 0¦ 0¦ 5¦ 0¦ 3¦ 4¦ 0¦ 1¦ 2¦ CCTV(기존동축활용)¦ P¦
| 1단계_정거장 - 복사본 | 1단계_정거장 - 복사본 | 005. T1001026-001 916정거장 CIRCUIT WIRING SYSTEM DIAGRAM_신설.dwg | KT¦ IP¦ G¦ D¦ C/R¦ T¦ 0¦ 0¦ 0¦ 0¦ 0¦ 0¦ 0¦ 0¦ 0¦ 0¦ 신호통신기계실¦ 신호통신기계실¦ 안전관리실¦ 소방외부 무선통신 보조설비¦ 경찰통신설비¦ O/F(SM) FM RADIO¦ POWER DISTRIBUTION¦ O/F(SM)¦ O/F(SM)¦ UPS¦ CCTV¦ 광화상전송장치¦ MATRIX¦ RACK¦ TV 광전송장치¦ 부모시계¦ To: NEXT STATION¦ O/F(SM)¦ O/F(SM)¦ To: KT¦ M/D¦ KT¦ 전력사령¦ 신호사령¦ 방재사령¦ 통신사령¦ FAX¦ Data Line (전력)¦ Data Line¦ Data Line¦ Data Line¦ Data Line (AFC)¦ Data Line (통신)¦ Data Line (방재)¦ Data Line (운전)¦ SMS¦ AGM¦ AAM¦ ATVM¦ IP¦ P.A AMP¦ x2¦ x2¦ x5¦ 지하1층 (대합실) x 15¦ 지하2층 (대합실) x 57¦ 지하3층 (승강장상선) x 16¦ G¦ G¦ G¦ G¦ G¦ 지하3층 (승강장상선) x 2¦ 지하3층 (승강장하선) x 2¦ CCTV¦ CONSOLE¦ 지하2층¦ (복합통신ANT)¦ 무선통신 보조설비¦ HFC-22D-FR¦ HFC-12D-FR¦ 본선터널 (승강장) RFCL-42D-광대역¦ 본선터널 (승강장) RFCL-42D-광대역¦ D¦ POWER LINE¦ INT¦ T¦ T¦ x2¦ x2¦ x11¦ x2¦ x2¦ T¦ x12¦ x2¦ x8 ¦ 인터폰¦ 모장치¦ 배 선 반¦ 공조기계실1¦ 공조기계실2¦ 이동통신기계실¦ Callphone¦ 전기실¦ 기능실복도¦ 발매기실¦ 화장실(남,여)¦ 장애자화장실¦ ELEV, 화장실¦ 용역원대기실¦ 지하2층 (대합실)¦ PSD실 (상선)¦ PSD실 (하선)¦ 편의점¦ 비상전원실¦ 승강장 INT¦ x3¦ 지하3층 (승강장하선) x 16¦ x2¦ 창고¦ 출입통제¦ C/R¦ C/R¦ C/R¦ C/R¦ 운전사령¦ Data Line (신호)¦ Data Line¦ Data Line¦ 소방외부¦ 지하1층¦ (복합통신ANT)¦ 임대상가 (지하2층)¦ 운전취급실¦ T¦ x2¦ x2¦ T¦ x3¦ x2¦ INT¦ x6¦ 본선터널 (승강장) RFCL-42D-광대역¦ 본선터널 (승강장) RFCL-42D-광대역¦ D¦ IP¦ 지하3층 (승강장상선) x 2¦ 지하3층 (승강장하선) x 2¦ 환급기¦ 통신기계실¦ 소방외부 무선통신 보조설비¦ 경찰통신설비¦ O/F(SM) FM RADIO¦ POWER DISTRIBUTION¦ O/F(SM)¦ O/F(SM)¦ UPS¦ CCTV¦ 광화상전송장치¦ MATRIX¦ RACK¦ TV 광전송장치¦ 부모시계¦ To: NEXT STATION¦ O/F(SM)¦ O/F(SM)¦ To: KT¦ M/D¦ FAX¦ P.A AMP¦ 배 선 반¦ 출입통제¦ 통신장치¦ IP MPLS¦ 역사백본¦ 시리얼 ¦ FXO/FXS¦ Ethernet¦ L3 Switch¦ 신설¦ O/F(SM) 인접역¦ O/F(SM) 열차무선 / DU¦ 신설¦ 열차무선 RRU¦ LTE-R¦ EQUIP¦ MULTI¦ COMM¦ FM/DMB¦ 광전송장치¦ C¦ 통신장치¦ IP MPLS¦ 역사백본¦ 시리얼 ¦ FXO/FXS¦ Ethernet¦ L3 Switch¦ 신설¦ O/F(SM) 인접역¦ EQUIP¦ MULTI¦ COMM¦ FM/DMB¦ 광전송장치¦ 신설¦ 열차무선 RRU¦ LTE-R¦ O/F(SM) 열차무선 / DU¦ O/F(SM) 인접역¦ OF-SM-8C(난연),FR-CV 3c/4.0㎟¦ UTP Cat. 5E4P¦ 승강장모니터(상선)¦ UTP Cat. 5E4P¦ OF-SM-8C(난연),FR-CV 3c/4.0㎟¦ 승강장모니터(하선)¦ OF-SM-8C(난연),FR-CV 3c/4.0㎟¦ OF-SM-8C(난연),FR-CV 3c/4.0㎟¦ 916정거장 CIRCUIT WIRING SYSTEM DIAGRAM / 신설¦ 916정거장 CIRCUIT WIRING SYSTEM DIAGRAM / 신설¦ S = NONE¦ NONE¦ 여의도¦ 샛강¦ 노량진¦ T¦ 1¦ 0¦ 0¦ 1¦ 0¦ 2¦ 6¦ 0¦ 0¦ 1¦
| 1단계_정거장 - 복사본 | 1단계_정거장 - 복사본 | 046. T9103066-001 918정거장 통신기계실 기기배치도 및 바닥 TRAY 설치도.dwg | \A1;500¦ \A1;700¦ \A1;701¦ \A1;4,961¦ \A1;7,625¦ \A1;3,677¦ \A1;5,285¦ \A1;1,600¦ \A1;2,489¦ \A1;731¦ \A1;3,665¦ \A1;532¦ \A1;532¦ \A1;139¦ \A1;287¦ \A1;500¦ \A1;1,200¦ \A1;1,300¦ \A1;600¦ \A1;851¦ \A1;1,300¦ TRAY 설치도¦ 906정거장 통신기계실 기기배치도 및 바닥¦ -¦ T¦ 0¦ 0¦ 0¦ 0¦ 0¦ 0¦ 0¦ 0¦ 0¦ 0¦ \A1;1,200¦ : 철거¦ OFD 랙¦ 기지국¦ 역사노드¦ 스위치 ¦ MDF 랙¦ 장치 랙¦ 백본 랙¦ 랙¦ OFD 랙¦ 기지국장치 랙¦ 역사노드백본 랙¦ 스위치 랙¦ MDF 랙¦ 통신기계실¦ UP¦ X01¦ X02¦ Y00¦ Y-01¦ UPS¦ ATS&AVR&DIST¦ BATT¦ MDF¦ ADM¦ MUX¦ CLOCK¦ CCTV¦ CCTV¦ PA¦ PA¦ 복합¦ 통신¦ 전송¦ 대열차¦ (기지국)¦ 기지국용¦ (광주¦ 정류기 ¦ BS¦ MOR¦ 중계기)¦ 장 비 명¦ 전송장비(ADM+MUX) ¦ 배선반(MDF)¦ 화상설비(CCTV) ¦ 방송설비(PA)¦ 전기시계설비(CLOCK) ¦ 종합무선 중계설비(복합통신)¦ 열차무선설비(BS)-기지국 ¦ 장 비 명¦ 규 격 (W x D x H)¦ 규 격 (W x D x H)¦ 1,272 x 500 x 2200¦ 600 x 300 x 2200¦ 701.5 x 750 x 2200¦ 575 x 600 x 1920¦ 600 x 750 x 1800¦ 570 x 650 x 1913¦ 600 x 600 x 1,930¦ 열차무선설비(SOR)-기지국용 정류기 랙 ¦ 열차무선설비(MOR)-광주중계기¦ 600 x 700 x 1,800¦ 600 x 750 x 1800¦ 냉난방기 (기계설비)¦ 1,100 x 500¦ UPS(20KVA)¦ 800 x 950 x 1800¦ ATS&AVR&DIST¦ BATTERY¦ 1000 x 950 x 1800¦ 2700 x 950 x 1800¦ Equipment Schedule¦ 대열차공간화상설비(지상)¦ 600 x 750 x 2200¦ MIS 역장치¦ 600 x 800 x 2200¦ 행선안내¦ 1200x750x1000¦ 설비자동제어반¦ 화재탐지반¦ 조명제어반¦ CCTV 및 통신종합집중관리반¦ PSD 제어반¦ SMS¦ PRINTER¦ 종합집중관리 설비 콘솔1¦ 종합집중관리 설비 콘솔2¦ 1000x600x1600¦ 1800x600x1600¦ 600x600x1600¦ 2652x600x1600¦ 800x800x2000¦ 650x800x1000¦ 700x800x750¦ 600x600x1600¦ 600x600x1600¦ G¦ T¦ B¦ DUCT (150x100)¦ \pi49.321;{\C0;접지단자함}¦ L-C¦ 사령¦ 교통¦ 방송¦ 전화¦ 냉난방기¦ 600x600x2200¦ 600x600x2200¦ 600x600x2200¦ OFD 랙¦ 기지국¦ 역사노드¦ 장치 랙¦ 백본 랙¦ OFD 랙¦ 역사노드백본 랙¦ 기지국장치 랙¦ 신설 TRAY (150x100)¦ 918정거장 통신기계실 기기배치도¦ S = 1 / 100¦ 1/100¦ 노량진¦ 노들¦ 중앙대입구¦ TRAY 설치도¦ 918정거장 통신기계실 기기배치도 및 바닥¦ 9¦ 1¦ 0¦ 3¦ 0¦ 6¦ 6¦ 0¦ 0¦ 1¦ T¦ \A1;12,925¦ \A1;8,850¦ \A1;7,500¦
| 1단계_정거장 - 복사본 | 1단계_정거장 - 복사본 | 035. T7005034-003 907정거장 CCTV,TDI,시계설비 지하1층 신설평면도 (3_3).dwg | P¦ \A1;5,000¦ \A1;5,000¦ \A1;5,000¦ \A1;87,500¦ \A1;2,500¦ \A1;2,500¦ \A1;2,500¦ \A1;5,000¦ \A1;5,000¦ \A1;5,000¦ \A1;5,000¦ \A1;5,000¦ \A1;5,000¦ \A1;5,000¦ \A1;5,000¦ \A1;5,000¦ \A1;5,000¦ \A1;5,000¦ \A1;5,000¦ \A1;5,000¦ \A1;27,800¦ \A1;13,900¦ \A1;13,900¦ L¦ L1¦ TRAY (300x100)¦ UTP CAT.5E 25Px1조 (CONSOLE)¦ UTP CAT.5E 4Px4조 (CONSOLE)¦ FR-CV 3C/6.0㎟x1조 (LSE POWER)¦ UTP Cat.5E 4Px2조 (CL POWER)(신설)¦ F-CV 3C/2.5㎟x1조 (공간화상)(기존활용)¦ OF- SM-4Cx1조 (공간화상)(기존활용)¦ UTP Cat.5E4Px15조 (CAMERA)(신설)¦ OF-SM-8C(난연)x10조(신설) ¦ FR-CV 3C/4.0㎟x10조(신설) ¦ OF-SM-8C(난연)x2조(승강장모니터)(신설) ¦ FR-CV 3C/4.0㎟x2조(승강장모니터)(신설) ¦ C/R¦ E/V¦ E/V¦ MATCH LINE DWG No. "S1-TA-S07-DB-020-0"¦ MATCH LINE¦ MATCH LINE¦ A¦ B¦ C¦ H¦ D¦ G¦ J¦ KEY PLAN¦ F¦ X31¦ X32¦ X33¦ X30¦ X35¦ X36¦ X37¦ X38¦ X39¦ X40¦ X41¦ X42¦ X44¦ X45¦ X46¦ X47¦ X43¦ X48¦ X34¦ Y00¦ Y01¦ Y02¦ 발매기실¦ 편 의 점 ¦ 대 합 실¦ DN¦ DN¦ DN¦ DN ¦ DN¦ UP¦ UP¦ UP¦ UP¦ UP¦ UP¦ UP¦ UP¦ UP¦ UP¦ UP¦ UP¦ UP¦ UP¦ 외부출입구¦ 외부출입구¦ 내부계단¦ 화 장 실¦ 내부계단¦ 외부출입구¦ 외부출입구¦ UP¦ UP¦ UP¦ 외부출입구¦ 외부출입구¦ 외부출입구¦ 외부출입구¦ MATCH LINE¦ MATCH LINE¦ (P12:200x200x100)¦ (P11:200x200x100)¦ (P13:200x200x100)¦ (P14:200x200x100)¦ (P16:200x200x100)¦ (P23:200x200x100)¦ (P24:200x200x100)¦ (P20:200x200x100)¦ (P21:200x200x100)¦ (P22:200x200x100)¦ (P27:200x200x100)¦ ES-5¦ ES-6¦ ELE-2¦ ELE-1¦ ES-7¦ ES-8¦ AGM-3¦ T-1¦ ELE-5¦ C-2¦ ATVM-2¦ ELE-3¦ ES-12¦ ES-9¦ ES-10¦ ES-14¦ ES-13¦ ES-11¦ 지상E/L¦ ELE-4¦ 지상E/L¦ ELE-6¦ A¦ B¦ D¦ I¦ B¦ (P26:200x200x100)¦ (P25:200x200x100)¦ H¦ (P28:200x200x100)¦ AGM-4¦ F¦ C¦ UP TO 지상 E/L¦ G¦ vmh¦ vmh¦ vmh¦ vmh¦ vmh¦ vmh¦ vmh¦ vmh¦ vmh¦ vmh¦ vmh¦ vmh¦ vmh¦ vmh¦ vmh¦ vmh¦ vmh¦ vmh¦ vmh¦ vmh¦ NOTE¦ 1. 광케이블, 전원/접지케이블 (OF-SM-4Core, CV 3C/2.5㎟)¦ 3. 승강장 ANT설치위치: 열차 진행방향 정거장 시종점부에 설치¦ 2. 광케이블, 전원/접지케이블 (OF-SM-8Core, CV 3C/2.5㎟)¦ I¦ J¦ J¦ J¦ J¦ J¦ J¦ J¦ J¦ J¦ J¦ J¦ K¦ K¦ 임대상가2¦ 임대상가1¦ L¦ M¦ L¦ M¦ 임대상가3¦ TRAY (300x100)¦ TRAY (300x100)¦ UP TO 지상 E/L¦ DOWN TO 지하 1층 E/L¦ DOWN TO 지상 E/L¦ TRAY (300x100)¦ (16) FR-CV 3C/4.0㎟x1조 (CA POWER)¦ TRAY (300x100)¦ TRAY (300x100)¦ TRAY (300x100)¦ o¦ o¦ OF-SM-8C(난연)x15조(CAMERA) ¦ FR-CV 3C/4.0㎟x15조(CAMERA) ¦ (16) OF-SM-8C(난연)x1조(CAMERA) ¦ (16) FR-CV 3C/4.0㎟x1조(CAMERA) ¦ OF-SM-8C(난연)x21조(CAMERA) ¦ FR-CV 3C/4.0㎟x21조(CAMERA) ¦ OF-SM-8C(난연)x17조(CAMERA) ¦ FR-CV 3C/4.0㎟x17조(CAMERA) ¦ 스피드돔¦ (28) OF-SM-8C(난연)x1조(CAMERA) ¦ (28) FR-CV 3C/4.0㎟x1조(CAMERA) ¦ (28) OF-SM-8C(난연)x3조(CAMERA) ¦ (28) FR-CV 3C/4.0㎟x3조(CAMERA) ¦ (16) OF-SM-8C(난연)x1조(CAMERA) ¦ (16) FR-CV 3C/4.0㎟x1조(CAMERA) ¦ (16) OF-SM-8C(난연)x1조(CAMERA) ¦ (16) FR-CV 3C/4.0㎟x1조(CAMERA) ¦ (16) OF-SM-8C(난연)x1조(CAMERA) ¦ (16) FR-CV 3C/4.0㎟x1조(CAMERA) ¦ (28) OF-SM-8C(난연)x2조(CAMERA) ¦ (28) FR-CV 3C/4.0㎟x2조(CAMERA) ¦ (16) OF-SM-8C(난연)x1조(CAMERA) ¦ (16) FR-CV 3C/4.0㎟x1조(CAMERA) ¦ (16) OF-SM-8C(난연)x1조(CAMERA) ¦ (16) FR-CV 3C/4.0㎟x1조(CAMERA) ¦ (16) OF-SM-8C(난연)x1조(CAMERA) ¦ (16) FR-CV 3C/4.0㎟x1조(CAMERA) ¦ (28) OF-SM-8C(난연)x2조(CAMERA) ¦ (28) FR-CV 3C/4.0㎟x2조(CAMERA) ¦ (28) OF-SM-8C(난연)x2조(CAMERA) ¦ (28) FR-CV 3C/4.0㎟x2조(CAMERA) ¦ (16) OF-SM-8C(난연)x1조(CAMERA) ¦ (16) FR-CV 3C/4.0㎟x1조(CAMERA) ¦ OF-SM-8C(난연)x14조(CAMERA) ¦ FR-CV 3C/4.0㎟x14조(CAMERA) ¦ OF-SM-8C(난연)x13조(신설) ¦ FR-CV 3C/4.0㎟x13조(신설) ¦ (28) OF-SM-8C(난연)x2조(신설) ¦ (28) FR-CV 3C/4.0㎟x2조(신설) ¦ (16) OF-SM-8C(난연)x1조(CAMERA) ¦ (16) FR-CV 3C/4.0㎟x1조(CAMERA) ¦ (16) OF-SM-8C(난연)x2조(CAMERA) ¦ (16) FR-CV 3C/4.0㎟x2조(CAMERA) ¦ OF-SM-8C(난연)x4조(CAMERA) ¦ FR-CV 3C/4.0㎟x4조(CAMERA) ¦ (16) OF-SM-8C(난연)x1조(CAMERA) ¦ (16) FR-CV 3C/4.0㎟x1조(CAMERA) ¦ (36) OF-SM-8C(난연)x4조(CAMERA) ¦ (36) FR-CV 3C/4.0㎟x4조(CAMERA) ¦ (28) OF-SM-8C(난연)x3조(CAMERA) ¦ (28) FR-CV 3C/4.0㎟x3조(CAMERA) ¦ (16) OF-SM-8C(난연)x1조(CAMERA) ¦ (16) FR-CV 3C/4.0㎟x1조(CAMERA) ¦ (28) FR-CV 3C/4.0㎟x2조 (대합실게시기 POWER)(기존활용)¦ (16) OF-SM-8Core(난연)x1조(대합실게시기)(신설)¦ FR-CV 3C/4.0㎟x3조 (대합실게시기 POWER)(기존활용)¦ OF-SM-8Core(난연)x1조(대합실게시기)(신설)¦ (28) FR-CV 3C/4.0㎟x1조 (대합실게시기 POWER)(기존활용)¦ (16) OF-SM-8Core(난연)x1조(대합실게시기)(신설)¦ FR-CV 3C/4.0㎟x3조 (대합실게시기 POWER)(기존활용)¦ OF-SM-8Core(난연)x1조(대합실게시기)(신설)¦ FR-CV 3C/4.0㎟x3조 (대합실게시기 POWER)(기존활용)¦ OF-SM-8Core(난연)x4조(대합실게시기)(신설)¦ FR-CV 3C/4.0㎟x1조 (대합실게시기 POWER)(기존활용)¦ OF-SM-8Core(난연)x4조(대합실게시기)(신설)¦ FR-CV 3C/4.0㎟x1조 (대합실게시기 POWER)(기존활용)¦ OF-SM-8Core(난연)x4조(대합실게시기)(신설)¦ 1/400¦ 지하철 907정거장¦ 양천향교¦ 가양¦ 증미¦ S = 1 / 400¦ 907정거장 CCTV,TDI,시계설비 지하1층 신설평면도(3/3)¦ 907정거장 CCTV,TDI,시계설비 지하1층¦ 신설평면도(3/3)¦ T¦ 7¦ 0¦ 0¦ 5¦ 0¦ 3¦ 4¦ 0¦ 0¦ 3¦ CCTV(기존동축활용)¦ P¦
| 1단계_정거장 - 복사본 | 1단계_정거장 - 복사본 | 026. T7003034-002 901정거장 방송설비 지상1층 신설평면도 (2_2).dwg | \A1;25,000¦ \A1;5,000¦ \A1;10,000¦ \A1;10,000¦ \A1;6,000¦ \A1;4,500¦ \A1;12,200¦ \A1;10,000¦ \A1;8,000¦ \A1;8,000¦ \A1;6,980¦ \A1;5,200¦ \A1;26,000¦ \A1;9,060¦ \A1;10,580¦ \A1;6,360¦ \A1;8,000¦ \A1;8,000¦ \A1;8,000¦ \A1;8,000¦ \A1;8,000¦ \A1;8,000¦ \A1;8,000¦ \A1;8,000¦ \A1;8,000¦ \A1;90,200¦ \A1;7,800¦ \A1;3,200¦ \A1;5,000¦ \A1;7,800¦ \A1;3,200¦ \A1;5,000¦ \A1;200¦ \A1;200¦ \A1;4,000¦ \A1;4,000¦ \A1;4,000¦ \A1;4,000¦ \A1;4,000¦ \A1;4,000¦ \A1;4,000¦ \A1;4,000¦ \A1;4,000¦ \A1;4,000¦ \A1;4,000¦ \A1;3,800¦ : (16) HIV 1.5㎟x2조¦ NOTE¦ : (16) HIV 1.5㎟x5조¦ : (16) HIV 1.5㎟x6조¦ : (22) HIV 1.5㎟x7조¦ : (22) HIV 1.5㎟x8조¦ : (22) HIV 1.5㎟x10조¦ : (16) HIV 1.5㎟x4조¦ : (16) HIV 1.5㎟x3조¦ MATCH LINE DWG No. "S1-TA-S01-DB-012-0"¦ KEY PLAN¦ DN¦ UP¦ DN¦ SLOPE¦ Y00¦ Y01¦ Y02¦ Y03¦ Y04¦ X14¦ X15¦ X16¦ X17¦ X18¦ X19¦ X20¦ X21¦ X22¦ X23¦ 정거장¦ 승강장¦ Y01a¦ 승강장¦ UP¦ UP¦ 복 도¦ 비품창고¦ 휴게공간¦ 내부계단 1¦ UP¦ 물탱크실¦ 상부벽체선¦ 지정형 휀스선¦ DN¦ UP¦ UP¦ 내부계단 2¦ 내부E/V¦ VOID¦ 창 고¦ 방범 셔터 설치¦ 부 출입구¦ 상부 캐노피¦ DN¦ Φ-100X100X3.2T¦ 방청/ 조합페인트3회¦ 상부 벽체선¦ X12¦ X13¦ UP¦ UP¦ UP¦ 홀¦ 주 출입구¦ 방범셔터설치¦ 상부 연결통로선¦ 상부 벽체선¦ DN¦ 지정형 휀스선¦ X23¦ X24¦ X25¦ 캐노피형 자전거 보관소(30대)¦ DN¦ DN¦ UP TO 지상2층¦ (16) HIV 1.5㎟x2조 (기능실 SP)¦ (P6:200x200x100)¦ UP TO 지상 2층¦ (16) HIV 1.5㎟x4조 (승강장 SP)¦ (P7:200x200x100)¦ (22) HIV 1.5㎟x8조 (승강장 SP)¦ [OUTLET] ¦ UP TO 통신기계실¦ (16) HIV 1.5㎟x2조 (SP)¦ 임대상가¦ 임대상가¦ 임대상가¦ 임대상가¦ 임대상가¦ 지하철 901정거장¦ 개화¦ 김포공항¦ S = 1 / 400¦ 901정거장 방송설비 지상1층 신설평면도(2/2)¦ 1/400¦ 901정거장 방송설비 지상1층 신설평면도 (2/2)¦ T¦ 7¦ 0¦ 0¦ 3¦ 0¦ 3¦ 4¦ 0¦ 0¦ 2¦ (기설활용)¦ P¦
| 1단계_정거장 - 복사본 | 1단계_정거장 - 복사본 | 028. T7001034-011 903정거장 전화설비 지하2층 철거평면도-1.dwg | KEY PLAN¦ IDF¦ \A1;7,500¦ \A1;4350¦ \A1;4350¦ \A1;7450¦ \A1;23600¦ \A1;7450¦ \A1;5,000¦ \A1;5,000¦ \A1;5,000¦ \A1;5,000¦ \A1;5,000¦ \A1;5,000¦ \A1;7,500¦ \A1;7,500¦ \A1;7,500¦ \A1;7,500¦ \A1;7,500¦ \A1;7,500¦ HUB¦ x3¦ x2¦ UTP 25P¦ (IDF NO.1)¦ (28) UTP Cat.5E 25Px1조 (전기실)¦ (28) UTP Cat.5E 25Px1조 (운영원 대기실) ¦ MATCH LINE DWG No. "S1-TA-S03-DB-012-1.dwg"¦ (P11:400x400x200)¦ (P14:400x400x200)¦ (16) UTP Cat.5E 4Px2조 (운영원대기실) ¦ (36) SPARE (운영원 대기실) ¦ (P12:400x400x200)¦ (36) SPARE (전기실)¦ (36) SPARE (전기실) ¦ (16) UTP Cat.5E 4Px2조 (운영원대기실) ¦ (28) UTP Cat.5E 25Px1조 (전기실) ¦ (16) UTP Cat.5E 4Px1조 (전기실) ¦ (16) UTP Cat.5E 4Px2조 (운영원대기실) ¦ (16) UTP Cat.5E 4Px2조 (TEL)¦ (16) UTP Cat.5E 4Px1조 (MIS) ¦ UTP 25P¦ ¦ (TB NO.8)¦ HUB 8Port¦ (P13:400x400x200)¦ 3. 통신기계실 및 안전관리실 MAIN 분전반은 전기에서 설치한다.¦ 1. 음향유도기 전원은 전기콘센트를 이용한다.¦ NOTE¦ 2. 증폭기전원은 전기콘센트를 이용한다.¦ Y03¦ Y04¦ Y02¦ Y01¦ Y00¦ X12¦ X13¦ X11¦ X10¦ X09¦ X08¦ X07¦ X06¦ X05¦ X04¦ X03¦ X02¦ X01¦ X00¦ 운영원대기실¦ CO2 실¦ 비상 전원실¦ 전 기 실¦ 정 화 조¦ x2¦ (16) OF-MM-4Core(난연)x1조 (전기실)¦ A¦ A¦ (28) OF-MM-4Core(난연)x1조 (전기실)¦ (28) UTP Cat.5E 25Px1조 (운영원 대기실) ¦ (36) SPARE (운영원 대기실)¦ (16) UTP Cat.5E 4Px1조 (전기실) ¦ V1.2¦ V1.2¦ (철거)¦ (철거)¦ (철거)¦ 지하철 903정거장¦ 김포공항¦ 공항시장¦ 신방화¦ 903정거장 전화설비 지하2층 철거평면도(1/2)¦ 1/400¦ S=1/400¦ 903정거장 전화설비 지하2층 철거평면도(1/2)¦ T¦ 7¦ 0¦ 0¦ 1¦ 0¦ 3¦ 4¦ 0¦ 1¦ 1¦ (기설활용)¦ P¦
| 1단계_정거장 - 복사본 | 1단계_정거장 - 복사본 | 011. T1001026-007 906정거장 AFC SYSTEM DIAGRAM.dwg | ATVM¦ ATVM¦ 02¦ 01¦ 통신기계실¦ D/I MUX¦ I/F¦ S/W HUB¦ L-AFC-1-분전반¦ MAIN POWER¦ 접지단자함¦ CONTROL¦ EM.GATE¦ BOX¦ 안전관리실¦ BOX¦ DPC¦ COM¦ INTER¦ COMMS¦ S/W HUB¦ SMS¦ 화재¦ 수신반¦ 통신기계실¦ AAM¦ 01¦ AGM6¦ AGM10¦ AGM8¦ AGM8¦ 01¦ 02¦ 03¦ 04¦ 05¦ AGM8¦ AGM8¦ 06¦ GROUND¦ 접지단자함¦ MAIN¦ 승강장¦ AGM11¦ 07¦ AGM6/12¦ 08¦ 환급기¦ 01¦ 분전반~AAM, AGM, SMS, ATVM, AIM¦ : IN USE¦ 접지반~AAM, AGM, SMS, ATVM¦ EM. GATE¦ MAIN GROUND¦ INTERCOM~ATVM, AAM¦ SMS(S/W HUB)~TOM, AGM, ATVM¦ D/I MUX(ROUTER)~SMS(S/W HUB)¦ NOTE¦ 화재수신반~DPC BOX¦ I/F¦ DPC¦ DPC SW~AGM(DPC)¦ : HFCO 3C/4.0㎟¦ : F-GV 4.0㎟¦ : FR-CV 2C/4.0㎟¦ : F-GV 50㎟¦ : UTP Cat.5E 4P¦ : FTP Cat.5E 4Px1조¦ : FTP Cat.5E 4Px1조¦ : UTP Cat.5E 4P¦ : Interface Unit¦ : Direct Power Control¦ : FR-CVVS 4C/2.5㎟¦ INTERCOM~EM.GATE¦ : UTP Cat.5E 4P¦ AGM10¦ 09¦ 906정거장 AFC SYSTEM DIAGRAM¦ NONE¦ 지하철 906정거장¦ 마곡나루¦ 양천향교¦ 가양¦ 906정거장 AFC SYSTEM DIAGRAM¦ S = NONE¦ T¦ 1¦ 0¦ 0¦ 1¦ 0¦ 2¦ 6¦ 0¦ 0¦ 7¦
| 1단계_정거장 - 복사본 | 1단계_정거장 - 복사본 | 022. T7001034-005 917정거장 전화설비 지하1층 철거평면도 (1_2).dwg | INT¦ AMP¦ 배선반¦ H¦ M¦ IP¦ \A1;7,500¦ \A1;7,500¦ \A1;7,500¦ \A1;7,500¦ \A1;7,500¦ \A1;7,500¦ \A1;7,500¦ \A1;7,500¦ \A1;7,500¦ \A1;7,500¦ \A1;5,500¦ \A1;45,000¦ \A1;7,500¦ \A1;7,500¦ \A1;7,500¦ \A1;7,500¦ \A1;7,500¦ \A1;7,500¦ \A1;80,500¦ \A1;7,070¦ \A1;9,160¦ \A1;9,160¦ \A1;3,300¦ \A1;28,690¦ DN¦ (기설활용)¦ E/V¦ 3. 통신기계실 및 안전관리실 MAIN 분전반은 전기에서 설치한다.¦ (16) UTP Cat.5E 4Px2조 (용역원대기실)¦ (16) 인터폰선 0.6x2Px4조 (INT)¦ B¦ UTP Cat.5E 4Px2조 (편의점)¦ UTP Cat.5E 25Px2조 (안전관리실)¦ TRAY (600x150)¦ DOWN TO 통신기계실 ACCESS FLOOR¦ C¦ UTP Cat.5E 4Px2조 (용역원대기실)¦ UTP Cat.5E 25Px2조 (전기실)¦ UTP Cat.5E 4Px2조 (이동통신기계실)¦ OF-MM-4CORE(난연)x1조 (안전관리실)¦ UTP Cat.5E 25Px2조 (CONSOLE CONTROL, LSE)¦ A¦ (54)x2 SPARE (KT.LINE)¦ UTP Cat.5E 4Px2조 (공조기계실-1)¦ UTP Cat.5E 4Px2조 (공조기계실-2)¦ UTP Cat.5E 4Px3조 (승강장 공중전화)¦ UTP Cat.5E 4Px6조 (대합실 공중전화)¦ UTP Cat.5E 4Px4조 (임대상가1,2)¦ (54)x2 SPARE (KT.LINE)¦ UTP Cat.5E 25Px1조 (CONSOLE CONTROL)¦ 인터폰선 0.6x2Px4조 (INT)¦ UTP Cat.5E 4Px2조 (공조기계실-2)¦ UTP Cat.5E 25Px2조 (안전관리실)¦ OF-MM-4CORE(난연)x1조 (안전관리실)¦ UTP Cat.5E 4Px4조 (임대상가)¦ UTP Cat.5E 4Px3조 (대합실 공중전화)¦ L¦ TRAY (300x100)¦ UTP Cat.5E 4Px2조 (편의점)¦ UTP Cat.5E 4Px3조 (승강장 INT)¦ KEY PLAN¦ X00¦ X01¦ X02¦ X03¦ X04¦ X05¦ X06¦ X07¦ X08¦ X09¦ X10¦ X-01¦ X-02¦ X-03¦ X-04¦ X-05¦ Y04¦ Y02¦ Y00¦ Y01¦ Y03¦ X-06¦ 전 기 실¦ 복 도¦ 119구조대 사무실¦ 용역원대기실¦ CO2실¦ 비상전원실¦ 대 합 실¦ 발매기실 1¦ 편 의 점¦ 공조기계실 1¦ 화장실 3 (FREE)¦ DN¦ DN¦ DN¦ UP¦ UP¦ UP¦ UP¦ UP¦ UP¦ 통신기계실¦ 방범셔터¦ 방범셔터¦ 외부출입구 4¦ 내부계단 4¦ 외부출입구 5¦ 외부출입구 1¦ 내부계단 1¦ 외부출입구 6¦ 외부엘리베이터 2¦ 용역창고¦ DN¦ UP¦ UP¦ UP¦ UP¦ 본선환기실¦ 119구조대 창고¦ 119구조대 복도¦ 119구조대¦ 119구조대¦ 119구조대 침실 3¦ 샤워실 2¦ 샤워실 3¦ 119구조대 샤워실 1¦ 이동통신기계실¦ 119구조대 침실 2¦ 119구조대 침실 1¦ MATCH LINE DWG No. "S1-TA-S17-DB-010-0"¦ 1. 음향유도기 전원은 전기콘센트를 이용한다.¦ NOTE¦ 2. 증폭기전원은 전기콘센트를 이용한다.¦ 지상E/L¦ K¦ UTP Cat.5E 4Px3조 (승강장 공중전화)¦ H¦ TRAY (300x100)¦ UTP Cat.5E 25Px2조 (CONSOLE CONTROL, LSE)¦ 인터폰선 0.6x2Px4조 (INT)¦ UTP Cat.5E 4Px2조 (공조기계실-2)¦ UTP Cat.5E 25Px2조 (안전관리실)¦ OF-MM-4CORE(난연)x1조 (안전관리실)¦ UTP Cat.5E 4Px6조 (대합실 공중전화)¦ I¦ UTP Cat.5E 25Px2조 (CONSOLE CONTROL, LSE)¦ 인터폰선 0.6x2Px4조 (INT)¦ UTP Cat.5E 25Px2조 (전기실)¦ UTP Cat.5E 25Px2조 (안전관리실)¦ OF-MM-4CORE(난연)x1조 (안전관리실)¦ UTP Cat.5E 4Px6조 (대합실 공중전화)¦ E¦ UTP Cat.5E 4Px2조 (편의점)¦ UTP Cat.5E 4Px3조 (승강장 공중전화)¦ UTP Cat.5E 4Px2조 (이동통신기계실)¦ UTP Cat.5E 4Px2조 (공조기계실-1)¦ UTP Cat.5E 4Px2조 (공조기계실-2)¦ (28) UTP Cat.5E 25Px2조 (전기실)¦ F¦ TRAY (300x100)¦ UTP Cat.5E 4Px3조 (승강장 공중전화)¦ D¦ DOWN TO 지하 2층¦ TRAY (900x150)¦ UTP 25P¦ [TB No.1]¦ x2¦ 수공¦ (16) UTP Cat.5E 4Px2조 (용역원대기실)¦ (16) 인터폰선 0.6x2Px4조 (INT)¦ UTP Cat.5E 25Px2조 (CONSOLE CONTROL, LSE)¦ 인터폰선 0.6x2Px8조 (INT)¦ UTP Cat.5E 4Px3조 (승강장 INT)¦ UTP Cat.5E 4Px3조 (승강장 공중전화)¦ TRAY (900x150)¦ DOWN TO 지하 2층¦ (16) 인터폰선 0.6x2Px4조 (INT)¦ DOWN TO CP PANEL¦ (16) 인터폰선 0.6x2Px4조 (INT)¦ (16) UTP Cat.5E 4Px2조 (공조기계실-1)¦ (54)x2 SPARE (KT.LINE)¦ UTP Cat.5E 4Px2조 (공조기계실-2)¦ UTP Cat.5E 25Px2조 (안전관리실)¦ OF-MM-4CORE(난연)x1조 (안전관리실)¦ TRAY (300x100)¦ H¦ L¦ (P8:200x200x100)¦ (P4:200x200x100)¦ (16) 인터폰선 0.6x2Px4조 (INT)¦ x2¦ x2¦ x2¦ x2¦ (700x400x100)¦ (700x400x100)¦ TRAY (300x100)¦ UTP Cat.5E 4Px4조 (임대상가)¦ UTP Cat.5E 4Px2조 (노량진역 역무실)¦ UTP Cat.5E 4Px4조 (임대상가)¦ UTP Cat.5E 4Px2조 (편의점)¦ UTP Cat.5E 4Px2조 (이동통신기계실)¦ UTP Cat.5E 25Px2조 (CONSOLE CONTROL, LSE)¦ 인터폰선 0.6x2Px4조 (INT)¦ UTP Cat.5E 4Px2조 (공조기계실-2)¦ UTP Cat.5E 25Px2조 (안전관리실)¦ OF-MM-4CORE(난연)x1조 (안전관리실)¦ UTP Cat.5E 4Px6조 (대합실 공중전화)¦ G¦ TRAY (300x100)¦ UTP Cat.5E 4Px4조 (임대상가)¦ UTP Cat.5E 4Px2조 (편의점)¦ UTP Cat.5E 4Px2조 (이동통신기계실)¦ UTP Cat.5E 4Px3조 (승강장 공중전화)¦ (P3:200x200x100)¦ A¦ (P6:200x200x100)¦ D¦ C¦ x2¦ x2¦ x2¦ x2¦ (16) UTP Cat.5E 4Px2조 (공조기계실-1)¦ E¦ B¦ (16) UTP Cat.5E 4Px2조 (침실1)¦ Hi-PVC 54mmx4조¦ (16) UTP Cat.5E 4Px2조 (이동통신기계실)¦ G¦ F¦ I¦ UTP Cat.5E 4Px4조 (임대상가)¦ (P5:300x300x200)¦ (16) UTP Cat.5E 4Px2조 (침실2)¦ (36) SPARE (전기실)¦ UTP Cat.5E 4Px3조 (대합실 공중전화)¦ UTP 25P¦ [TB No.2]¦ 공중전화¦ (P9:200x200x100)¦ (54)x2 SPARE (KT.LINE)¦ J¦ KT. MANHOLE ¦ (충신 8-2 직5)¦ UTP Cat.5E 4Px3조 (승강장 INT)¦ UTP Cat.5E 4Px3조 (승강장 INT)¦ UTP Cat.5E 4Px3조 (승강장 INT)¦ UTP Cat.5E 4Px3조 (승강장 INT)¦ 천정형UTP25P-2¦ (16) 인터폰선 0.6x2Px각1조 (콜폰)¦ (28) UTP Cat.5E 25Px1조 (콜폰)¦ (기계분야 인터폰 모장치)¦ 인터폰선 0.6x2Px4조 (INT)¦ (16) UTP Cat.5E 4Px3조 (편의점)¦ (28) UTP Cat.5E 25Px1조 (콜폰)¦ UTP Cat.5E 25Px1조 (콜폰)¦ UTP Cat.5E 25Px1조 (콜폰)¦ UTP Cat.5E 25Px1조 (콜폰)¦ UTP Cat.5E 25Px1조 (콜폰)¦ UTP Cat.5E 25Px1조 (콜폰)¦ UTP Cat.5E 4Px1조 (편의점)¦ (600x600x300)¦ UTP Cat.5E 4Px2조 (119구조대)¦ UTP Cat.5E 4Px6조 (119구조대 침실x3)¦ (22) UTP Cat.5E 4Px4조 (119구조대,침실1)¦ UTP Cat.5E 4Px8조 (119구조대 침실x3)¦ 1.2¦ (22) UTP Cat.5E 4Px4조 (침실2,3)¦ (P7:100x100x100)¦ 3-1~4¦ 3-5~8¦ 4-21~24¦ 4-25~28¦ 4-31~34¦ 4-35~38¦ 4-11~14¦ 4-15~18¦ 4-1~4¦ 4-5~8¦ 3-41~44¦ 3-45~48¦ 3-21~24¦ 3-25~28¦ 3-31~34¦ 3-35~38¦ TB2¦ 32¦ 26¦ 27¦ 29¦ 28¦ 30¦ 31¦ L¦ (22) UTP Cat.5E 4Px3조 (대합실 공중전화)¦ L¦ UTP Cat.5E 25Px2조 (CONSOLE CONTROL, LSE)¦ 인터폰선 0.6x2Px4조 (INT)¦ UTP Cat.5E 4Px2조 (공조기계실-2)¦ UTP Cat.5E 25Px2조 (안전관리실)¦ OF-MM-4CORE(난연)x1조 (안전관리실)¦ UTP Cat.5E 4Px6조 (대합실 공중전화)¦ J¦ UTP Cat.5E 4Px2조 (편의점)¦ TRAY (300x100)¦ UTP Cat.5E 4Px4조 (임대상가)¦ UTP Cat.5E 25Px1조 (콜폰)¦ K¦ (철거)¦ (철거)¦ (철거)¦ (철거)¦ 지하철 917정거장¦ 샛강¦ 노량진¦ 노들¦ 1/400¦ 917정거장 전화설비 지하1층 철거평면도(1/2)¦ S = 1/400¦ 917정거장 전화설비 지하1층 철거평면도(1/2)¦ T¦ 7¦ 0¦ 0¦ 1¦ 0¦ 3¦ 4¦ 0¦ 0¦ 5¦ (기설활용)¦ P¦
| 1단계_정거장 - 복사본 | 1단계_정거장 - 복사본 | 010. T1001026-006 902정거장 종합무선중계,열차무선설비 DIAGRAM.dwg | T¦ 0¦ 0¦ 0¦ 0¦ 0¦ 0¦ 0¦ 0¦ 0¦ 0¦ 기설역사내 종합무선 공중선¦ A¦ B¦ 강¦ 선¦ 널¦ 터¦ &¦ 본¦ 장¦ B3¦ 승¦ 콘솔내 접속단자¦ 안전관리실¦ B1¦ LCX-FR-42D-광대역¦ 대합실¦ LCX-FR-42D-광대역¦ 라디오 송수신제어 ANTENNA¦ UTP CAT.5E 4Px2조¦ 무선호출 및¦ 이동전화 ANT.¦ (예비)¦ 경찰 C3 ANT.¦ (예비)¦ 이동전화 중계기¦ 무선호출 및¦ 경찰 무선중계기¦ HFC-22D-FR¦ From: 934정거장¦ 외부접속 단자함¦ 소방무선통신¦ 통신기계실 (종합무선중계설비)¦ D1¦ 광전변환기¦ 광전송장치¦ 광커플러¦ FM¦ 중계장치2¦ HFC-12D-FR¦ HFC-12D-FR¦ MIXER¦ COMBINER¦ D4¦ HFC-12D-FR¦ 복합통신 ANTENNA¦ 콘솔내 접속단자¦ 역무관리실¦ OF-SM-1Core¦ HFC-12D-FR¦ 제2,3이동통신사업자기계실¦ 열차무선장치 (기지국,TRS)¦ OF-SM-1Core¦ c¦ To: 정거장¦ 복합통신안테나 및 콤바이너 철거전 주파수 대역 ¦ NOTE¦ RFCL-42D-광대역¦ RFCL-42D-광대역¦ To: 936정거장¦ OF-SM-1Core¦ B1¦ 복합통신 ANTENNA¦ 복합통신 ANTENNA¦ 복합통신 ANTENNA¦ 선¦ 터¦ 본¦ 널¦ RFCL-42D-광대역¦ RFCL-42D-광대역¦ B2¦ 전¦ 실¦ 변¦ 기¦ 실¦ 환¦ 합¦ 실¦ 대¦ 기¦ 실¦ 환¦ From: 934정거장¦ D2¦ 광전변환기¦ 광전송장치¦ 광커플러¦ DMB¦ 중계장치2¦ OF-SM-1Core¦ To: 936정거장¦ OF-SM-1Core¦ 타사업분¦ RRU¦ I¦ Q¦ 본선터널¦ 철거¦ 신설¦ FM¦ 중계장치1¦ 2D¦ DMB¦ 중계장치1¦ MIXER¦ COMBINER¦ IP MPLS¦ OF-SM-2Core¦ D3¦ 철거¦ 복합통신ANTENNA 철거 후 설치¦ RFCL-42D-광대역¦ RFCL-42D-광대역¦ RFCL-42D-광대역¦ RFCL-42D-광대역¦ : FM, DMB, TRS, 소방¦ : FM, DMB, TRS, 소방, LTE-R¦ 복합통신안테나 및 콤바이너 철거후 주파수 대역 ¦ LTE-R¦ 교체¦ 무선호출 및¦ 이동전화 ANT.¦ (예비)¦ 경찰 C3 ANT.¦ (예비)¦ 이동전화 중계기¦ 무선호출 및¦ 경찰 무선중계기¦ HFC-22D-FR¦ 외부접속 단자함¦ 소방무선통신¦ 통신기계실 (종합무선중계설비)¦ D¦ 광전변환기¦ 광전송장치¦ 광커플러¦ FM¦ 중계장치¦ HFC-12D-FR¦ HFC-12D-FR¦ MIXER¦ COMBINER¦ COMBINER¦ HFC-12D-FR¦ 합¦ HFC-12D-FR¦ 복합통신 ANTENNA¦ 강¦ 선¦ 널¦ 터¦ &¦ 본¦ 장¦ B2¦ 승¦ 실¦ 콘솔내 접속단자¦ 안전관리실¦ 대¦ B1¦ HFC-12D-FR¦ 복합통신 ANTENNA¦ HFC-12D-FR¦ 이동통신기계실¦ RFCL-42D-광대역¦ RFCL-42D-광대역¦ HFC-12D-FR¦ 복합통신 ANTENNA¦ 열차무선장치¦ NOTE¦ 심 볼¦ 명 칭¦ 역사시공¦ 본선시공¦ 장비사 공급분¦ c¦ From: 908정거장¦ OF-SM-1Core¦ To: 910정거장¦ OF-SM-1Core¦ From: 908정거장¦ OF-SM-1Core¦ RFCL-42D-광대역¦ RFCL-42D-광대역¦ HFC-22D-FR¦ 라디오 송수신제어 ANTENNA¦ UTP CAT.5E 4Px2조¦ UTP CAT.5E 4Px2조¦ 2D¦ 2D¦ 2D¦ 2D¦ 공조기계실¦ 변전실¦ 무선호출 및¦ 이동전화 ANT.¦ (예비)¦ 경찰 C3 ANT.¦ (예비)¦ 이동전화 중계기¦ 무선호출 및¦ 경찰 무선중계기¦ HFC-22D-FR¦ From: 901정거장¦ 외부접속 단자함¦ 소방무선통신¦ 통신기계실 (종합무선중계설비)¦ D1¦ 광전변환기¦ 광전송장치¦ 광커플러¦ FM¦ 중계장치2¦ HFC-12D-FR¦ HFC-12D-FR¦ MIXER¦ COMBINER¦ D4¦ HFC-12D-FR¦ OF-SM-1Core¦ HFC-12D-FR¦ 제2,3이동통신사업자기계실¦ 열차무선장치 (기지국,TRS)¦ OF-SM-1Core¦ c¦ To: 정거장¦ To: 903정거장¦ OF-SM-1Core¦ From: 901정거장¦ D2¦ 광전변환기¦ 광전송장치¦ 광커플러¦ DMB¦ 중계장치2¦ OF-SM-1Core¦ To: 903정거장¦ OF-SM-1Core¦ RRU¦ 철거¦ 신설¦ FM¦ 중계장치1¦ 2D¦ DMB¦ 중계장치1¦ MIXER¦ COMBINER¦ IP MPLS¦ OF-SM-2Core¦ D3¦ 철거후 직결¦ LTE-R¦ 2D¦ A¦ B¦ ~¦ B4¦ HFC-12D¦ B2¦ 합¦ 실¦ 대¦ 합¦ 실¦ 대¦ 대합실¦ LCX-FR-42D-광대역¦ LCX-FR-42D-광대역¦ HFC-12D¦ TRS철거후¦ LTE-R연결¦ 2D¦ 공조기계실-2¦ 공조기계실-1¦ 2D¦ 2D¦ 공조실-2¦ MCC¦ 2D¦ 3D¦ 902정거장 종합무선중계,열차무선설비 DIAGRAM¦ 902정거장 종합무선중계,열차무선설비 DIAGRAM¦ S = NONE¦ NONE¦ 개화¦ 김포공항¦ 공항시장¦ T¦ 1¦ 0¦ 0¦ 1¦ 0¦ 2¦ 6¦ 0¦ 0¦ 6¦ 2D¦ 3D¦ HFC-12D-FR (신설)¦
| 1단계_정거장 - 복사본 | 1단계_정거장 - 복사본 | 013. T1001026-009 918정거장 AFC CABLE WIRING DIAGRAM.dwg | D/I MUX (ROUTER)¦ (통신기계실)¦ 분전반 (전기시설분)¦ (안전관리실)¦ AFC 접지단자함¦ (안전관리실)¦ DPC BOX¦ SMS (S/W HUB)¦ EM GATE¦ CONTROL BOX¦ AGM 11형 (No.1)¦ AGM 12형 (No.2)¦ AGM 6형 (No.3)¦ AGM 8형 (No.5)¦ AGM 8형 (No.6)¦ AGM 10형 (No.8) ¦ ATVM (No.1~2)¦ FTP Cat.5E 4Px1조¦ FTP Cat.5E 4Px1조¦ F-GV 4.0㎟x2조¦ F-GV 4.0㎟x1조¦ FR-CV 2C/4.0㎟x1조¦ FTP Cat.5E 4Px2조¦ FR-CVVS 4C/2.5㎟x1조 (DPC)¦ FR-CV 3C/4.0㎟x2조¦ FR-CV 3C/4.0㎟x1조¦ FR-CV 3C/4.0㎟x1조¦ FR-CV 3C/4.0㎟x1조¦ AAM (No.1)¦ FTP Cat.5E 4Px1조¦ F-GV 4.0㎟x1조¦ FR-CV 3C/4.0㎟x1조¦ (안전관리실)¦ (안전관리실)¦ S/W HUB¦ (발매기실)¦ 분전반 (전기시설분)¦ (발매기실)¦ AFC 접지단자함¦ (발매기실)¦ AGM 6형 (No.9)¦ AGM 8형 (No.10)¦ AGM 8형 (No.11)¦ AGM 8형 (No.13) ¦ AGM 11형 (No.15)¦ AGM 12형 (No.16)¦ ATVM (No.3~4)¦ AAM (No.2)¦ 환급기 (No.2)¦ OF-SM-4Cx1조¦ F-GV 4.0㎟x1조¦ FR-CV 2C/4.0㎟x1조¦ FR-CVVS 4C/2.5㎟x1조 (DPC)¦ FR-CV 3C/4.0㎟x1조¦ FR-CV 3C/4.0㎟x1조¦ FR-CV 3C/4.0㎟x1조¦ FR-CV 3C/4.0㎟x1조¦ FR-CV 3C/4.0㎟x1조¦ FR-CV 3C/4.0㎟x1조¦ FTP Cat.5E 4Px2조¦ FTP Cat.5E 4Px1조¦ UTP Cat.5E 4Px1조¦ F-GV 4.0㎟x1조¦ F-GV 4.0㎟x1조¦ F-GV 4.0㎟x1조¦ F-GV 4.0㎟x1조¦ FR-CV 3C/4.0㎟x1조¦ FTP Cat.5E 4Px1조¦ UTP Cat.5E 4Px1조(INT)¦ AGM 8형 (No.4)¦ AGM 8형 (No.12)¦ FR-CV 3C/4.0㎟x1조¦ FTP Cat.5E 4Px1조¦ 화재수신반¦ 환급기 (No.1)¦ FTP Cat.5E 4Px1조¦ FTP Cat.5E 4Px1조¦ F-GV 4.0㎟x1조¦ F-GV 4.0㎟x1조¦ FR-CV 3C/4.0㎟x1조¦ FR-CV 3C/4.0㎟x1조¦ 통신UPS¦ (통신기계실)¦ 통합교환설비¦ (통신기계실)¦ FTP Cat.5E 4Px1조¦ FTP Cat.5E 4Px1조¦ FTP Cat.5E 4Px1조¦ FTP Cat.5E 4Px1조¦ FTP Cat.5E 4Px1조¦ FTP Cat.5E 4Px1조¦ FTP Cat.5E 4Px1조¦ FTP Cat.5E 4Px1조¦ FTP Cat.5E 4Px1조¦ FTP Cat.5E 4Px1조¦ FTP Cat.5E 4Px1조¦ FTP Cat.5E 4Px1조¦ UTP Cat.5E 4Px1조(INT)¦ UTP Cat.5E 4Px1조(INT)¦ UTP Cat.5E 4Px1조(INT)¦ UTP Cat.5E 4Px1조(INT)¦ UTP Cat.5E 4Px1조(INT)¦ UTP Cat.5E 4Px2조(INT)¦ UTP Cat.5E 4Px2조(INT)¦ AGM 8형 (No.7)¦ AGM 10형 (No.14)¦ FTP Cat.5E 4Px1조¦ FTP Cat.5E 4Px1조¦ FR-CV 3C/4.0㎟x1조¦ FR-CV 3C/4.0㎟x1조¦ 918정거장 AFC CABLE WIRING DIAGRAM¦ 918정거장 AFC CABLE WIRING DIAGRAM¦ S = NONE¦ NONE¦ 지하철 918정거장¦ 노량진¦ 노들¦ 중앙대입구¦ T¦ 1¦ 0¦ 0¦ 1¦ 0¦ 2¦ 6¦ 0¦ 0¦ 8¦
| 1단계_정거장 - 복사본 | 1단계_정거장 - 복사본 | 006. T1001026-002 916정거장 CIRCUIT WIRING SYSTEM DIAGRAM_철거.dwg | KT¦ IP¦ G¦ D¦ C/R¦ T¦ 0¦ 0¦ 0¦ 0¦ 0¦ 0¦ 0¦ 0¦ 0¦ 0¦ 신호통신기계실¦ 신호통신기계실¦ 안전관리실¦ 소방외부 무선통신 보조설비¦ 경찰통신설비¦ O/F(SM) FM RADIO¦ POWER DISTRIBUTION¦ O/F(SM)¦ O/F(SM)¦ FM 광전송장치¦ UPS¦ EQUIP¦ MULTI¦ COMM¦ CCTV¦ 광화상전송장치¦ MATRIX¦ RACK¦ TV 광전송장치¦ 부모시계¦ To: NEXT STATION¦ O/F(SM)¦ O/F(SM)¦ To: KT¦ DATA¦ M/D¦ E¦ Ports¦ T¦ SUB ADM¦ TEL¦ SPCM¦ KT¦ 전력사령¦ 신호사령¦ 방재사령¦ 통신사령¦ FAX¦ Data Line (전력)¦ Data Line¦ Data Line¦ Data Line¦ Data Line (AFC)¦ Data Line (통신)¦ Data Line (방재)¦ Data Line (운전)¦ SMS¦ AGM¦ AAM¦ ATVM¦ IP¦ P.A AMP¦ x2¦ x2¦ x5¦ 지하1층 (대합실) x 15¦ 지하2층 (대합실) x 57¦ 지하3층 (승강장상선) x 16¦ G¦ G¦ G¦ G¦ G¦ 지하3층 (승강장상선) x 2¦ 지하3층 (승강장하선) x 2¦ PAN/TILT x 1¦ 지하1층 (대합실) x 1, 지하2층 (대합실) x 17 , G.L ELEV x 2¦ 지하2층 (기능실) x 2¦ 지하3층 (승강장 상,하선) x 6¦ CCTV¦ CONSOLE¦ 지하2층¦ (복합통신ANT)¦ 무선통신 보조설비¦ HFC-22D-FR¦ HFC-12D-FR¦ 본선터널 (승강장) RFCL-42D-광대역¦ 본선터널 (승강장) RFCL-42D-광대역¦ D¦ POWER LINE¦ INT¦ T¦ T¦ x2¦ x2¦ x11¦ x2¦ L¦ O¦ x2¦ T¦ x12¦ x2¦ x8 ¦ 인터폰¦ 모장치¦ 배 선 반¦ 공조기계실1¦ 공조기계실2¦ 이동통신기계실¦ Callphone¦ 전기실¦ 기능실복도¦ 발매기실¦ 화장실(남,여)¦ 장애자화장실¦ ELEV, 화장실¦ 용역원대기실¦ 지하2층 (대합실)¦ PSD실 (상선)¦ PSD실 (하선)¦ 편의점¦ 비상전원실¦ 승강장 INT¦ x3¦ 지하3층 (승강장하선) x 16¦ x2¦ 창고¦ 출입통제¦ C/R¦ C/R¦ C/R¦ C/R¦ 운전사령¦ Data Line (신호)¦ Data Line¦ 열차무선¦ C¦ O/F(SM) 열차무선¦ Data Line¦ 소방외부¦ E¦ T¦ L¦ O¦ 지하1층¦ (복합통신ANT)¦ 임대상가 (지하2층)¦ 운전취급실¦ T¦ x2¦ x2¦ T¦ x3¦ x2¦ INT¦ x6¦ &¦ (VOICE)¦ FXO/FXS¦ Ethernet Port¦ 본선터널 (승강장) RFCL-42D-광대역¦ 본선터널 (승강장) RFCL-42D-광대역¦ D¦ IP¦ 공간화상 [승강장 차량기지방향] x 2¦ 공간화상 [승강장 강남방향] x 1¦ 지하3층 (승강장상선) x 2¦ 지하3층 (승강장하선) x 2¦ 환급기¦ CCTV¦ 광화상전송장치¦ MATRIX¦ RACK¦ TV 광수신기¦ DATA¦ M/D¦ E¦ Ports¦ T¦ &¦ (VOICE)¦ SUB ADM¦ TEL¦ SPCM¦ 전력사령¦ 통신사령¦ Data Line (전력)¦ Data Line¦ Data Line¦ Data Line¦ Data Line (AFC)¦ Data Line (통신)¦ Data Line (방재)¦ Data Line (운전)¦ P.A AMP¦ L¦ O¦ 배 선 반¦ 출입통제¦ 운전사령¦ E¦ T¦ L¦ O¦ Data Line (신호)¦ FXO/FXS¦ Ethernet Port¦ MULTI¦ COMM¦ EQUIP¦ FM광전송장치¦ 열차무선¦ O/F(SM) FM RADIO, 지상파DMB¦ 소방외부 무선통신 보조설비¦ 소방 무선통신 보조설비¦ 철거¦ 철거¦ 철거¦ 철거¦ 916정거장 CIRCUIT WIRING SYSTEM DIAGRAM / 철거¦ 916정거장 CIRCUIT WIRING SYSTEM DIAGRAM / 철거¦ S = NONE¦ NONE¦ 여의도¦ 샛강¦ 노량진¦ T¦ 1¦ 0¦ 0¦ 1¦ 0¦ 2¦ 6¦ 0¦ 0¦ 2¦
| 1단계_정거장 - 복사본 | 1단계_정거장 - 복사본 | 049. T7009934-004 916정거장 출입통제설비 지하1층 철거 평면도.dwg | \A1;10,000¦ \A1;7,500¦ \A1;7,500¦ \A1;5,000¦ \A1;10,000¦ \A1;10,000¦ \A1;10,000¦ \A1;5,000¦ \A1;65,000¦ \A1;7,080¦ \A1;4,950¦ \A1;32,860¦ \A1;7,080¦ \A1;4,950¦ \A1;4,400¦ \A1;4,400¦ {\C256;vmh}¦ P¦ KEY PLAN¦ X01¦ X00¦ X-01¦ X-02¦ X-03¦ X-04¦ X-05¦ X-06¦ X-07¦ X-08¦ Y00¦ Y01¦ Y03¦ Y05¦ Y06¦ DN¦ DN¦ OPEN¦ 내부계단 1¦ 내부계단 2¦ 통로¦ 장애자용¦ 훨체어리프트¦ 916정거장 출입통제설비 지하1층 철거 평면도¦ 916정거장 출입통제설비 지하1층 철거 평면도¦ S = 1 / 400¦ 1/400¦ 지하철 916정거장¦ 여의도¦ 샛강¦ 노량진¦ T¦ 7¦ 0¦ 0¦ 9¦ 9¦ 3¦ 4¦ 4¦ 0¦ 0¦ \A1;10,300¦
| 1단계_정거장 - 복사본 | 1단계_정거장 - 복사본 | 020. T7001034-002 종합관리 및 복지후생동 구내통신설비 지하1층 신설평면도.dwg | T¦ \A1;7,700¦ \A1;67,100¦ \A1;6,600¦ \A1;6,600¦ \A1;6,600¦ \A1;6,600¦ \A1;6,600¦ \A1;6,600¦ \A1;6,600¦ \A1;6,600¦ \A1;6,600¦ \A1;2,100¦ \A1;10,800¦ \A1;7,500¦ \A1;7,500¦ \A1;27,900¦ \A1;3,200¦ \A1;3,400¦ \A1;3,200¦ \A1;3,400¦ \A1;3,600¦ \A1;3,000¦ \A1;5,700¦ \A1;1,800¦ \A1;2,400¦ \A1;4,000¦ \A1;3,500¦ \A1;3,800¦ \A1;2,000¦ \A1;1,800¦ G.T¦ 장비반입구¦ SUN KEN¦ DECK¦ 조경공간¦ 조경¦ D.A¦ D.A¦ DN¦ UP¦ 장애우¦ 장애우¦ 하부 OPEN¦ 공간¦ P¦ D¦ P¦ D¦ 17인승¦ 17인승¦ 장애우¦ 겸 용¦ X01¦ X02¦ X03¦ X04¦ X05¦ X06¦ X07¦ X08¦ X09¦ X10¦ X11¦ Y01¦ Y02¦ Y04¦ Y05¦ Y06¦ Y03¦ HALL¦ 식당¦ 냉장실¦ 매점¦ 영양사실¦ 침실¦ 화장실(여)¦ 계단실-2¦ 부식창고¦ SLOPE¦ SLOPE¦ D.A¦ 작업창고¦ 주방¦ UP¦ 17인승¦ 샤워실¦ 세척실¦ x2¦ (P4:100x100x100)¦ x2¦ (16) UTP Cat.5E 4Px1조 (CAMERA)(신설)¦ A¦ MAC-1¦ R¦ x2¦ (16) UTP Cat.5E 4Px2조 (출입통제)¦ (16) UTP Cat.5E 4Px2조 (침실)¦ (16) UTP Cat.5E 4Px2조 (주방)¦ (16) UTP Cat.5E 4Px2조 (침실)¦ (22) 5C-HFBTx2조 (TV)¦ (16) F-GV 4.0㎟x1조 (GND)¦ (36) UTP Cat.5E 25Px2조 (식당)¦ (16) F-GV 4.0㎟x1조 (GND)¦ (36) UTP Cat.5E 25Px2조 (전기실)¦ D¦ F¦ G¦ ELEC-1¦ (P3:200x200x100)¦ (16) UTP Cat.5E 4Px1조 (CAMERA)(신설)¦ A¦ DOWN TO 지하2층 기계실¦ TRAY (W:600xH:150)¦ SPIRAL SLEEVE(난연) 28mmx6조¦ OF-SM-8Corex3조 (검사고, 주공장, 중정비쎈타 광S/W HUB)¦ FR-CVVSB 20C/1.5㎟x2조 (검사고, 주공장 방송)¦ MIC-SH 2C/0.75㎟x2조x2 (검사고, 주공장 방송)¦ 10C-HFBTx5조 (검사고, 주공장, 부속동, 901정거장 TV)¦ FR-CVVSB 2C/2.5㎟x2조 (검사고, 주공장 CLOCK)¦ OF-SM-4Corex1조 (열차무선)¦ F/S(J.F) 0.65x100P(50%차폐)x4조 (검사고, 주공장, 중정비쎈타, 901국선)¦ OF-SM-46Corex2조 (본선)¦ F/S(J.F) 0.65x25P(50%차폐)x1조 (본선)¦ F/S(J.F) 0.65x50P(50%차폐)x1조 (모타카고)¦ F/S(J.F) 0.65x25P(50%차폐)x3조 (변전소, 경비실(정문), 경비실(후문))¦ FR-CVVSB 3C/2.5㎟x15조 (부속동 SP)¦ B¦ CABLE TRAY (W:600xH:150)¦ SPIRAL SLEEVE(난연) 28mmx6조¦ OF-SM-8Corex3조 (검사고, 주공장, 중정비쎈타 광S/W HUB)¦ FR-CVVSB 20C/1.5㎟x2조 (검사고, 주공장 방송)¦ MIC-SH 2C/0.75㎟x2조x2 (검사고, 주공장 방송)¦ 10C-HFBTx5조 (검사고, 주공장, 부속동, 901정거장 TV)¦ FR-CVVSB 2C/2.5㎟x2조 (검사고, 주공장 CLOCK)¦ OF-SM-4Corex1조 (열차무선)¦ F/S(J.F) 0.65x100P(50%차폐)x4조 (검사고, 주공장, 중정비쎈타, 901국선)¦ OF-SM-46Corex2조 (본선)¦ F/S(J.F) 0.65x25P(50%차폐)x1조 (본선)¦ F/S(J.F) 0.65x50P(50%차폐)x1조 (모타카고)¦ F/S(J.F) 0.65x25P(50%차폐)x3조 (변전소, 경비실(정문), 경비실(후문))¦ FR-CVVSB 3C/2.5㎟x15조 (부속동 SP)¦ UTP Cat.5E 4Px1조 (CAMERA)(신설)¦ C¦ CABLE TRAY (W:600xH:150)¦ SPIRAL SLEEVE(난연) 28mmx6조¦ OF-SM-8Corex3조 (검사고, 주공장, 중정비쎈타 광S/W HUB)¦ FR-CVVSB 20C/1.5㎟x2조 (검사고, 주공장 방송)¦ MIC-SH 2C/0.75㎟x2조x2 (검사고, 주공장 방송)¦ 10C-HFBTx5조 (검사고, 주공장, 부속동, 901정거장 TV)¦ FR-CVVSB 2C/2.5㎟x2조 (검사고, 주공장 CLOCK)¦ OF-SM-4Corex1조 (열차무선)¦ F/S(J.F) 0.65x100P(50%차폐)x4조 (검사고, 주공장, 중정비쎈타, 901국선)¦ OF-SM-46Corex2조 (본선)¦ F/S(J.F) 0.65x25P(50%차폐)x1조 (본선)¦ F/S(J.F) 0.65x50P(50%차폐)x1조 (모타카고)¦ F/S(J.F) 0.65x25P(50%차폐)x3조 (변전소, 경비실(정문), 경비실(후문))¦ FR-CVVSB 3C/2.5㎟x15조 (부속동 SP)¦ D¦ UTP Cat.5E 4Px2조 (출입통제)¦ UTP Cat.5E 25Px2조 (식당)¦ 5C-HFBTx1조 (TV)¦ HIV 1.5㎟x2조 (CLOCK)¦ F-GV 4.0㎟x1조 (GND)¦ E¦ CABLE TRAY (W:300xH:150)¦ UTP Cat.5E 25Px2조 (식당)¦ 5C-HFBTx1조 (TV)¦ HIV 1.5㎟x2조 (CLOCK)¦ F-GV 4.0㎟x1조 (GND)¦ F¦ UP TO 지상1층 EPS실¦ UTP Cat.5E 25Px1조 (감시실)¦ CABLE TRAY (W:600xH:150)¦ UTP Cat.5E 4Px2조 (출입통제)¦ UTP Cat.5E 25Px2조x2 (전기실, 식당)¦ SPIRAL SLEEVE(난연) 28mmx6조¦ UTP Cat.5E 4Px2조 (CAMERA)(신설)¦ 5C-HFBTx2조 (TV)¦ HIV 1.5㎟x4조 (CLOCK)¦ F-GV 4.0㎟x1조 (GND)¦ OF-SM-8Corex3조 (검사고, 주공장, 중정비쎈타 광S/W HUB)¦ FR-CVVSB 20C/1.5㎟x2조 (검사고, 주공장 방송)¦ MIC-SH 2C/0.75㎟x2조x2 (검사고, 주공장 방송)¦ 10C-HFBTx5조 (검사고, 주공장, 부속동, 901정거장 TV)¦ FR-CVVSB 2C/2.5㎟x2조 (검사고, 주공장 CLOCK)¦ OF-SM-4Corex1조 (열차무선)¦ F/S(J.F) 0.65x100P(50%차폐)x4조 (검사고, 주공장, 중정비쎈타, 901국선)¦ OF-SM-46Corex2조 (본선)¦ F/S(J.F) 0.65x25P(50%차폐)x1조 (본선)¦ F/S(J.F) 0.65x50P(50%차폐)x1조 (모타카고)¦ F/S(J.F) 0.65x25P(50%차폐)x3조 (변전소, 경비실(정문), 경비실(후문))¦ FR-CVVSB 3C/2.5㎟x15조 (부속동 SP)¦ G¦ DOWN TO 지하2층 기계실¦ UTP Cat.5E 25Px1조 (감시실)¦ TRAY (W:600xH:150)¦ HIV 1.5㎟x2조 (CLOCK)¦ 5C-HFBTx1조 (TV)¦ F-GV 4.0㎟x1조 (GND)¦ H¦ CABLE TRAY (W:300xH:150)¦ UTP Cat.5E 4Px4조 (영양사실, 매점)¦ UTP Cat.5E 4Px4조 (주방, 침실)¦ HIV 1.5㎟x2조 (CLOCK)¦ 5C-HFBTx1조 (TV)¦ I¦ CABLE TRAY (W:300)¦ UTP Cat.5E 4Px4조 (영양사실, 매점)¦ HIV 1.5㎟x2조 (CLOCK)¦ 5C-HFBTx1조 (TV)¦ UTP 50P¦ [TB No.3]¦ x2¦ 비상전원실¦ 전기실¦ FR-CVVSB 6C/1.5㎟x2조 (변전소 출입통제)¦ FR-CVVSB 6C/1.5㎟x2조 (변전소 출입통제)¦ FR-CVVSB 6C/1.5㎟x2조 (변전소 출입통제)¦ FR-CVVSB 6C/1.5㎟x2조 (변전소 출입통제)¦ (22) 5C-HFBTx2조 (TV)¦ (P5:300x300x200)¦ FR-CV 2C/4.0㎟x3조 (TV AMP POWER)¦ FR-CV 2C/4.0㎟x3조 (TV AMP POWER)¦ FR-CV 2C/4.0㎟x3조 (TV AMP POWER)¦ FR-CV 2C/4.0㎟x3조 (TV AMP POWER)¦ 인터폰선 0.6x2Px1조 (인터폰)¦ 인터폰선 0.6x2Px1조 (인터폰)¦ H¦ I¦ (16) 5C-HFBTx1조 (TV)¦ (16) UTP Cat.5E 4Px2조 (매점)¦ (16) HIV 1.5㎟x2조 (CLOCK)¦ (16) 5C-HFBTx1조 (TV)¦ (16) UTP Cat.5E 4Px2조 (영양사실)¦ x2¦ C¦ x2¦ UTP 50P¦ [TB No.2]¦ E¦ B¦ (22) 5C-HFBTx2조 (TV)¦ (16) UTP Cat.5E 4Px2조 (영양사실)¦ CABLE TRAY (W:600xH:150)¦ SPIRAL SLEEVE(난연) 28mmx6조¦ OF-SM-8Corex3조 (검사고, 주공장, 중정비쎈타 광S/W HUB)¦ FR-CVVSB 20C/1.5㎟x2조 (검사고, 주공장 방송)¦ MIC-SH 2C/0.75㎟x2조x2 (검사고, 주공장 방송)¦ 10C-HFBTx5조 (검사고, 주공장, 부속동, 901정거장 TV)¦ FR-CVVSB 2C/2.5㎟x2조 (검사고, 주공장 CLOCK)¦ OF-SM-4Corex1조 (열차무선)¦ F/S(J.F) 0.65x100P(50%차폐)x4조 (검사고, 주공장, 중정비쎈타, 901국선)¦ OF-SM-46Corex2조 (본선)¦ F/S(J.F) 0.65x25P(50%차폐)x1조 (본선)¦ F/S(J.F) 0.65x50P(50%차폐)x1조 (모타카고)¦ F/S(J.F) 0.65x25P(50%차폐)x3조 (변전소, 경비실(정문), 경비실(후문))¦ FR-CVVSB 3C/2.5㎟x15조 (부속동 SP)¦ UTP Cat.5E 4Px1조 (CAMERA)(신설)¦ FR-CVVSB 6C/1.5㎟x2조 (변전소 출입통제)¦ FR-CV 2C/4.0㎟x3조 (TV AMP POWER)¦ 1.2¦ 5.10¦ 1.6¦ 3.8¦ 4.9¦ 2.7¦ 스피드돔¦ 스피드돔¦ 종합관리 및 복지후생동 구내통신설비 ¦ 종합관리 및 복지후생동 구내통신설비 지하1층 신설평면도¦ S = 1/300¦ 1/300¦ 차량기지¦ 차량기지¦ 지하1층 신설평면도¦ T¦ 7¦ 0¦ 0¦ 1¦ 0¦ 3¦ 4¦ 0¦ 0¦ 2¦ P¦ C/R¦
| 1단계_정거장 - 복사본 | 1단계_정거장 - 복사본 | 023. T7001034-007 909정거장 전화설비 지하2층 철거평면도 (1_2).dwg | \A1;30,000¦ \A1;64,959¦ \A1;94,959¦ \A1;7,500¦ \A1;7,500¦ \A1;7,500¦ \A1;5,000¦ \A1;5,000¦ \A1;5,000¦ \A1;5,000¦ \A1;5,000¦ \A1;5,000¦ \A1;5,000¦ \A1;5,000¦ \A1;5,000¦ \A1;5,000¦ \A1;5,000¦ \A1;2,460¦ \A1;7,500¦ \A1;7,500¦ \A1;7,900¦ \A1;7,900¦ \A1;28,000¦ \A1;6,100¦ \A1;6,100¦ MATCH LINE DWG No. "S1-TA-C09-DB-012-0"¦ C¦ F¦ (22) UTP Cat.5E 4Px3조 (승강장 공중전화)¦ A¦ (22) UTP Cat.5E 4Px3조 (승강장 공중전화)¦ B¦ (16) UTP Cat.5E 4Px2조 (승강장 INT)¦ (22) UTP Cat.5E 4Px3조 (승강장 공중전화)¦ C¦ (16) UTP Cat.5E 4Px1조 (승강장 INT)¦ (22) UTP Cat.5E 4Px3조 (승강장 공중전화)¦ D¦ (22) UTP Cat.5E 4Px3조 (승강장 공중전화)¦ E¦ (16) UTP Cat.5E 4Px2조 (승강장 INT)¦ (22) UTP Cat.5E 4Px3조 (승강장 공중전화)¦ F¦ (16) UTP Cat.5E 4Px1조 (승강장 INT)¦ 1. 음향유도기 전원은 전기콘센트를 이용한다.¦ NOTE¦ 2. 증폭기전원은 전기콘센트를 이용한다.¦ 3. 통신기계실 및 안전관리실 MAIN 분전반은 전기에서 설치한다.¦ (22) UTP Cat.5E 4Px3조 (승강장 INT)¦ (22) UTP Cat.5E 4Px3조 (승강장 INT)¦ KEY PLAN¦ Y04¦ Y03¦ Y02¦ Y01¦ Y00¦ X00¦ X01¦ X02¦ X03¦ X04¦ X06¦ X08¦ X10¦ X12¦ X14¦ X-01¦ UP¦ UP¦ PSD기계실1¦ 승강장¦ PSD기계실2¦ 승강장¦ 909 정거장¦ STA.10km845.167¦ (P10:300x300x200)¦ (P12:300x300x200)¦ (P18:300x300x200)¦ (P20:300x300x200)¦ (P22:500x500x300)¦ (P14:500x500x300)¦ (P15:500x500x300)¦ (P23:500x500x300)¦ UP TO 지하1층¦ TRAY (900x150)¦ UTP Cat.5E 4Px3조 (승강장 공중전화)¦ UP TO 지하1층¦ TRAY (900x150)¦ UTP Cat.5E 4Px3조 (승강장 공중전화)¦ (16) UTP Cat.5E 4Px1조 (승강장 INT)¦ (16) UTP Cat.5E 4Px1조 (승강장 INT)¦ (16) UTP Cat.5E 4Px1조 (승강장 INT)¦ (16) UTP Cat.5E 4Px1조 (승강장 INT)¦ A¦ D¦ B¦ E¦ (16) 인터폰선 0.6x2Px4조 (INT)¦ DOWN TO CP PANEL¦ (16) 인터폰선 0.6x2Px4조 (INT)¦ DOWN TO CP PANEL¦ A¦ D¦ B¦ E¦ (P19:300x300x200)¦ (P11:300x300x200)¦ UTP Cat.5E 4Px3조 (승강장 INT)¦ (P13:500x500x300)¦ B¦ UTP Cat.5E 4Px3조 (승강장 INT)¦ (P21:500x500x300)¦ E¦ 지하철 909정거장¦ 가양¦ 등촌¦ 염창¦ 1/400¦ 909정거장 전화설비 지하2층 철거평면도(1/2)¦ S = 1/400¦ 909정거장 전화설비 지하2층 철거평면도(1/2)¦ T¦ 7¦ 0¦ 0¦ 1¦ 0¦ 3¦ 4¦ 0¦ 0¦ 7¦ (기설활용)¦ INT¦ P¦
| 1단계_정거장 - 복사본 | 1단계_정거장 - 복사본 | 068. T7009934-005 913정거장 출입통제설비 지하2층 평면도 (3_3).dwg | C/R¦ CONSOLE¦ \A1;21,370¦ \A1;6,750¦ \A1;7,800¦ \A1;6,820¦ \A1;88,750¦ \A1;88,750¦ \A1;3,750¦ \A1;7,500¦ \A1;7,500¦ \A1;7,500¦ \A1;7,500¦ \A1;7,500¦ \A1;7,500¦ \A1;7,500¦ \A1;7,500¦ \A1;7,500¦ \A1;7,500¦ \A1;5,000¦ \A1;5,000¦ L¦ DN¦ OPEN¦ 공조기계실¦ 안전관리실¦ 발매기실¦ 대합실¦ 외부출입구3¦ 외부출입구4¦ 내부계단4¦ 913 정거장¦ STA.14km831.097¦ MATCH LINE DWG No. "S1-TA-S13-DB-026-0"¦ KEY PLAN¦ X31¦ X32¦ X33¦ X34¦ X35¦ X36¦ X37¦ X38¦ X39¦ X40¦ X41¦ X42¦ X43¦ Y00¦ Y02¦ Y05¦ Y07¦ Y01¦ Y03¦ Y06¦ Y04¦ UTP Cat.5E 4Px2조 (출입통제)¦ UTP Cat.5E 4Px2조 (출입통제)¦ 913정거장 출입통제설비 지하2층 평면도 (3/3)¦ 913정거장 출입통제설비 지하2층 평면도 (3/3)¦ S = 1 / 400¦ 1/400¦ 지하철 913정거장¦ 선유도¦ 당산¦ 국회의사당¦ T¦ 7¦ 0¦ 0¦ 9¦ 9¦ 3¦ 4¦ 0¦ 0¦ 5¦ P¦
| 1단계_정거장 - 복사본 | 1단계_정거장 - 복사본 | 019. T1001026-015 915정거장 출입통제설비 CABLE WIRING DIAGRAM.dwg | 통신기계실¦ ELE-1 (대합실)¦ ELE-2 (지상층)¦ ELE-3 (대합실)¦ ELE-5 (대합실)¦ ELE-6 (대합실)¦ ELE-7 (승강장)¦ ELE-8 (승강장)¦ ES-1[1] (외부계단출입구)¦ ES-2 (외부계단출입구)¦ ES-3 (외부계단출입구)¦ ES-4 (외부계단출입구)¦ ES-5 (대합실)¦ ES-6 (대합실)¦ ES-7 (대합실)¦ ES-8 (대합실)¦ ES-9 (대합실)¦ ES-10 (대합실)¦ T-1 (화장실.여)¦ P-1 (승강장)¦ P-2 (승강장)¦ P-3 (승강장)¦ P-4 (승강장)¦ AGM-1 (대합실)¦ AGM-3 (대합실)¦ ATVM-1 (대합실)¦ ATVM-2 (대합실)¦ C-1 (대합실)¦ C-2 (대합실)¦ COMM-1 (통신기계실)¦ ELEC-1 (전기실)¦ ELEC-2 (변전실)¦ 안전관리실¦ 운영원대기실¦ 대합실¦ 발매기실x2¦ C/R¦ UTP Cat.5E 4Px12조 (출입통제)¦ C/R¦ C/R¦ C/R¦ 출입¦ 통제¦ 시스템¦ (ACU)¦ C/R¦ x2¦ AGM-2 (대합실)¦ AGM-4 (대합실)¦ T-2 (화장실.여)¦ ES-1[2] (외부계단출입구)¦ 915정거장 출입통제설비 CABLE WIRING DIAGRAM¦ 915정거장 출입통제설비 CABLE WIRING DIAGRAM¦ S = NONE¦ NONE¦ 지하철 915정거장¦ 국회의사당¦ 여의도¦ 샛강¦ T¦ 1¦ 0¦ 0¦ 1¦ 0¦ 2¦ 6¦ 0¦ 1¦ 5¦
| 1단계_정거장 - 복사본 | 1단계_정거장 - 복사본 | 040. T7009934-001 905정거장 출입통제설비 지하1층 평면도(1_2).dwg | P¦ P¦ ACU¦ CCTV¦ CONSOLE¦ C/R¦ A¦ KEY PLAN¦ \A1;83800¦ \A1;4400¦ \A1;4400¦ \A1;7500¦ \A1;7500¦ \A1;7500¦ \A1;7500¦ \A1;7500¦ \A1;7500¦ \A1;7500¦ \A1;7500¦ \A1;7500¦ \A1;7500¦ \A1;7880¦ \A1;8000¦ \A1;8000¦ \A1;7880¦ \A1;31760¦ \A1;5930¦ \A1;3900¦ \A1;12100¦ \A1;3900¦ \A1;5930¦ L¦ E/V¦ E/V¦ UP¦ UP¦ UP¦ UP¦ UP¦ UP¦ 공조기계실1¦ 대 합 실¦ 운전취급실¦ 비상전원실¦ 화 장 실¦ E/V¦ E/V¦ E/V¦ DN¦ DN¦ DN¦ DN¦ DN¦ DN¦ DN¦ DN¦ UP¦ UP¦ UP¦ UP¦ 편 의 점¦ 발매기실¦ 비상전원실¦ CO2 실¦ 안전관리실¦ 신호통신기계실¦ 용역원대기실¦ (16) UTP Cat.5E 4Px2조 (출입통제)¦ UTP Cat.5E 4Px8조 (출입통제)¦ TRAY (600x150)¦ DOWN TO 통신기계실 ACCESS FLOOR¦ 지상E/L¦ 지상E/L¦ UTP Cat.5E 4Px2조 (출입통제)¦ MATCH LINE DWG No. "S1-TA-S05-DB-018-1.dwg"¦ (16) UTP Cat.5E 4Px2조 (출입통제)¦ X08¦ X09¦ X10¦ X11¦ X12¦ X00¦ X01¦ X02¦ X03¦ X04¦ X05¦ X06¦ X07¦ Y00¦ Y01¦ Y02¦ Y03¦ Y04¦ (16) UTP Cat.5E 4Px2조 (출입통제)¦ UTP Cat.5E 4Px6조 (출입통제)¦ UTP Cat.5E 4Px2조 (출입통제)¦ UTP Cat.5E 4Px8조 (출입통제)¦ UTP Cat.5E 4Px8조 (출입통제)¦ UTP Cat.5E 4Px4조 (출입통제)¦ 905정거장 출입통제설비 지하1층 평면도 (1/2) ¦ 1/400¦ 지하철 905정거장¦ 신방화¦ 마곡나루¦ 양천향교¦ 905정거장 출입통제설비 지하1층 평면도 (1/2) ¦ S = 1/400¦ T¦ 7¦ 0¦ 0¦ 9¦ 9¦ 3¦ 4¦ 0¦ 0¦ 1¦
| 1단계_정거장 - 복사본 | 1단계_정거장 - 복사본 | 028. T7003034-003 906정거장 방송설비 지하2층 신설평면도(1_2).dwg | KEY PLAN¦ \A1;7500¦ \A1;7500¦ \A1;7500¦ \A1;7500¦ \A1;7500¦ \A1;7500¦ \A1;7500¦ \A1;7500¦ \A1;7500¦ \A1;7500¦ \A1;7500¦ \A1;9750¦ \A1;9750¦ \A1;19500¦ \A1;2900¦ \A1;6850¦ \A1;2900¦ \A1;6850¦ S = 1 / 400¦ 903정거장 방송설비 지하1층 신설평면도(2/2)¦ 1/400¦ 904정거장 방송설비 지하1층 신설평면도 (1/2)¦ 0¦ 0¦ 0¦ -¦ 0¦ 0¦ 0¦ 0¦ (기설활용)¦ -¦ T¦ 7¦ 0¦ 0¦ 3¦ 0¦ 3¦ 4¦ 0¦ 1¦ 6¦ MATCH LINE DWG No. "S1-TA-S06-DB-016-1.dwg"¦ X08¦ X09¦ X10¦ X11¦ X02¦ X03¦ X04¦ X05¦ X06¦ X07¦ X01¦ X00¦ : (16) HIV 1.5㎟x6조¦ : (22) HIV 1.5㎟x10조¦ : (22) HIV 1.5㎟x8조¦ : (22) HIV 1.5㎟x7조¦ : (16) HIV 1.5㎟x5조¦ : (16) HIV 1.5㎟x4조¦ : (16) HIV 1.5㎟x3조¦ : (16) HIV 1.5㎟x2조¦ NOTE¦ Y00¦ Y02¦ Y03¦ Y06¦ Y04¦ UP¦ UP¦ UP¦ UP¦ 승 강 장¦ 승 강 장¦ 창 고¦ 이동통신기계실 ¦ 창 고¦ 창 고¦ 벽부형 3W : 2 EA¦ 천정형 5W : 22 EA¦ 지하철 906정거장¦ 마곡나루¦ 양천향교¦ 가양¦ S = 1 / 400¦ 906정거장 방송설비 지하2층 신설평면도(1/2)¦ 1/400¦ 906정거장 방송설비 지하2층 신설평면도 (1/2)¦ (기설활용)¦ T¦ 7¦ 0¦ 0¦ 3¦ 0¦ 3¦ 4¦ 0¦ 0¦ 3¦
| 1단계_정거장 - 복사본 | 1단계_정거장 - 복사본 | 043. T4009934-001 912정거장 종합무선중계설비 지하1층 평면도.dwg | \A1;2,400¦ \A1;30,700¦ \A1;12,950¦ \A1;30,000¦ \A1;7,500¦ \A1;7,500¦ \A1;7,500¦ \A1;165,000¦ \A1;7,500¦ \A1;7,500¦ \A1;7,500¦ \A1;7,500¦ \A1;7,500¦ \A1;7,500¦ \A1;7,500¦ \A1;7,500¦ \A1;7,500¦ \A1;7,500¦ \A1;7,500¦ \A1;7,500¦ \A1;6,000¦ \A1;4,000¦ \A1;7,500¦ \A1;5,000¦ \A1;5,000¦ \A1;5,000¦ \A1;5,000¦ \A1;5,000¦ \A1;5,000¦ \A1;5,000¦ \A1;5,000¦ \A1;5,000¦ \A1;5,000¦ \A1;5,000¦ \A1;20,000¦ \A1;21,750¦ \A1;72,250¦ \A1;41,000¦ \A1;2,400¦ \A1;12,950¦ DN¦ 다¦ 나¦ H¦ M¦ UP¦ -¦ T¦ 0¦ 0¦ 0¦ 0¦ 0¦ 0¦ 0¦ 0¦ 0¦ 0¦ X07¦ X08¦ X09¦ X11¦ X12¦ X15¦ X16¦ X10¦ X13¦ X14¦ X17¦ X20¦ X21¦ X18¦ X19¦ X22¦ X23¦ X24¦ X25¦ X26¦ X27¦ X28¦ X29¦ X30¦ X31¦ X32¦ X33¦ X34¦ X35¦ X36¦ Y00¦ Y02¦ Y03¦ Y06¦ Y04¦ DN¦ UP¦ UP¦ UP¦ UP¦ UP¦ UP¦ ELEV.¦ ELEV.¦ 화장실¦ 대합실¦ 창고¦ 창 고¦ 창 고¦ UP¦ DN¦ DN¦ 창고¦ 912 정거장¦ STA.13km796.097¦ P¦ P¦ (28) HFC-12D-FR (대합실 복합통신)¦ P¦ (28) HFC-12D-FR (대합실 복합통신)¦ (28) HFC-12D-FR (무선통신)¦ (54)x2 SPARE (이동통신기계실)¦ (54) SPARE (경찰통신)¦ DOWN TO 지하 2층¦ (54)x2 SPARE (이동통신기계실)¦ (54) SPARE (경찰통신)¦ HFC-12D-FR (무선통신)¦ ELP 30mm¦ (54)x2 SPARE (이동통신기계실)¦ (54) SPARE (경찰통신)¦ (P3:100x100x100)¦ (P1:400x400x200)¦ (P2:300x300x200)¦ P¦ P¦ (P5:100x100x100)¦ (P4:100x100x100)¦ (28) HFC-12D-FR (무선통신)¦ (28) HFC-12D-FR (무선통신)¦ (28) HFC-12D-FR (무선통신)¦ (300x400x150)¦ (28) HFC-12D-FR (무선통신)¦ HI-PVC 54㎜x3조¦ (54)x2 SPARE (이동통신기계실)¦ (54) SPARE (경찰통신)¦ TO: 환기구¦ 무선통신단자함¦ 수공¦ H¦ M¦ 임대상가1¦ HFC-12D-FR (신설)¦ HFC-12D-FR (신설)¦ HFC-12D-FR (신설)¦ 2D¦ MCC실¦ 기계실¦ 912정거장 열차무선설비 지하1층 평면도¦ 912정거장 열차무선설비 지하1층 평면도¦ S = 1 / 600¦ 1/600¦ 신목동¦ 선유도¦ 당산¦ T¦ 4¦ 0¦ 0¦ 9¦ 9¦ 3¦ 4¦ 0¦ 0¦ 1¦ P¦
| 1단계_정거장 - 복사본 | 1단계_정거장 - 복사본 | 023. T7001034-001 913정거장 전화설비 지하1층 신설평면도 (1_2).dwg | 배선반¦ AMP¦ H¦ M¦ IDF¦ 모장치¦ 토크백¦ IP¦ \A1;11,000¦ \A1;5,500¦ \A1;5,500¦ \A1;7,500¦ \A1;7,500¦ \A1;7,500¦ \A1;7,500¦ \A1;7,500¦ \A1;7,500¦ \A1;7,500¦ \A1;7,500¦ \A1;3,630¦ \A1;85,630¦ \A1;21,370¦ \A1;6,750¦ \A1;7,800¦ \A1;6,820¦ 1. 일반교환기에 수용된 전화기는 IP전화기로 교체한다.¦ NOTE¦ 2. 콜폰, E/L폰, 승강장 비상통화장치도 교체한다.¦ 3. 전화 및 인터폰 구간의 배선배관은 기존활용한다.¦ (28) UTP Cat.5E 4Px8조 (전기,통신,신호작업장)¦ A¦ (28) UTP Cat.5E 4Px8조 (전기,통신,신호작업장)¦ B¦ (22) UTP Cat.5E 4Px4조 (설비,건축/토목작업장)¦ (28) UTP Cat.5E 4Px8조 (사무실)¦ D¦ (16) UTP Cat.5E 4Px1조 (사무실)¦ E¦ (36) UTP Cat.5E 25Px2조 (사무실)¦ (16) 인터폰선 0.6x2Px4조 (INT)¦ G¦ MATCH LINE¦ MATCH LINE DWG No. "S1-TA-S13-DB-010-0"¦ MATCH LINE¦ DOWN TO 신호통신기계실 ACCESS FLOOR¦ H¦ UTP Cat.5E 25Px1조 (임대상가)¦ UTP Cat.5E 4Px4조 (이동통신기계실, 용역원대기실)¦ UTP Cat.5E 4Px2조 (편의점)¦ OF-MM-4Core(난연)x1조 (안전관리실)¦ UTP Cat.5E 25Px2조 (안전관리실)¦ TRAY (900x150)¦ UTP Cat.5E 25Px1조 (지구대사무실)¦ UTP Cat.5E 25Px1조 (전기실)¦ DOWN TO 지하2층¦ UTP Cat.5E 4Px4조 (공조기계실-1,2)¦ I¦ UTP Cat.5E 25Px1조 (임대상가)¦ UTP Cat.5E 4Px2조 (편의점)¦ UTP Cat.5E 4Px2조 (이동통신기계실)¦ TRAY (300x100)¦ UTP Cat.5E 4Px2조 (용역원대기실)¦ J¦ UTP Cat.5E 4Px3조 (대합실공중전화)¦ 인터폰선 0.6x2Px4조 (INT)¦ [TB No.1]¦ (28) UTP Cat.5E 4Px10조 (사무실)¦ C¦ OF-MM-4Core(난연)x1조 (승무대기실(남))¦ UTP Cat.5E 25Px1조 (승무대기실(남))¦ OF-MM-4Core(난연)x1조 (승무대기실(남))¦ UTP Cat.5E 25Px1조 (승무대기실(남))¦ F-CV 2C/4.0㎟x1조 (토크백)¦ F¦ F-GV 4.0㎟x1조 (토크백)¦ UTP Cat.5E 4Px3조 (승강장 공중전화)¦ UTP Cat.5E 4Px3조 (승강장 INT)¦ UTP Cat.5E 25Px2조 (CONSOLE CONTROL, LSE)¦ 1. 음향유도기 전원은 전기콘센트를 이용한다.¦ NOTE¦ 2. 증폭기전원은 전기콘센트를 이용한다.¦ 3. 통신기계실 및 안전관리실 MAIN 분전반은 전기에서 설치한다.¦ 4. 사무실¦ (16) UTP Cat.5E 4Px2조¦ (22) UTP Cat.5E 4Px4조¦ ux2¦ ux4¦ (28) UTP Cat.5E 4Px8조¦ ux8¦ KEY PLAN¦ X01¦ X02¦ X03¦ X04¦ X05¦ X06¦ X07¦ X08¦ X09¦ X10¦ X11¦ X12¦ Y00¦ Y02¦ Y05¦ Y07¦ Y01¦ Y03¦ Y06¦ Y04¦ 2호선 교각¦ UP¦ 신호통신기계실¦ 복 도¦ 사무실¦ 작업장(건축/토목)¦ 창 고¦ 작업장(설비)¦ 작업장(신호)¦ 작업장(통신)¦ 작업장(전기)¦ 창 고¦ 창 고¦ 창 고¦ 창 고¦ 분소 락카룸(남)¦ 분소 샤워실(남)¦ 분소 탈의실(남)¦ 분소 락카룸(여)¦ 분소 샤워실(여)¦ 분소 탈의실(여)¦ 대기실(남)¦ 대기실(여)¦ 외부출입구1¦ 외부엘리베이터1¦ 외부통로1¦ 외부출입구6¦ 외부통로3¦ 외부출입구5¦ (28) UTP Cat.5E 25Px1조 (임대상가)¦ (16) 인터폰선 0.6x2Px4조 (INT)¦ DOWN TO CP PANEL¦ (P1:200x200x100)¦ (P2:100x100x100)¦ (P4:400x400x200)¦ (700x400x100)¦ (700x400x100)¦ 수공¦ (당산 23-3-1 직2)¦ (16) 인터폰선 0.6x2Px4조 (INT)¦ G¦ J¦ (54)x2 SPARE (KT.LINE)¦ H¦ I¦ 지상E/L¦ x2 ¦ (600x600x300)¦ UTP 25P¦ KT MANHOLE ¦ ux4¦ ux2¦ ux4¦ ux2¦ ux4¦ ux2¦ ux4¦ ux2¦ x2¦ ux8¦ (16) UTP Cat.5E 4Px2조 (전기작업장)¦ (22) UTP Cat.5E 4Px5조 (전기,통신작업장)¦ A¦ B¦ C¦ D¦ UTP 50P¦ HUB 32Port¦ [IDF No.1]¦ E¦ UTP Cat.5E 4Px6조 (대기실(남,여))¦ (16) UTP Cat.5E 4Px3조 (대기실(여))¦ F¦ x25¦ x5¦ x8¦ (54)x2 SPARE (KT.LINE)¦ (16) 인터폰선 0.6x2Px4조 (INT)¦ (54)x2 SPARE (KT.LINE)¦ (P3:500x500x300)¦ x3 ¦ OF-MM-12Core(난연)x1조 (분소)¦ (28) OF-MM-12Core(난연)x1조 (분소)¦ UTP Cat.5E 25Px2조 (분소)¦ UTP Cat.5E 4Px1조 (분소)¦ UTP Cat.5E 4Px6조 (대기실(남,여))¦ UTP Cat.5E 25Px1조 (전기실)¦ UTP Cat.5E 4Px4조 (공조기계실-1,2)¦ UTP Cat.5E 25Px1조 (지구대사무실)¦ UTP Cat.5E 25Px2조 (안전관리실)¦ OF-MM-4Core(난연)x1조 (안전관리실)¦ UTP Cat.5E 4Px3조 (대합실공중전화)¦ UTP Cat.5E 4Px3조 (승강장 공중전화)¦ UTP Cat.5E 4Px3조 (승강장 INT)¦ UTP Cat.5E 25Px2조 (CONSOLE CONTROL, LSE)¦ UTP Cat.5E 4Px4조 (대기실(남,여))¦ UTP Cat.5E 4Px2조 (당산역 역무실)¦ UTP Cat.5E 4Px2조 (당산역 역무실)¦ 5-11~14¦ 5-15~18¦ 5-1~4¦ 5-5~8¦ x2¦ x2¦ V34¦ D31¦ V32.33¦ D30¦ V30.31¦ D29¦ V29¦ D28¦ V28¦ D27¦ 1.1¦ 2.2¦ 3.3¦ 4.4¦ 5.6¦ 7.8¦ 9.10¦ 11.12¦ 13.14¦ 15.16¦ 17.18¦ 19.20¦ V25¦ V26.27¦ D26¦ 임대상가1¦ 임대상가2¦ 대합실¦ UTP Cat.5E 25Px2조 (안전관리실)(신설)¦ UTP Cat.5E 25Px2조 (안전관리실)(신설)¦ OF-SM-24Core(난연)x1조 (안전관리실)(신설)¦ OF-SM-24Core(난연)x1조 (안전관리실)(신설)¦ 1. 일반교환기에 수용된 전화기는 안전관리실만 IP전화기로 교체한다.¦ NOTE¦ 2. 콜폰, E/L폰, 승강장 비상통화장치도 교체한다.¦ 3. 전화 및 인터폰 구간의 배선배관은 기존활용한다.¦ 지하철 913정거장¦ 선유도¦ 당산¦ 국회의사당¦ 1/400¦ 913정거장 전화설비 지하1층 신설평면도(1/2)¦ S = 1/400¦ 913정거장 전화설비 지하1층 신설평면도(1/2)¦ T¦ 7¦ 0¦ 0¦ 1¦ 0¦ 3¦ 4¦ 0¦ 0¦ 1¦ (기설활용)¦ INT¦ P¦
| 1단계_정거장 - 복사본 | 1단계_정거장 - 복사본 | 021. T7001034-004 905정거장 전화설비 신설평면도 지하2층(2_2).dwg | KEY PLAN¦ INT¦ \A1;81200¦ \A1;7880¦ \A1;8000¦ \A1;8000¦ \A1;7880¦ \A1;31760¦ \A1;7500¦ \A1;7500¦ \A1;7500¦ \A1;7500¦ \A1;7500¦ \A1;7500¦ \A1;7500¦ \A1;7500¦ \A1;7500¦ \A1;6850¦ \A1;6850¦ 1. 일반교환기에 수용된 전화기는 IP전화기로 교체한다.¦ NOTE¦ 2. 콜폰, E/L폰, 승강장 비상통화장치도 교체한다.¦ 3. 전화 및 인터폰 구간의 배선배관은 기존활용한다.¦ MATCH LINE DWG No. "S1-TA-S05-DB-011-1.dwg"¦ 정차열차¦ UP¦ UP¦ UP¦ UP¦ UP¦ UP¦ UP¦ UP¦ 승 강 장¦ PSD 기계실¦ PSD 기계실¦ 승 강 장¦ 창 고¦ X16¦ X17¦ X18¦ X19¦ X20¦ X21¦ X22¦ X23¦ X12¦ X13¦ X14¦ X15¦ 창 고¦ Y00¦ Y01¦ Y02¦ Y03¦ Y04¦ (16)UTP Cat.5E 4Px2조 (승강장 INT) ¦ (22)UTP Cat.5E 4Px3조 (승강장 공중전화) ¦ UTP Cat.5E 4Px3조 (승강장 INT) ¦ UTP Cat.5E 4Px3조 (승강장 공중전화) ¦ TRAY (600x150)¦ UP TO 지하1층¦ UTP Cat.5E 4Px3조 (승강장 INT) ¦ UTP Cat.5E 4Px3조 (승강장 공중전화) ¦ TRAY (600x150)¦ UP TO 지하1층¦ (16)UTP Cat.5E 4Px1조 (승강장 INT) ¦ (16)UTP Cat.5E 4Px1조 (승강장 INT) ¦ (P25:300x300x200)¦ (P26:600x600x300)¦ (P27:400x400x200)¦ (P28:300x300x200)¦ (P30:400x400x200)¦ (P29:600x600x300)¦ DOWN TO 승강장 PIT¦ (16)UTP Cat.5E 4Px2조 (승강장 INT) ¦ (22)UTP Cat.5E 4Px3조 (승강장 공중전화) ¦ (16)UTP Cat.5E 4Px2조 (승강장 INT) ¦ (22)UTP Cat.5E 4Px3조 (승강장 공중전화) ¦ (16)UTP Cat.5E 4Px2조 (승강장 INT) ¦ (22)UTP Cat.5E 4Px3조 (승강장 공중전화) ¦ 1. 일반교환기에 수용된 전화기는 안전관리실만 IP전화기로 교체한다.¦ NOTE¦ 2. 콜폰, E/L폰, 승강장 비상통화장치도 교체한다.¦ 3. 전화 및 인터폰 구간의 배선배관은 기존활용한다.¦ 지하철 905정거장¦ 신방화¦ 마곡나루¦ 양천향교¦ 1/400¦ 905정거장 전화설비 지하2층 신설평면도 (2/2)¦ S = 1 / 400¦ 905정거장 전화설비 지하1층 신설평면도(2/2)¦ T¦ 7¦ 0¦ 0¦ 1¦ 0¦ 3¦ 4¦ 0¦ 0¦ 4¦ (기설활용)¦ P¦
| 1단계_정거장 - 복사본 | 1단계_정거장 - 복사본 | 018. T7001034-002 909정거장 전화설비 지하1층 신설평면도 (2_2).dwg | IP¦ KT¦ CONSOLE¦ IDF¦ P¦ \A1;500¦ \A1;7,900¦ \A1;28,000¦ \A1;7,600¦ \A1;7,900¦ \A1;6,100¦ \A1;6,100¦ \A1;77,538¦ \A1;30,000¦ \A1;137,537¦ \A1;107,537¦ \A1;30,000¦ \A1;2,537¦ \A1;5,000¦ \A1;5,000¦ \A1;5,000¦ \A1;5,000¦ \A1;5,000¦ \A1;5,000¦ \A1;5,000¦ \A1;5,000¦ \A1;5,000¦ \A1;5,000¦ \A1;5,000¦ \A1;5,000¦ \A1;5,000¦ \A1;7,500¦ \A1;7,500¦ \A1;7,500¦ \A1;7,500¦ \A1;7,500¦ \A1;7,500¦ \A1;7,500¦ \A1;7,500¦ 1. 일반교환기에 수용된 전화기는 IP전화기로 교체한다.¦ NOTE¦ 2. 콜폰, E/L폰, 승강장 비상통화장치도 교체한다.¦ 3. 전화 및 인터폰 구간의 배선배관은 기존활용한다.¦ OF-SM-24Core(난연)x1조 (안전관리실)(신설)¦ 1. 음향유도기 전원은 전기콘센트를 이용한다.¦ NOTE¦ 2. 증폭기전원은 전기콘센트를 이용한다.¦ 3. 통신기계실 및 안전관리실 MAIN 분전반은 전기에서 설치한다.¦ F¦ UTP Cat.5E 25Px2조 (안전관리실)¦ D¦ 인터폰선 0.6x2Px9조 (INT)¦ UTP Cat.5E 25Px2조 (CONSOLE CONTROL, LSE)¦ E¦ (28) 인터폰선 0.6x2Px12조 (INT)¦ UTP Cat.5E 25Px1조 (콜폰)¦ MATCH LINE¦ MATCH LINE¦ TRAY (300x100)¦ C¦ 상세"A"¦ A¦ 정거장환기구(급기)¦ 접지 인출 BOX(STS)¦ 단면 상세(A-A)¦ 정거장 환기구에 설치¦ 접지 인출 BOX(STS):통신분야(4회선)¦ B¦ B¦ 600x400 (통신분야)¦ (TO:접지봉)¦ (16) UTP Cat.5E 4Px1조 (전기실)¦ A¦ (36) SPARE (운영원대기실)¦ (28) UTP Cat.5E 25Px1조 (운영원대기실)¦ MATCH LINE¦ MATCH LINE DWG No. "S1-TA-C09-DB-009-0"¦ (22) UTP Cat.5E 4Px5조 (안전관리실)¦ UTP Cat.5E 25Px2조 (안전관리실)¦ B¦ UTP Cat.5E 4Px4조 (안전관리실)¦ UTP Cat.5E 25Px2조 (CONSOLE CONTROL, LSE)¦ UTP Cat.5E 25Px1조 (전기실)¦ UTP Cat.5E 4Px1조 (전기실)¦ TRAY (300x100)¦ 상세도 "A"참조¦ TRAY (600x150)¦ DOWN TO 안전관리실 ACCESS FLOOR¦ A¦ 70C (접지봉)¦ KEY PLAN¦ Y04¦ Y03¦ Y02¦ Y01¦ Y00¦ X10¦ X12¦ X14¦ X16¦ X18¦ X20¦ X22¦ X24¦ X26¦ X27¦ X28¦ X29¦ X30¦ X31¦ X32¦ X33¦ UP¦ 운영원대기실¦ CO2실¦ 내부계단 3¦ 비상전원실¦ 안전관리실¦ 발매기실 2¦ 변전실¦ 전 기 실¦ 창 고¦ 내부계단 4¦ 909 정거장¦ STA.10km845.167¦ 외부계단 3¦ 공조기계실(PIT)¦ CO2실¦ x2¦ UTP 25P¦ [IDF No.1]¦ UTP 25P¦ [TB No.2]¦ x2¦ UTP 50P¦ [TB No.3]¦ UTP 25P¦ [TB No.4]¦ UTP Cat.5E 25Px2조 (CONSOLE CONTROL, LSE)¦ UTP Cat.5E 25Px1조 (콜폰)¦ UTP Cat.5E 25Px2조 (안전관리실)¦ UTP Cat.5E 25Px1조(운영원대기실)¦ UTP Cat.5E 25Px1조 (전기실)¦ TRAY (300x100)¦ (28) UTP Cat.5E 25Px1조 (전기실)¦ F¦ D¦ E¦ OF-MM-4Core (운영원대기실)¦ (16) UTP Cat.5E 4Px1조 (전기실)¦ (36) SPARE (전기실)¦ HUB 8Port¦ B¦ C¦ x2¦ x2¦ x5¦ (400x400x200)¦ (28) OF-MM-4Core (운영원대기실)¦ UTP Cat.5E 4Px1조 (편의점)¦ UTP Cat.5E 4Px1조 (편의점)¦ UTP Cat.5E 4Px1조 (운영원대기실)¦ UTP Cat.5E 4Px1조 (편의점)¦ UTP Cat.5E 4Px5조 (안전관리실)¦ TRAY (600x150)¦ DOWN TO 지하 2층¦ TRAY (600x150)¦ DOWN TO 지하 2층¦ 접지단자함¦ UP TO 환기실¦ A¦ UTP Cat.5E 25Px2조 (안전관리실)¦ 인터폰선 0.6x2Px9조 (INT)¦ UTP Cat.5E 25Px2조 (CONSOLE CONTROL, LSE)¦ UTP Cat.5E 25Px1조 (콜폰)¦ UTP Cat.5E 4Px1조 (편의점)¦ UTP Cat.5E 4Px5조 (안전관리실)¦ TRAY (300x100)¦ UTP Cat.5E 25Px2조 (안전관리실)¦ 인터폰선 0.6x2Px9조 (INT)¦ UTP Cat.5E 25Px2조 (CONSOLE CONTROL, LSE)¦ UTP Cat.5E 25Px1조 (콜폰)¦ UTP Cat.5E 4Px1조 (편의점)¦ UTP Cat.5E 4Px5조 (안전관리실)¦ TRAY (300x100)¦ UTP Cat.5E 25Px2조 (안전관리실)¦ 인터폰선 0.6x2Px9조 (INT)¦ UTP Cat.5E 25Px2조 (CONSOLE CONTROL, LSE)¦ UTP Cat.5E 25Px1조 (콜폰)¦ UTP Cat.5E 4Px1조 (편의점)¦ UTP Cat.5E 4Px5조 (안전관리실)¦ UTP Cat.5E 25Px1조 (전기실)¦ UTP Cat.5E 4Px1조 (전기실)¦ 인터폰선 0.6x2Px9조 (INT)¦ UTP Cat.5E 25Px1조 (콜폰)¦ 인터폰선 0.6x2Px9조 (INT)¦ MATCH LINE¦ 외부출입구 2¦ V1.2.3.4¦ V1.2¦ D6¦ V1.2¦ D7¦ 음성유도기 6EA¦ G¦ G¦ UTP Cat.5E 25Px2조 (안전관리실)(신설)¦ UTP Cat.5E 25Px2조 (안전관리실)(신설)¦ UTP Cat.5E 25Px2조 (안전관리실)(신설)¦ UTP Cat.5E 25Px2조 (안전관리실)(신설)¦ UTP Cat.5E 25Px2조 (안전관리실)(신설)¦ OF-SM-24Core(난연)x1조 (안전관리실)(신설)¦ OF-SM-24Core(난연)x1조 (안전관리실)(신설)¦ OF-SM-24Core(난연)x1조 (안전관리실)(신설)¦ OF-SM-24Core(난연)x1조 (안전관리실)(신설)¦ 1. 일반교환기에 수용된 전화기는 안전관리실만 IP전화기로 교체한다.¦ NOTE¦ 2. 콜폰, E/L폰, 승강장 비상통화장치도 교체한다.¦ 3. 전화 및 인터폰 구간의 배선배관은 기존활용한다.¦ 지하철 909정거장¦ 가양¦ 등촌¦ 염창¦ 1/400¦ 909정거장 전화설비 지하1층 신설평면도(2/2)¦ S = 1/400¦ 909정거장 전화설비 지하1층 신설평면도(2/2)¦ T¦ 7¦ 0¦ 0¦ 1¦ 0¦ 3¦ 4¦ 0¦ 0¦ 2¦ (기설활용)¦
| 1단계_정거장 - 복사본 | 1단계_정거장 - 복사본 | 040. T7005034-008 916정거장 CCTV,TDI,시계설비 지하2층 철거평면도 (2_2).dwg | {\C256;vmh}¦ ACU¦ CCTV¦ \A1;7,080¦ \A1;4,950¦ \A1;32,860¦ \A1;7,080¦ \A1;4,950¦ \A1;4,400¦ \A1;4,400¦ \A1;7,500¦ \A1;5,000¦ \A1;5,000¦ \A1;5,000¦ \A1;5,000¦ \A1;5,000¦ \A1;5,000¦ \A1;5,000¦ \A1;5,000¦ \A1;5,000¦ \A1;5,000¦ \A1;5,000¦ \A1;5,000¦ \A1;5,000¦ \A1;5,000¦ \A1;5,000¦ \A1;5,000¦ \A1;5,000¦ \A1;5,000¦ \A1;8,750¦ \A1;8,750¦ \A1;8,750¦ \A1;4,375¦ \A1;128,125¦ P¦ C/R¦ A¦ TRAY (300x100)¦ ECX 5C-2Vx21조 (CAMERA)(기존활용)¦ UTP Cat.5E 25Px1조 (CONSOLE)¦ UTP Cat.5E 4Px4조 (CONSOLE)¦ HIV 2.5㎟x2조 (CL POWER)(철거)¦ UTP Cat.5E 4Px8조 (TDI)¦ FR-CV 3C/4.0㎟x4조 (TDI POWER)¦ UL 2919-AMESB 24AWG 4Px4조 (TDI)¦ B¦ TRAY (900x150)¦ ECX 5C-2Vx1조 (CAMERA)(기존활용)¦ DOWN TO 지하3층¦ C¦ ECX 5C-2Vx1조 (CAMERA)(기존활용)¦ UTP Cat.5E 25Px1조 (CONSOLE)¦ UTP Cat.5E 4Px4조 (CONSOLE)¦ E¦ UTP Cat.5E 4Px2조 (TDI)¦ FR-CV 3C/4.0㎟x1조 (TDI POWER)¦ UL 2919-AMESB 24AWG 4Px1조 (TDI)¦ F¦ UTP Cat.5E 4Px2조 (TDI)¦ FR-CV 3C/4.0㎟x1조 (TDI POWER)¦ UL 2919-AMESB 24AWG 4Px1조 (TDI)¦ TRAY (600x150)¦ DOWN TO 지하3층¦ UTP Cat.5E 25Px1조 (CONSOLE)¦ H¦ TRAY (300x100)¦ ECX 5C-2Vx26조 (CAMERA)(기존활용)¦ UTP Cat.5E 25Px1조 (CONSOLE)¦ UTP Cat.5E 4Px4조 (CONSOLE)¦ HIV 2.5㎟x2조 (CL POWER)(철거)¦ UTP Cat.5E 25Px1조 (CONSOLE)¦ K¦ TRAY (300x100)¦ ECX 5C-2Vx28조 (CAMERA)(기존활용)¦ UTP Cat.5E 25Px1조 (CONSOLE)¦ UTP Cat.5E 4Px4조 (CONSOLE)¦ HIV 2.5㎟x2조 (CL POWER)(철거)¦ M¦ ECX 5C-2Vx29조 (CAMERA)(기존활용)¦ UTP Cat.5E 25Px1조 (CONSOLE)¦ UTP Cat.5E 4Px4조 (CONSOLE)¦ HIV 2.5㎟x2조 (CL POWER)(철거)¦ TRAY (600x150)¦ DOWN TO 통신기계실 ACCESS FLOOR¦ L¦ ECX 5C-2Vx1조 (CAMERA)(기존활용)¦ TRAY (900x150)¦ DOWN TO 지하3층¦ TRAY (300x100)¦ TRAY (300x100)¦ MATCH LINE DWG No. "S1-TA-S16-DB-020-0"¦ D¦ TRAY (300x100)¦ ECX 5C-2Vx23조 (CAMERA)(기존활용)¦ HIV 2.5㎟x2조 (CL POWER)(철거)¦ G¦ TRAY (300x100)¦ ECX 5C-2Vx25조 (CAMERA)(기존활용)¦ UTP Cat.5E 4Px4조 (CONSOLE)¦ HIV 2.5㎟x2조 (CL POWER)(철거)¦ I¦ TRAY (300x100)¦ ECX 5C-2Vx26조 (CAMERA)(기존활용)¦ UTP Cat.5E 4Px4조 (CONSOLE)¦ HIV 2.5㎟x2조 (CL POWER)(철거)¦ J¦ TRAY (300x100)¦ ECX 5C-2Vx27조 (CAMERA)(기존활용)¦ UTP Cat.5E 25Px1조 (CONSOLE)¦ UTP Cat.5E 4Px4조 (CONSOLE)¦ HIV 2.5㎟x2조 (CL POWER)(철거)¦ KEY PLAN¦ Y00¦ Y01¦ Y03¦ Y05¦ Y06¦ X28¦ X25¦ X23¦ X21¦ X19¦ X17¦ X15¦ X13¦ X11¦ X09¦ X08¦ X07¦ X06¦ X27¦ 신호통신기계실¦ 물탱크실¦ CO2실¦ 비상전원실¦ 공조기계실 2¦ 용역원 대기실¦ 운전취급실¦ 복도¦ 이동통신기계실¦ DN¦ DN¦ DN¦ OPEN¦ OPEN¦ 전기실¦ OPEN¦ OPEN¦ OPEN¦ OPEN¦ 내부계단 4¦ 내부계단 5¦ 용역원 창고¦ DN¦ DN¦ OPEN¦ OPEN¦ 916 정거장 ¦ STA.17km956,000¦ A¦ ES-7¦ ELEC-1¦ F¦ E¦ C¦ B¦ D¦ G¦ H¦ (P18:200x200x100)¦ (16) ECX 5C-2Vx1조 (CAMERA)(기존활용)¦ (16) ECX 5C-2Vx1조 (CAMERA)(기존활용)¦ (16) ECX 5C-2Vx1조 (CAMERA)(기존활용)¦ K¦ (16) HIV 2.5㎟x4조 (CL POWER)(철거)¦ J¦ COMM-1¦ (P19:200x200x100)¦ (16) ECX 5C-2Vx1조 (CAMERA)(기존활용)¦ {\C256;VMT}¦ I¦ UTP Cat.5E 4Px2조 (TDI)¦ UL 2919-AMESB 24AWG 4Px1조 (TDI)¦ FR-CV 3C/4.0㎟x1조 (TDI POWER)¦ ECX 5C-2Vx1조 (CAMERA)(기존활용)¦ TRAY (600x150)¦ DOWN TO 지하3층¦ UTP Cat.5E 4Px2조 (TDI)¦ UL 2919-AMESB 24AWG 4Px1조 (TDI)¦ FR-CV 3C/4.0㎟x1조 (TDI POWER)¦ OF-MM-12Core(난연)x2조 (TDI)¦ UL 2919-AMESB 24AWG 4Px2조 (TDI)¦ FR-CV 3C/4.0㎟x2조 (TDI POWER)¦ ECX 5C-2Vx1조 (CAMERA)(기존활용)¦ ECX 5C-2Vx1조 (CAMERA)(기존활용)¦ OF-MM-12Core(난연)x2조 (TDI)¦ UL 2919-AMESB 24AWG 4Px2조 (TDI)¦ FR-CV 3C/4.0㎟x2조 (TDI POWER)¦ OF-MM-12Core(난연)x2조 (TDI)¦ UL 2919-AMESB 24AWG 4Px2조 (TDI)¦ FR-CV 3C/4.0㎟x2조 (TDI POWER)¦ OF-MM-12Core(난연)x2조 (TDI)¦ UL 2919-AMESB 24AWG 4Px2조 (TDI)¦ FR-CV 3C/4.0㎟x2조 (TDI POWER)¦ OF-MM-12Core(난연)x1조 (TDI)¦ UL 2919-AMESB 24AWG 4Px1조 (TDI)¦ FR-CV 3C/4.0㎟x1조 (TDI POWER)¦ OF-MM-12Core(난연)x1조 (TDI)¦ UL 2919-AMESB 24AWG 4Px1조 (TDI)¦ FR-CV 3C/4.0㎟x1조 (TDI POWER)¦ OF-MM-12Core(난연)x1조 (TDI)¦ UL 2919-AMESB 24AWG 4Px1조 (TDI)¦ FR-CV 3C/4.0㎟x1조 (TDI POWER)¦ UTP Cat.5E 4Px2조 (TDI)¦ UL 2919-AMESB 24AWG 4Px1조 (TDI)¦ FR-CV 3C/4.0㎟x1조 (TDI POWER)¦ M¦ L¦ OF-MM-12Core(난연)x1조 (TDI)¦ OF-MM-12Core(난연)x4조 (TDI)¦ OF-MM-12Core(난연)x1조 (TDI)¦ OF-MM-12Core(난연)x1조 (TDI)¦ UTP Cat.5E 4Px4조 (TDI)¦ OF-MM-12Core(난연)x1조 (TDI)¦ OF-MM-12Core(난연)x1조 (TDI)¦ UTP Cat.5E 4Px4조 (TDI)¦ UTP Cat.5E 4Px4조 (TDI)¦ UTP Cat.5E 4Px2조 (TDI)¦ UTP Cat.5E 4Px4조 (TDI)¦ UTP Cat.5E 4Px2조 (TDI)¦ UTP Cat.5E 4Px2조 (TDI)¦ (P17:200x200x100)¦ ES-8¦ FR-CVVSB 10C/1.5㎟x1조 (PAN/TILT)(철거)¦ FR-CV 3C/4.0㎟x1조 (CA POWER)(철거)¦ FR-CVVSB 10C/1.5㎟x1조 (PAN/TILT)(철거)¦ FR-CV 3C/4.0㎟x1조 (CA POWER)(철거)¦ FR-CVVSB 10C/1.5㎟x1조 (PAN/TILT)(철거)¦ FR-CV 3C/4.0㎟x1조 (CA POWER)(철거)¦ FR-CVVSB 10C/1.5㎟x1조 (PAN/TILT)(철거)¦ FR-CV 3C/4.0㎟x1조 (CA POWER)(철거)¦ FR-CVVSB 10C/1.5㎟x1조 (PAN/TILT)(철거)¦ FR-CV 3C/4.0㎟x1조 (CA POWER)(철거)¦ FR-CVVSB 10C/1.5㎟x1조 (PAN/TILT)(철거)¦ FR-CV 3C/4.0㎟x1조 (CA POWER)(철거)¦ FR-CVVSB 10C/1.5㎟x1조 (PAN/TILT)(철거)¦ FR-CV 3C/4.0㎟x1조 (CA POWER)(철거)¦ NOTE¦ 1. 광케이블, 전원/접지케이블 (OF-SM-4Core, CV 3C/2.5㎟)¦ 3. 승강장 ANT설치위치: 열차 진행방향 정거장 시종점부에 설치¦ 2. 광케이블, 전원/접지케이블 (OF-SM-8Core, CV 3C/2.5㎟)¦ OF-SM-8Cx1조 [공간화상)(철거)¦ F-CV 3C/2.5㎟x2조 (공간화상)(철거)¦ OF-SM-8Cx1조 [공간화상)(철거)¦ F-CV 3C/2.5㎟x1조 (공간화상)(철거)¦ OF-SM-4Cx1조 [공간화상)(철거)¦ OF-SM-4Cx1조 [공간화상)(철거)¦ F-CV 3C/2.5㎟x1조 (공간화상)(철거)¦ OF-SM-4Cx1조 [공간화상)(철거)¦ F-CV 3C/2.5㎟x1조 (공간화상)(철거)¦ OF-SM-4Cx1조 [공간화상)(철거)¦ F-CV 3C/2.5㎟x1조 (공간화상)(철거)¦ OF-SM-4Cx1조 [공간화상)(철거)¦ F-CV 3C/2.5㎟x1조 (공간화상)(철거)¦ OF-SM-4Cx1조 [공간화상)(철거)¦ F-CV 3C/2.5㎟x1조 (공간화상)(철거)¦ OF-SM-4Cx1조 [공간화상)(철거)¦ F-CV 3C/2.5㎟x1조 (공간화상)(철거)¦ OF-SM-4Cx1조 [공간화상)(철거)¦ F-CV 3C/2.5㎟x1조 (공간화상)(철거)¦ OF-SM-4Cx1조 [공간화상)(철거)¦ F-CV 3C/2.5㎟x1조 (공간화상)(철거)¦ FR-CV 3C/6.0㎟x1조 (LSE POWER)¦ FR-CV 3C/6.0㎟x1조 (LSE POWER)¦ FR-CV 3C/6.0㎟x1조 (LSE POWER)¦ FR-CV 3C/6.0㎟x1조 (LSE POWER)¦ FR-CV 3C/6.0㎟x1조 (LSE POWER)¦ FR-CV 3C/6.0㎟x1조 (LSE POWER)¦ FR-CV 3C/6.0㎟x1조 (LSE POWER)¦ FR-CV 3C/6.0㎟x1조 (LSE POWER)¦ UTP Cat.5E 4Px2조 (TDI)¦ UL 2919-AMESB 24AWG 4Px1조 (TDI)¦ FR-CV 3C/4.0㎟x1조 (TDI POWER)¦ ECX 5C-2Vx1조 (CAMERA)(기존활용)¦ TRAY (600x150)¦ OF-MM-12Core(난연)x1조 (TDI)¦ N¦ (P:200x200x100)¦ (철거)¦ HIV 1.5㎟x4조 (CLOCK)(철거)¦ HIV 1.5㎟x4조 (CLOCK)(철거)¦ HIV 1.5㎟x4조 (CLOCK)(철거)¦ HIV 1.5㎟x4조 (CLOCK)(철거)¦ HIV 1.5㎟x4조 (CLOCK)(철거)¦ HIV 1.5㎟x4조 (CLOCK)(철거)¦ HIV 1.5㎟x4조 (CLOCK)(철거)¦ HIV 1.5㎟x4조 (CLOCK)(철거)¦ (16) HIV 1.5㎟x4조 (CLOCK)(철거)¦ (16) HIV 1.5㎟x4조 (CLOCK)(철거)¦ (16) HIV 1.5㎟x4조 (CLOCK)(철거)¦ (16) HIV 1.5㎟x4조 (CLOCK)(철거)¦ (철거)¦ (철거)¦ (철거)¦ 지하철 916정거장¦ 여의도¦ 샛강¦ 노량진¦ 1/400¦ S = 1 / 400¦ 916정거장 CCTV,TDI,시계설비 지하2층 철거평면도(2/2)¦ 916정거장 CCTV,TDI,시계설비 지하2층¦ 철거평면도(2/2)¦ T¦ 7¦ 0¦ 0¦ 5¦ 0¦ 3¦ 4¦ 0¦ 0¦ 8¦ CCTV(기존동축활용)¦ P¦
| 1단계_정거장 - 복사본 | 1단계_정거장 - 복사본 | 043. T7009934-001 909정거장 출입통제설비 지하1층 평면도 (1_2).dwg | C/R¦ ACU¦ P¦ \A1;7,900¦ \A1;28,000¦ \A1;7,600¦ \A1;7,900¦ \A1;6,100¦ \A1;6,100¦ \A1;7,500¦ \A1;7,500¦ \A1;7,500¦ \A1;7,500¦ \A1;7,500¦ \A1;7,500¦ \A1;7,500¦ \A1;7,500¦ \A1;7,500¦ \A1;7,500¦ \A1;7,500¦ \A1;7,500¦ \A1;7,500¦ \A1;5,000¦ \A1;5,000¦ \A1;5,000¦ \A1;5,000¦ \A1;5,000¦ \A1;2,024¦ \A1;30,000¦ \A1;27,023¦ \A1;124,523¦ \A1;67,500¦ \A1;57,023¦ L¦ T¦ 7¦ 0¦ 0¦ 9¦ 9¦ 2¦ 6¦ 0¦ 0¦ 1¦ MATCH LINE DWG No. "S1-TA-S09-DB-018-0"¦ 지상E/L¦ X-09¦ X-07¦ X-05¦ X-03¦ X-01¦ X00¦ X01¦ X02¦ X03¦ X04¦ X06¦ X08¦ Y04¦ Y03¦ Y02¦ Y01¦ Y00¦ 발매기실 1¦ 편의점¦ DN¦ DN¦ 통신기계실¦ 복 도¦ 공조기계실¦ 물탱크실¦ 외부계단 1¦ 내부계단 1¦ 내부계단 2¦ 화장실¦ MATCH LINE DWG No. "S1-TA-S09-DB-019-0"¦ (16) UTP Cat.5E 4Px2조 (출입통제)¦ (16) UTP Cat.5E 4Px2조 (출입통제)¦ MATCH LINE DWG No. "S1-TA-S09-DB-019-0"¦ UTP Cat.5E 4Px8조 (출입통제)¦ 임대상가¦ KEY PLAN¦ UTP Cat.5E 4Px2조 (출입통제)¦ UTP Cat.5E 4Px2조 (출입통제)¦ UTP Cat.5E 4Px12조 (출입통제)¦ DOWN TO 통신기계실 ACCESS FLOOR¦ UTP Cat.5E 4Px12조 (출입통제)¦ TRAY (600x150)¦ 909정거장 출입통제설비 지하1층 평면도 (1/2)¦ 909정거장 출입통제설비 지하1층 평면도 (1/2)¦ S = 1 / 400¦ 1/400¦ 지하철 909정거장¦ 가양¦ 등촌¦ 염창¦ T¦ 7¦ 0¦ 0¦ 9¦ 9¦ 3¦ 4¦ 0¦ 0¦ 1¦ P¦
| 1단계_정거장 - 복사본 | 1단계_정거장 - 복사본 | 008. T1001026-004 904정거장 방송설비 CABLE WIRING DIAGRAM.dwg | -¦ T¦ 7¦ 0¦ 0¦ 3¦ 0¦ 3¦ 4¦ 0¦ 1¦ 6¦ 통신기계실¦ 공조기계실-1¦ 기능실복도¦ 화장실 (남,여)¦ 공조기계실-2¦ 임대상가 1,2,3¦ 대합실¦ 전기실¦ 용역원대기실, 창고¦ 승강장상선¦ 승강장하선¦ HIV 1.5㎟x2조¦ HIV 1.5㎟x3조¦ HIV 1.5㎟x4조¦ HIV 1.5㎟x4조¦ x2¦ x4¦ x8¦ x46¦ x21¦ x21¦ 지하1층¦ 지하2층¦ 이동통신기계실¦ 발매기실 1,2¦ 통신기계실¦ 안전관리실¦ x2¦ x2¦ PSD실 (상선)¦ PSD실 (하선)¦ 비 품 창 고¦ 편의점¦ 비상전원실¦ .¦ P¦ A¦ A¦ M¦ P¦ R¦ A¦ C¦ K¦ x2¦ x2¦ x2¦ x2¦ x2¦ 이동통신실¦ 904정거장 방송설비 CABLE WIRING DIAGRAM¦ S = NONE¦ 904정거장 방송설비 CABLE WIRING DIAGRAM¦ NONE¦ 지하철 904정거장¦ 공항시장¦ 신방화¦ 마곡나루¦ T¦ 1¦ 0¦ 0¦ 1¦ 0¦ 2¦ 6¦ 0¦ 0¦ 4¦
| 1단계_정거장 - 복사본 | 1단계_정거장 - 복사본 | 075. T9103038-023 발매기 설치 상세도.dwg | \A1;73¦ \A1;320 ¦ \A1;225¦ \A1;432¦ \A1;65.5¦ \A1;251¦ \A1;15¦ \A1;80¦ \A1;62.5¦ \A1;73¦ \A1;73¦ \A1;65.5¦ \A1;15¦ \A1;62.5¦ \A1;25¦ \A1;35¦ \A1;20¦ \A1;20¦ \A1;35¦ \A1;25¦ \A1;80¦ \A1;350 ¦ \A1;175 ¦ \A1;320 ¦ \A1;350¦ \A1;175¦ \A1;100¦ \A1;225¦ \A1;62.5¦ \A1;175 ¦ \A1;15¦ \A1;175¦ \A1;100¦ \A1;150¦ \A1;75¦ \A1;62.5¦ \A1;175¦ \A1;350¦ \A1;150¦ \A1;175¦ \A1;1,600¦ \A1;1,600¦ \A1;1,000¦ \A1;800¦ \A1;800¦ \A1;800¦ \A1;1,600¦ \A1;600(유지보수)¦ \A1;800¦ \A1;800¦ \A1;800¦ \A1;75¦ \A1;15¦ \A1;800¦ -¦ T¦ 0¦ 0¦ 0¦ 0¦ 0¦ 0¦ 0¦ 0¦ 0¦ 0¦ 공통¦ ¦ ¦ ¦ ¦ ¦ ¦ ¦ ¦ ¦ ¦ ¦ ¦ ¦ ¦ ¦ ¦ ¦ ¦ ¦ ¦ ¦ ¦ ¦ ¦ ¦ ¦ ¦ ¦ ¦ ¦ ¦ ¦ ¦ ¦ ¦ ¦ ¦ ¦ ¦ ¦ ¦ ¦ ¦ ¦ ¦ ¦ ¦ ¦ ¦ ¦ ¦ ¦ ¦ ¦ ¦ ¦ ¦ ¦ ¦ ¦ ¦ ¦ ¦ ¦ ¦ ¦ ¦ 측 면 도¦ FLOOR LEVEL¦ 배 면 도¦ 대 합 실¦ FLOOR COVERING¦ 발 매 기 실¦ FLOOR DUCT¦ (F-7)¦ (350x150x80)¦ 4각BOX¦ FLOOR LEVEL¦ (350x150x80)¦ 4각BOX¦ (F-7)¦ FLOOR DUCT¦ 평 면 도¦ (350x150x80x2t)¦ 4각BOX¦ CABLE INSERT HOLE(나사 홈파기)¦ 접시형 나사 홈파기¦ 황동판(4T)¦ Φ5 HOLE(나사 홈파기)¦ 13t¦ Φ5 HOLE(나사 홈파기)¦ 용융아연도금철판(2T)¦ BOLT(M5)¦ 4각 BOX¦ FLOOR DUCT¦ NUT¦ 4각 BOX(용융 아연도금 철판)¦ CABLE INSERT CAP(나사홈파기)¦ 4각 BOX뚜껑(황동판4T)¦ 고무판(3T)¦ BOX COVER¦ BOLT NUT¦ CABLE INSERT CAP¦ ¦ BOLT¦ BOLT¦ DESCRIPTION¦ SIZE¦ UNIT¦ Q'TY¦ 고무판¦ 350x150x80x4T¦ _¦ 황동제 42㎜¦ 황동제 5㎜¦ 350x150x80x4T¦ 철제 5㎜¦ ¦ ¦ 1. 지하철 개집표기,보통권 발매기등의 하부 바닥에 시설되는 4각BOX는¦ NOTE¦ 볼트의 헐거움으로 인한 BOX COVER 자체분리, FLOOR DUCT와¦ 2. 73Wx35D이고,3개의 FLOOR DUCT를 조합하면 219Wx35D이나¦ 4각BOX의 결합등이 용이하도록 정밀하게 제작되어야 한다.¦ 도면상에 표시된 4각 BOX OPENING 219Wx35D 보다 약간의¦ 발매기실 내벽으로 유지보수를 할 수 있는 여유공간 확보¦ 3. 발매기실에 설치되는 ATVM장비중 최초 설치되는 ATVM은¦ Equipment Schedule¦ 발매기 설치 상세도¦ 발매기 설치 상세도¦ S = NONE¦ NONE¦ 공통¦ T¦ 9¦ 1¦ 0¦ 3¦ 0¦ 3¦ 8¦ 0¦ 2¦ 3¦ \A1;2,200¦ \A1;800¦ \A1;150¦ \A1;350¦
| 1단계_정거장 - 복사본 | 1단계_정거장 - 복사본 | 031. T7005034-002 906정거장 CCTV,TDI,시계설비 지하1층 신설평면도(2_2).dwg | KEY PLAN¦ \A1;7500¦ \A1;7500¦ \A1;7500¦ \A1;7500¦ \A1;7500¦ \A1;7500¦ \A1;7500¦ \A1;7500¦ \A1;7500¦ \A1;7500¦ \A1;7500¦ \A1;4500¦ \A1;7500¦ \A1;7500¦ \A1;124500¦ \A1;7500¦ \A1;7500¦ \A1;7500¦ \A1;9750¦ \A1;9750¦ \A1;19500¦ \A1;6850¦ \A1;2900¦ \A1;6850¦ \A1;2900¦ TRAY (300x100)¦ UTP CAT.5E 25Px1조 (CONSOLE)¦ UTP CAT.5E 4Px4조 (CONSOLE)¦ FR-CV 3C/6.0㎟x1조 (LSE POWER)¦ UTP Cat.5E 4Px2조 (CL POWER)(신설)¦ F-CV 3C/2.5㎟x1조 (공간화상)(기존활용)¦ OF- SM-4Cx1조 (공간화상)(기존활용)¦ UTP Cat.5E4Px15조 (CAMERA)(신설)¦ OF-SM-8C(난연)x10조(신설) ¦ FR-CV 3C/4.0㎟x10조(신설) ¦ OF-SM-8C(난연)x2조(승강장모니터)(신설) ¦ FR-CV 3C/4.0㎟x2조(승강장모니터)(신설) ¦ C/R¦ ES-13¦ ES-12¦ B¦ ELEC-1¦ C¦ ELEC-2¦ B¦ MATCH LINE DWG No. "S1-TA-S06-DB-017-1.dwg"¦ 공조기계실2¦ 운영원대기실¦ 변 전 실¦ X16¦ X17¦ X18¦ X19¦ X20¦ X21¦ X22¦ X11¦ X12¦ X13¦ X14¦ X15¦ X26¦ X27¦ X28¦ X23¦ X24¦ X25¦ Y00¦ Y02¦ Y03¦ Y06¦ Y04¦ NOTE¦ 1. 광케이블, 전원/접지케이블 (OF-SM-4Core, CV 3C/2.5㎟)¦ 3. 승강장 ANT설치위치: 열차 진행방향 정거장 시종점부에 설치¦ 2. 광케이블, 전원/접지케이블 (OF-SM-8Core, CV 3C/2.5㎟)¦ A¦ A¦ TRAY (300x100)¦ C¦ D¦ D¦ vmh¦ vmh¦ vmh¦ vmh¦ 보조통신실¦ 용역창고¦ 용역대기실¦ CO2실¦ 비상전원실¦ 전 기 실¦ 복 도¦ 물탱크실¦ UP¦ DOWN TO 지하2층¦ TRAY (600x150)¦ DOWN TO 지하2층¦ TRAY (600x150)¦ UTP Cat.5E4Px4조 (CAMERA)¦ TRAY (300x100)¦ TRAY (300x100)¦ UTP Cat.5E4Px4조 (CAMERA)¦ TRAY (300x100)¦ UTP Cat.5E4Px2조 (CAMERA)¦ TRAY (300x100)¦ 스피드돔¦ 스피드돔¦ UTP Cat.5E4Px9조 (CAMERA)¦ OF-SM-8C(난연)x1조(신설) ¦ FR-CV 3C/4.0㎟x1조(신설) ¦ (16) OF-SM-8C(난연)x1조(CAMERA) ¦ ELEC-1¦ vmh¦ OF-SM-8Core(난연)x1조 (모니터)(신설)¦ FR-CV 3C/4.0㎟x1조 (모니터POWER) ¦ OF-SM-8Core(난연)x1조 (모니터)(신설)¦ FR-CV 3C/4.0㎟x1조 (모니터POWER) ¦ UL 2919-AMESB 24AWG 4Px2조 (TDI)(기존활용)¦ FR-CV 3C/4.0㎟x2조 (TDI POWER)(기존활용)¦ FR-CV 3C/4.0㎟x2조 (TDI POWER)(기존활용)¦ UL 2919-AMESB 24AWG 4Px2조 (TDI)(기존활용)¦ UL 2919-AMESB 24AWG 4Px2조 (TDI)(기존활용)¦ FR-CV 3C/4.0㎟x2조 (TDI POWER)(기존활용)¦ OF-MM-12Core(난연)x2조(TDI)(기존활용)¦ UTP Cat.5E 4Px4조 (TDI)(기존활용)¦ OF-MM-12Core(난연)x2조(TDI)(기존활용)¦ UTP Cat.5E 4Px4조 (TDI)(기존활용)¦ UTP Cat.5E 4Px4조 (TDI)(기존활용)¦ OF-MM-12Core(난연)x2조 (TDI)(기존활용)¦ UL 2919-AMESB 24AWG 4Px4조 (TDI)(기존활용)¦ FR-CV 3C/4.0㎟x4조 (TDI POWER)(기존활용)¦ OF-MM-12Core(난연)x4조(TDI)(기존활용)¦ UTP Cat.5E 4Px8조 (TDI)(기존활용)¦ UL 2919-AMESB 24AWG 4Px2조 (TDI)(기존활용)¦ FR-CV 3C/4.0㎟x2조 (TDI POWER)(기존활용)¦ UTP Cat.5E 4Px4조 (TDI)(기존활용)¦ OF-MM-12Core(난연)x2조 (TDI)(기존활용)¦ (16) OF-SM-8C(난연)x1조(CAMERA) ¦ (16) FR-CV 3C/4.0㎟x1조(CAMERA) ¦ OF-SM-8C(난연)x3조(CAMERA) ¦ FR-CV 3C/4.0㎟x3조(CAMERA) ¦ (16) OF-SM-8C(난연)x1조(CAMERA) ¦ (16) FR-CV 3C/4.0㎟x1조(CAMERA) ¦ OF-SM-8C(난연)x3조(CAMERA) ¦ FR-CV 3C/4.0㎟x3조(CAMERA) ¦ (16) OF-SM-8C(난연)x1조(CAMERA) ¦ (16) FR-CV 3C/4.0㎟x1조(CAMERA) ¦ OF-SM-8C(난연)x1조(CAMERA) ¦ FR-CV 3C/4.0㎟x1조(CAMERA) ¦ (16) OF-SM-8C(난연)x1조(CAMERA) ¦ (16) FR-CV 3C/4.0㎟x1조(CAMERA) ¦ 지하철 906정거장¦ 마곡나루¦ 양천향교¦ 가양¦ 1/400¦ S = 1 / 400¦ 906정거장 CCTV,TDI,시계설비 지하1층 신설평면도(2/2)¦ 906정거장 CCTV,TDI,시계설비 지하1층¦ 신설평면도(2/2)¦ T¦ 7¦ 0¦ 0¦ 5¦ 0¦ 3¦ 4¦ 0¦ 0¦ 2¦ CCTV(기존동축활용)¦ P¦
| 1단계_정거장 - 복사본 | 1단계_정거장 - 복사본 | 017. T1001026-013 907정거장 신호통신기계실 & 안전관리실 CABLE WIRING DIAGRAM.dwg | 공통접지 단자함¦ FR-CVVSB 4P/1.5㎟ (연선전화)¦ FR-CVVSB 4P/1.5㎟ (연선전화)¦ From: 906 ¦ To: 908 ¦ 발매기실 접지단자함 (AFC)¦ F-GV 50㎟x1조¦ From: 906 ¦ To: 908 ¦ From: 906 ¦ To: 908 ¦ F/S(J.F) 0.65x25P (50%%%차폐) 직통전화¦ F/S(J.F) 0.65x25P (50%%%차폐) 직통전화¦ From: 906 ¦ To: 908 ¦ OF-SM 46Core (상선)¦ OF-SM 46Core (상선)¦ OF-SM 46Core (하선)¦ OF-SM 46Core (하선)¦ F-GV 6.0㎟x9조¦ OFD¦ 배선반¦ ADM¦ CCTV MATRIX RACK¦ 부모시계¦ 열차무선 장치¦ 종합무선 중계장치¦ UPS¦ 분전반¦ 종합집중관리 콘솔¦ 화재수신반¦ 광점퍼코드 (FC-PC)x4조¦ 광점퍼코드 (FC-PC)x4조¦ UTP Cat.5E 25Px10조¦ UTP Cat.5E 4Px1조 (DATA)¦ UL 2464-AMESB 24AWGx16Cx3조(방송)¦ P.A AMP RACK¦ FR-CV 4C/25㎟x2조¦ FR-CV 3C/4.0㎟¦ FR-CV 3C/4.0㎟¦ FR-CV 3C/6.0㎟¦ FR-CV 3C/4.0㎟¦ FR-CV 3C/6.0㎟¦ F-GV 6.0㎟x1조¦ F-GV 6.0㎟x2조¦ F-GV 6.0㎟x4조¦ F-GV 6.0㎟x5조¦ F-GV 6.0㎟x7조¦ F-GV 6.0㎟x8조¦ 통신기계실¦ UTP Cat.5E 4Px4조 (영상)¦ UTP Cat.5E 25Px2조 (CONSOLE)¦ FR-CV 3C/4.0㎟¦ 접지단자함 (AFC)¦ F-GV 50㎟x1조¦ 접지단자함 (통신)¦ UTP Cat.5E 25Px1조 (CCTV)¦ F-GV 6㎟x1조¦ F-GV 50㎟x1조¦ F-GV 50㎟x1조¦ 분전반¦ 출입통제 (ACU)¦ UTP Cat.5E 4Px1조 (DATA)¦ FR-CV 3C/4.0㎟¦ F-GV 6.0㎟x6조¦ 행선안내게시기 (LSE)¦ 안전관리실¦ UTP Cat.5E 25Px1조 (LSE)¦ FR-CV 3C/6.0㎟¦ UTP Cat.5E 4Px1조 (화재탐지용)¦ UL 2464-AMESB 24AWG 16Cx2조 (방송), CPEV 0.9 5Px1조, UL 2464-AMESB 24AWG 4Cx1조¦ UTP Cat.5E 4Px1조 (자동방송)¦ 사령전화 역장치¦ 종합집중관리 장치¦ CCTV 콘솔¦ 방송원격조정기¦ UTP Cat.5E 4Px1조¦ UTP Cat.5E 4Px1조¦ UTP Cat.5E 4Px1조¦ CPEV 0.9 5Px1조¦ UTP Cat.5E 4Px1조¦ UTP Cat.5E 4Px1조¦ HFC-12Dx1조¦ F-GV 16㎟x1조¦ 광점퍼코드 (FC-PC)x2조¦ F-GV 6.0㎟x2조¦ F-GV 6.0㎟x1조¦ FR-CV 3C/6.0㎟¦ UTP Cat.5E 4Px1조 (UPS NMS)¦ F-GV 6㎟x1조¦ 역단위 전산기 (SMS)¦ L-M 분전반¦ FR-CV 3C/2.5㎟¦ FR-CV 3C/4㎟¦ UTP Cat.5E 25Px1조¦ UTP Cat.5E 25Px1조¦ UTP Cat.5E 4Px1조¦ FR-CV 3C/4.0㎟¦ *전송(IP-MPLS) 및 열차무선(LTE-R)의 전원 및 신호계통은 별도 도면 참조¦ *점선( ) : 철거, 실선( ) : 신설¦ OF-SM 48Core (상선)¦ From: 906정거장 ¦ OF-SM 48Core (하선)¦ OF-SM 48Core (상선)¦ OF-SM 48Core (하선)¦ To: 908정거장 ¦ UTP Cat.5E 25Px2조¦ 단자함, OFD¦ OF-SM-24CORE X1조¦ From: 906정거장 ¦ 907정거장 신호통신기계실 & 안전관리실 CABLE WIRING DIAGRAM¦ 907정거장 신호통신기계실 & 안전관리실 CABLE WIRING DIAGRAM¦ S = NONE¦ NONE¦ 양천향교¦ 가양¦ 증미¦ T¦ 1¦ 0¦ 0¦ 1¦ 0¦ 2¦ 6¦ 0¦ 1¦ 3¦ T¦ 0¦ 0¦ 0¦ 0¦ 0¦ 0¦ 0¦ 0¦ 0¦ 0¦ 양천향교¦ 가양¦ 증미¦ OFD¦ 배선반¦ 전송설비¦ CCTV MATRIX RACK¦ 사령전화(역장치)¦ 열차무선 중계장치(SOR)¦ UPS¦ 분전반¦ 종합집중관리 콘솔¦ 화재수신반¦ 광점퍼코드x4¦ 광점퍼코드x2¦ UTP Cat.5E 25Px10¦ UL 2464-AMESB 24AWGx16Cx3(방송) , CPEV 0.65/5Px1 (Rail Condition)¦ CPEV 0.65/5Px1(Rail Condition)¦ P.A AMP RACK¦ F-CV 4C/25㎟¦ F-CV 3C/4.0㎟¦ F-CV 3C/4.0㎟¦ F-CV 3C/4.0㎟¦ F-CV 3C/4.0㎟¦ 전기공통접지 단자함¦ UTP Cat.5E 4Px1 (화재수신)¦ UL 2464-AMESB 24AWG 16Cx1 (방송)¦ F-GV 6.0㎟x1¦ F-GV 6.0㎟x2¦ F-GV 6.0㎟x4¦ F-GV 6.0㎟x5¦ F-GV 6.0㎟x7¦ F-GV 6.0㎟x8¦ 통신기계실¦ UTP Cat.5E 4Px4 (영상), UTP Cat.5E 25Px1 (제어)¦ UTP Cat.5E 25Px1 (CONSOLE)¦ F-CV 3C/4.0㎟¦ 접지단자함 (AFC)¦ F-GV 50㎟x1¦ 접지단자함 (통신)¦ UTP Cat.5E 25Px1 (CCTV)¦ F-GV 50㎟x1¦ 분전반((AFC)¦ OF-SM 72Core (상선)¦ Fom: 930정거장 ¦ OF-SM 72Core (하선)¦ To: 932정거장 ¦ 출입통제 (ACU)¦ UTP Cat.5E 4Px1 (DATA)¦ F-CV 3C/4.0㎟¦ F-GV 6.0㎟x6¦ F-GV 6.0㎟x3¦ 행선안내게시기 (LSE)¦ 역무관리실¦ UTP Cat.5E 25Px1 (LSE)¦ Fom: 930정거장 ¦ To: 932정거장 ¦ F-CV 2C/10㎟¦ UTP Cat.5E 4Px1 (화재수신)¦ UTP Cat.5E 4Px1 (화재수신)¦ 지하재방송(역장치)¦ 광점퍼코드x4(FM, TV, 예비)¦ M I S(역장치)¦ 광점퍼코드x12(상위망, 하위망)¦ F-CV 3C/4.0㎟¦ F-CV 3C/4.0㎟¦ F-GV 6.0㎟x9¦ F-GV 6.0㎟x10¦ F-GV 6.0㎟x11¦ 광점퍼코드x2¦ CPEV-S 0.9x10Px2조 직통전화, 연선전화¦ CPEV-S 0.9x10Px2조 직통전화, 연선전화¦ F-GV 6.0㎟x1¦ F-GV 6.0㎟x2¦ *전송(IP-MPLS) 및 열차무선(LTE-R)의 전원 및 신호계통은 별도 도면 참조¦ *점선( ) : 철거, 실선( ) : 신설¦ OF-SM 48Core (상선)¦ From: 930정거장 ¦ OF-SM 48Core (하선)¦ OF-SM 48Core (상선)¦ OF-SM 48Core (하선)¦ To: 932정거장 ¦
| 1단계_정거장 - 복사본 | 1단계_정거장 - 복사본 | 036. T7005034-007 917정거장 CCTV,TDI,시계설비 지하2층 철거평면도 (1_2).dwg | G¦ P¦ \A1;7,500¦ \A1;7,500¦ \A1;7,500¦ \A1;7,500¦ \A1;7,500¦ \A1;7,500¦ \A1;7,500¦ \A1;7,500¦ \A1;7,500¦ \A1;7,500¦ \A1;6,050¦ \A1;45,000¦ \A1;81,050¦ \A1;3,770¦ \A1;9,160¦ \A1;9,160¦ \A1;3,300¦ \A1;28,690¦ \A1; 3,300¦ A¦ (28) ECX 5C-2Vx3조 (CAMERA)(기존활용)¦ MATCH LINE DWG No. "S1-TA-S17-DB-022-0"¦ (22) ECX 5C-2Vx2조 (CAMERA)(기존활용)¦ (28) ECX 5C-2Vx3조 (CAMERA)(기존활용)¦ KEY PLAN¦ Y04¦ Y02¦ Y00¦ Y01¦ Y03¦ X00¦ X01¦ X02¦ X03¦ X04¦ X05¦ X06¦ X07¦ X08¦ X09¦ X10¦ X-06¦ 배수펌프실¦ 승 강 장¦ 창고 1¦ 창고 2¦ 정 화 조¦ 승 강 장¦ UP¦ UP¦ 내부계단 1¦ 내부계단 4¦ UP¦ UP¦ P-1¦ (16) ECX 5C-2Vx1조 (CAMERA)(기존활용)¦ (16) ECX 5C-2Vx1조 (CAMERA)(기존활용)¦ (16) UL 2919-AMESB 24AWG 4Px1조 (TDI)¦ (28) FR-CV 3C/4.0㎟x1조 (TDI POWER)¦ (16) UTP Cat.5E 4Px2조 (TDI)¦ (22) ECX 5C-2Vx2조 (CAMERA)(기존활용)¦ (16) UL 2919-AMESB 24AWG 4Px1조 (TDI)¦ (28) FR-CV 3C/4.0㎟x1조 (TDI POWER)¦ (16) UTP Cat.5E 4Px2조 (TDI)¦ (28) ECX 5C-2Vx3조 (CAMERA)(기존활용)¦ (28) ECX 5C-2Vx3조 (CAMERA)(기존활용)¦ (16) ECX 5C-2Vx1조 (CAMERA)(기존활용)¦ (16) ECX 5C-2Vx1조 (CAMERA)(기존활용)¦ (16) UL 2919-AMESB 24AWG 4Px1조 (TDI)¦ (28) FR-CV 3C/4.0㎟x1조 (TDI POWER)¦ (16) UTP Cat.5E 4Px2조 (TDI)¦ ECX 5C-2Vx3조 (CAMERA)(기존활용)¦ TRAY (900x150)¦ UP TO 지하 1층¦ A¦ ECX 5C-2Vx3조 (CAMERA)(기존활용)¦ TRAY (900x150)¦ UP TO 통신기계실¦ P-3¦ (16) UL 2919-AMESB 24AWG 4Px1조 (TDI)¦ (28) FR-CV 3C/4.0㎟x1조 (TDI POWER)¦ (16) UTP Cat.5E 4Px2조 (TDI)¦ (28) OF-MM-12Core(난연)x1조 (TDI)¦ (28) OF-MM-12Core(난연)x1조 (TDI)¦ (28) OF-MM-12Core(난연)x1조 (TDI)¦ (28) OF-MM-12Core(난연)x1조 (TDI)¦ NOTE¦ 1. 광케이블, 전원/접지케이블 (OF-SM-4Core, CV 3C/2.5㎟)¦ 2. 승강장 ANT설치위치: 열차 진행방향 정거장 시종점부에 설치¦ 2. 광케이블, 전원/접지케이블 (OF-SM-8Core, CV 3C/2.5㎟)¦ 본선 TRAY 이용¦ OF-SM-4Cx1조 [공간화상)(철거)¦ F-CV 3C/2.5㎟x1조 (공간화상)(철거)¦ 본선 TRAY 이용¦ OF-SM-4Cx1조 [공간화상)(철거)¦ F-CV 3C/2.5㎟x1조 (공간화상)(철거)¦ 본선 TRAY 이용¦ OF-SM-4Cx1조 [공간화상)(철거)¦ F-CV 3C/2.5㎟x1조 (공간화상)(철거)¦ OF-SM-4Cx1조 [공간화상)(철거)¦ F-CV 3C/2.5㎟x1조 (공간화상)(철거)¦ OF-SM-4Cx1조 [공간화상)(철거)¦ F-CV 3C/2.5㎟x1조 (공간화상)(철거)¦ 본선 TRAY 이용¦ OF-SM-4Cx1조 [공간화상)(철거)¦ F-CV 3C/2.5㎟x1조 (공간화상)(철거)¦ 본선 TRAY 이용¦ OF-SM-4Cx1조 [공간화상)(철거)¦ F-CV 3C/2.5㎟x1조 (공간화상)(철거)¦ vmh¦ vmh¦ (철거)¦ 지하철 917정거장¦ 샛강¦ 노량진¦ 노들¦ 1/400¦ S = 1 / 400¦ 917정거장 CCTV,TDI,시계설비 지하2층 철거평면도(1/2)¦ 917정거장 CCTV,TDI,시계설비 지하2층¦ 철거평면도(1/2)¦ T¦ 7¦ 0¦ 0¦ 5¦ 0¦ 3¦ 4¦ 0¦ 0¦ 7¦ CCTV(기존동축활용)¦
| 1단계_정거장 - 복사본 | 1단계_정거장 - 복사본 | 030. T7003034-001 914정거장 방송설비 지하1층 신설평면도 (1_2).dwg | \A1;7,500¦ \A1;7,500¦ \A1;7,500¦ \A1;7,500¦ \A1;7,500¦ \A1;7,500¦ \A1;7,500¦ \A1;7,500¦ \A1;7,500¦ \A1;7,500¦ \A1;7,500¦ \A1;7,500¦ \A1;7,500¦ \A1;7,500¦ \A1;4,270¦ \A1;5,400¦ \A1;10,000¦ \A1;20,980¦ \A1;5490¦ \A1;5490¦ S = 1 / 400¦ 903정거장 방송설비 지하1층 신설평면도(2/2)¦ 1/400¦ 904정거장 방송설비 지하1층 신설평면도 (1/2)¦ 0¦ 0¦ 0¦ -¦ 0¦ 0¦ 0¦ 0¦ (기설활용)¦ -¦ T¦ 7¦ 0¦ 0¦ 3¦ 0¦ 3¦ 4¦ 0¦ 1¦ 6¦ MATCH LINE DWG No. "S1-TA-S14-DB-016-0"¦ 각도: -5˚¦ : (16) HIV 1.5㎟x2조¦ NOTE¦ : (16) HIV 1.5㎟x5조¦ : (16) HIV 1.5㎟x6조¦ : (22) HIV 1.5㎟x7조¦ : (22) HIV 1.5㎟x8조¦ : (22) HIV 1.5㎟x10조¦ : (16) HIV 1.5㎟x4조¦ : (16) HIV 1.5㎟x3조¦ KEY PLAN¦ X-01¦ X-02¦ X-03¦ X-05¦ X-04¦ X-06¦ X-07¦ X00¦ X01¦ X02¦ X03¦ X04¦ X05¦ X06¦ X07¦ X08¦ X09¦ 47,170¦ Y00¦ Y01¦ Y02¦ Y03¦ 67,500¦ DN¦ 본선환기실¦ 공조기계실 1¦ 물탱크실¦ 내부계단 1¦ (P1:100x100x100)¦ (16) HIV 1.5㎟x2조 (SP)¦ DOWN TO 지하 2층¦ 벽부형 3W : 2 EA¦ 지하철 914정거장¦ 당산¦ 국회의사당¦ 여의도¦ S = 1 / 400¦ 914정거장 방송설비 지하1층 신설평면도(1/2)¦ 1/400¦ 914정거장 방송설비 지하1층 신설평면도 (1/2)¦ (기설활용)¦ T¦ 7¦ 0¦ 0¦ 3¦ 0¦ 3¦ 4¦ 0¦ 0¦ 1¦ P¦
| 1단계_정거장 - 복사본 | 1단계_정거장 - 복사본 | 072. T9103038-024 출입구 및 환승통로 게시기 상세도.dwg | C/R¦ CONSOLE¦ ACU¦ CCTV¦ P¦ \A1;55¦ \A1;96¦ \A1;96¦ \A1;1536¦ \A1;55¦ \A1;90¦ \A1;90¦ \A1;1716¦ \A1;200¦ \A1;145¦ \A1;200%%p2¦ \A1;145¦ \A1;372¦ \A1;90¦ \A1;20¦ \A1;200¦ \A1;145¦ \A1;35¦ \A1;192¦ -¦ T¦ 0¦ 0¦ 0¦ 0¦ 0¦ 0¦ 0¦ 0¦ 0¦ 0¦ 공통¦ \A1;SUS,매미고리¦ \A1;SUPPORT PIPE¦ \A1;{\Fromand¦c129;%%C\fDotumChe¦b0¦i0¦c129¦p49;42}¦ SUS, 경첩¦ 1. 재질 :¦ 1) 전면도어 : 알루미늄 압출성형¦ 2) 케 이 스 : 1.6t 냉간압연강판¦ 2. LED 표출부 전면에 투명 아크릴 5t 부착¦ 3. VENTILATION HOLE 부분에 FILTER 부착¦ 4. 전면 도어와 케이스 사이에 고무패킹 부착¦ {\LFRONT VIEW}¦ {\LTOP VIEW}¦ {\LBOTTOM VIEW}¦ {\LRIGHT VIEW}¦ {\LLEFT VIEW}¦ SUS 매미고리¦ SUS 경첩¦ 알루미늄 압출성형¦ 96mm LED MODULE¦ VENTILATION HOLE¦ 120mm FAN¦ NOTE¦ 출입구 및 환승통로 게시기 상세도¦ 출입구 및 환승통로 게시기 상세도¦ NONE¦ 공통¦ T¦ 9¦ 1¦ 0¦ 3¦ 0¦ 3¦ 8¦ 0¦ 2¦ 4¦ P¦
| 1단계_정거장 - 복사본 | 1단계_정거장 - 복사본 | 031. T7001034-013 종합관리 및 복지후생동 구내통신설비 지상4층 철거평면도.dwg | IDF¦ P¦ T¦ HUB¦ C/R¦ 3D¦ \A1;7,700¦ \A1;67,100¦ \A1;6,600¦ \A1;6,600¦ \A1;6,600¦ \A1;6,600¦ \A1;6,600¦ \A1;6,600¦ \A1;6,600¦ \A1;6,600¦ \A1;6,600¦ \A1;2,100¦ \A1;7,500¦ \A1;7,500¦ \A1;27,900¦ \A1;3,300¦ \A1;3,200¦ \A1;3,400¦ \A1;3,200¦ \A1;3,400¦ \A1;7,500¦ \A1;2,700¦ \A1;3,900¦ \A1;3,300¦ \A1;3,300¦ \A1;3,600¦ \A1;4,200¦ \A1;3,900¦ \A1;1,450¦ \A1;2,300¦ \A1;3,750¦ \A1;2,000¦ \A1;4,600¦ \A1;1,350¦ \A1;2,900¦ \A1;2,350¦ \A1;3,350¦ \A1;2,900¦ \A1;350¦ \A1;3,500¦ \A1;2,700¦ \A1;1,300¦ X01¦ X02¦ X03¦ X04¦ X05¦ X06¦ X07¦ X08¦ X09¦ X10¦ X11¦ Y01¦ Y02¦ Y04¦ Y05¦ Y06¦ Y03¦ Market'g¦ 마켓팅¦ Operation office¦ 운영본부¦ 운영부본부장실¦ Operation office¦ 운영본부장 비서실¦ Operation director¦ 운영본부장실¦ 사무실¦ 운영본부 사무실¦ Storage¦ 창고¦ 탕비실¦ Board RM.¦ 대회의실¦ MTG. RM.¦ 회의실¦ MTG. RM.¦ 회의실¦ 종합사령팀¦ Dress RM.¦ Dress RM.¦ 상황실¦ Storage¦ 창고¦ CO2실¦ 예비실¦ 탕비실¦ 예비실¦ NOTE¦ (16) UTP Cat.5E 4Px2조¦ (22) UTP Cat.5E 4Px4조¦ ux2¦ ux4¦ (28) UTP Cat.5E 4Px6조¦ ux6¦ (22)x2 UTP Cat.5E 4Px8조¦ ux8¦ (28)x2 UTP Cat.5E 4Px10조¦ ux10¦ (28)x2 UTP Cat.5E 4Px12조¦ ux12¦ x2 ¦ x4¦ Operation Dep. director¦ x3 ¦ 50P¦ [IDF No.10]¦ [24Port]¦ x2 ¦ (P21:400x400x200)¦ x2 ¦ 운영본부¦ [24Port]¦ 100P [IDF No.8]¦ x2 ¦ x2 ¦ x2 ¦ x2 ¦ (28) FR-CV 2C/4.0㎟x1조 (TV AMP POWER)¦ (22) 7C-HFBTx1조 (TV AMP)¦ F¦ G¦ (16) 인터폰선 0.6x2Px1조 (인터폰)¦ (16) 인터폰선 0.6x2Px1조 (인터폰)¦ [OUTLET]¦ [OUTLET]¦ 100P [IDF No.9]¦ [광24Port]¦ (16) ECX 5C-2Vx1조 (CAMERA)(철거)¦ HALL-5¦ (16) HIV 1.5㎟x4조 (CLOCK)¦ [24Port]¦ R¦ (P23:300x300x200)¦ (16) 5C-HFBTx1조 (TV)¦ (16) HIV 1.5㎟x2조 (CLOCK)¦ (16) 5C-HFBTx1조 (TV)¦ (16) HIV 1.5㎟x2조 (CLOCK)¦ A¦ ux8¦ ux12¦ ux8¦ ux4¦ ux12¦ ux16¦ ux2¦ (16) UTP Cat.5E 4Px2조 (공조실)¦ (28) UTP Cat.5E 4Px6조 (대회의실, 회의실1,2)¦ ux4¦ ux2¦ ux12¦ ux4¦ ux4¦ ux4¦ ux8¦ ux12¦ ux2¦ ux8¦ ux4¦ ux8¦ ux16¦ ux2¦ ux8¦ ux4¦ ux4¦ 운영본부 사무실¦ ux2¦ (22) 5C-HFBTx2조 (TV)¦ (16) HIV 1.5㎟x4조 (CLOCK)¦ (22) 5C-HFBTx2조 (TV)¦ (16) HIV 1.5㎟x4조 (CLOCK)¦ B¦ C¦ (P22:300x300x200)¦ D¦ E¦ H¦ I¦ J¦ K¦ L¦ ux4¦ ux4¦ ux8¦ ux4¦ ux16¦ ux8¦ ux18¦ ux12¦ ux4¦ ux8¦ ux8¦ ux4¦ ux12¦ ux2¦ ux12¦ A¦ (54) UTP Cat.5E 25Px4조 (마켓팅)¦ (16) F-GV 4.0㎟x1조 (GND)¦ (22)x2 UTP Cat.5E 4Px8조 (공조실, 대회의실, 회의실1,2)¦ (16) UTP Cat.5E 4Px2조 (마켓팅 HUB)¦ B¦ CABLE TRAY (W:600)¦ UTP Cat.5E 25Px4조 (마켓팅)¦ HIV 1.5㎟x2조 (CLOCK)¦ UTP Cat.5E 4Px2조 (마켓팅 HUB)¦ 5C-HFBTx1조 (TV)¦ UTP Cat.5E 4Px8조 (공조실, 대회의실, 회의실1,2)¦ F-GV 4.0㎟x1조 (GND)¦ C¦ (54) UTP Cat.5E 25Px4조 (운영본부 사무실)¦ (22) UTP Cat.5E 4Px4조 (마켓팅, 운영본부 사무실 HUB)¦ (22) F-GV 4.0㎟x2조 (GND)¦ D¦ CABLE TRAY (W:600)¦ UTP Cat.5E 25Px4조x2 (마켓팅, 운영본부 사무실)¦ HIV 1.5㎟x2조 (CLOCK)¦ 5C-HFBTx1조 (TV)¦ UTP Cat.5E 4Px2조 (운영본부 사무실 HUB)¦ F-GV 4.0㎟x1조 (GND)¦ E¦ CABLE TRAY (W:600)¦ UTP Cat.5E 4Px4조x2 (마켓팅, 운영본부 사무실)¦ UTP Cat.5E 4Px2조 (출입통제)¦ 5C-HFBTx1조 (TV)¦ ECX 5C-2Vx1조 (CAMERA)(철거)¦ UTP Cat.5E 25Px6조 (종합사령실)¦ F-GV 4.0㎟x1조 (GND)¦ HIV 1.5㎟x2조 (CLOCK)¦ OF-MM-8Corex1조 (종합사령실 광S/W HUB)¦ 인터폰선 0.6x2Px1조 (인터폰)¦ F¦ CABLE TRAY (W:600)¦ UP TO 지상5층 EPS실¦ G¦ CABLE TRAY (W:600)¦ ECX 5C-2Vx3조 (CAMERA)(철거)¦ UTP Cat.5E 25Px4조 (마켓팅)¦ UTP Cat.5E 25Px4조 (운영본부사무실)¦ DOWN TO 지상3층 EPS실¦ OF-SM-8Corex2조 (종합사령실, 접견실 광S/W HUB)¦ UTP Cat.5E 25Px6조 (종합사령실)¦ UTP Cat.5E 4Px2조 (출입통제)¦ K¦ CABLE TRAY (W:600)¦ UTP Cat.5E 25Px2조 (종합사령실)¦ UTP Cat.5E 4Px2조 (종합사령실 HUB)¦ 5C-HFBTx1조 (TV)¦ F-GV 4.0㎟x2조 (GND)¦ HIV 1.5㎟x4조 (CLOCK)¦ J¦ OF-MM-8Corex1조 (종합사령실 광S/W HUB)¦ TRAY (W:600)¦ UTP Cat.5E 25Px6조 (종합사령실)¦ F-GV 4.0㎟x2조 (GND)¦ DOWN TO 종합사령실 ACCESS FLOOR¦ UTP Cat.5E 4Px4조 (종합사령팀, 운영본부사무실 HUB)¦ 인터폰선 0.6x2Px3조 (인터폰)¦ I¦ ECX 5C-2Vx1조 (CAMERA)(철거)¦ 5C-HFBTx1조 (TV)¦ OF-MM-8Corex1조 (종합사령실 광S/W HUB)¦ CABLE TRAY (W:600)¦ UTP Cat.5E 25Px6조 (종합사령실)¦ HIV 1.5㎟x4조 (CLOCK)¦ F-GV 4.0㎟x2조 (GND)¦ UTP Cat.5E 4Px2조 (운영본부사무실 HUB)¦ 인터폰선 0.6x2Px2조 (인터폰)¦ H¦ ECX 5C-2Vx1조 (CAMERA)(철거)¦ 5C-HFBTx1조 (TV)¦ OF-MM-8Corex1조 (종합사령실 광S/W HUB)¦ CABLE TRAY (W:600)¦ UTP Cat.5E 25Px6조 (종합사령실)¦ HIV 1.5㎟x4조 (CLOCK)¦ F-GV 4.0㎟x2조 (GND)¦ UTP Cat.5E 4Px2조 (운영본부사무실 HUB)¦ 인터폰선 0.6x2Px1조 (인터폰)¦ L¦ (36) UTP Cat.5E 25Px2조 (종합사령실)¦ (16) UTP Cat.5E 4Px2조 (HUB)¦ (16) 5C-HFBTx2조 (TV)¦ (16) HIV 1.5㎟x4조 (CLOCK)¦ (22) F-GV 4.0㎟x2조 (GND)¦ (16) 5C-HFBTx1조 (TV)¦ (16) HIV 1.5㎟x2조 (CLOCK)¦ ux8¦ ux16¦ ux12¦ ux12¦ ux4¦ ux4¦ 100P [IDF]¦ x3 ¦ (16) UTP Cat.5E 4Px1조 (예비실)¦ ux6¦ CV 3C/2.5㎟x1조¦ M¦ M¦ x3 ¦ UTP Cat.5E 4Px2조 (출입통제)¦ UTP Cat.5E 4Px2조 (출입통제)¦ 5C-HFBTx1조 (TV)¦ HIV 1.5㎟x2조 (CLOCK)¦ F-GV 4.0㎟x1조 (GND)¦ OF-MM-8Corex1조 (접견실 광S/W HUB)¦ UTP Cat.5E 25Px4조x2 (접견실, 대표이사 비서실)¦ ECX 5C-2Vx2조 (CAMERA)(철거)¦ FR-CVVSB 4C/1.5㎟x1조 (전기시계 GPS ANT)¦ FR-HFC-22Dx7조 (열차무선 ANT)¦ FR-CVVS 2C/1.5㎟x2조 (옥상 혼형 스피커)¦ 10C-HFBTx1조 (방송설비 위성ANT)¦ 10C-HFBTx1조 (TV공시청 위성ANT)¦ 10C-HFBTx1조 (TV공시청 ANT]¦ 10C-HFBTx1조 (방송설비 FM ANT]¦ FR-CV 3C/4.0㎟x1조 (전기시계 GPS ANT)¦ F-GV 16㎟x2조 (ANT접지)¦ 5C-HFBTx2조 (TV)¦ HIV 1.5㎟x4조 (CLOCK)¦ F-GV 4.0㎟x1조 (GND)¦ FR-CVVSB 4C/1.5㎟x1조 (전기시계 GPS ANT)¦ FR-HFC-22Dx7조 (열차무선 ANT)¦ FR-CVVS 2C/1.5㎟x2조 (옥상 혼형 스피커)¦ 10C-HFBTx1조 (방송설비 위성ANT)¦ 10C-HFBTx1조 (TV공시청 위성ANT)¦ 10C-HFBTx1조 (TV공시청 ANT]¦ 10C-HFBTx1조 (방송설비 FM ANT]¦ FR-CV 3C/4.0㎟x1조 (전기시계 GPS ANT)¦ F-GV 16㎟x2조 (ANT접지)¦ 16.17¦ 16.17¦ 18.19.18¦ 20.21.19¦ 22.23.20¦ 2.4¦ 15.15¦ 13.13¦ 14.14¦ 36.36¦ 5.6¦ 5.6¦ 3.4¦ 3.4¦ 1.2¦ 1.2¦ 7.8¦ 7.8¦ 9.10¦ 9.10¦ 15.16¦ 15.16¦ 13.14¦ 13.14¦ 19.20¦ 19.20¦ 17.18¦ 17.18¦ 21.22¦ 21.22¦ 23.24¦ 23.24¦ 35.35¦ 11.12¦ 11.12¦ 27.28¦ 27.28¦ 31.32¦ 31.32¦ 29.30¦ 29.30¦ 25.26¦ 25.26¦ 33.33¦ 34¦ 34¦ 9.10¦ 5.6¦ 1.2¦ 3.4¦ 7.8¦ 11.12¦ 2.1¦ 5.6¦ 3.4¦ 1.2¦ 7.8¦ 9.10¦ 11.12¦ 16¦ 15¦ 14¦ 13¦ 3.16.26¦ 3.19.25¦ 인터폰선 0.6x2Px1조 (인터폰)¦ 3.19.26¦ 3.20.25¦ 3.23.26¦ 3.25.25¦ 3.20.26¦ 3.23.25¦ 종합관리 및 복지후생동 구내통신설비 지상4층 철거평면도¦ S = 1/300¦ 차량기지¦ 차량기지¦ 종합관리 및 복지후생동 구내통신설비 지상4층¦ 1/300¦ 철거평면도¦ T¦ 7¦ 0¦ 0¦ 1¦ 0¦ 3¦ 4¦ 0¦ 1¦ 3¦ 광HUB¦
| 1단계_정거장 - 복사본 | 1단계_정거장 - 복사본 | 046. T7009934-001 912정거장 출입통제설비 지하1층 평면도.dwg | P¦ \A1;2,400¦ \A1;30,700¦ \A1;12,950¦ \A1;30,000¦ \A1;7,500¦ \A1;7,500¦ \A1;7,500¦ \A1;86,250¦ \A1;7,500¦ \A1;7,500¦ \A1;7,500¦ \A1;7,500¦ \A1;7,500¦ \A1;7,500¦ \A1;3,750¦ \A1;7,500¦ \A1;7,500¦ \A1;21,750¦ \A1;34,500¦ \A1;2,400¦ \A1;12,950¦ DN¦ 다¦ 나¦ UP¦ L¦ KEY PLAN¦ X25¦ X26¦ X27¦ X28¦ X29¦ X30¦ X31¦ X32¦ X33¦ X34¦ X35¦ X36¦ Y00¦ Y02¦ Y03¦ Y06¦ Y04¦ DN¦ UP¦ UP¦ UP¦ UP¦ UP¦ UP¦ ELEV.¦ ELEV.¦ 화장실¦ 대합실¦ 창 고¦ 창 고¦ UP¦ UP¦ DN¦ DN¦ 창고¦ 912 정거장¦ STA.13km796.097¦ 지상E/L¦ 지상E/L¦ 임대상가1¦ 912정거장 출입통제설비 지하1층 평면도¦ 912정거장 출입통제설비 지하1층 평면도¦ S = 1 / 400¦ 1/400¦ 지하철 912정거장¦ 신목동¦ 선유도¦ 당산¦ T¦ 7¦ 0¦ 0¦ 9¦ 9¦ 3¦ 4¦ 0¦ 0¦ 1¦ P¦
| 1단계_정거장 - 복사본 | 1단계_정거장 - 복사본 | 082. T7003034-015 검사고 방송설비 지상3층 신설평면도.dwg | \A1;10,000¦ \A1;10,000¦ \A1;10,000¦ \A1;10,000¦ \A1;10,000¦ \A1;10,000¦ \A1;10,000¦ \A1;10,000¦ \A1;10,000¦ \A1;10,000¦ \A1;10,000¦ \A1;10,000¦ \A1;10,000¦ \A1;10,000¦ \A1;140,000¦ \A1;24,000¦ \A1;50,000¦ \A1;27,500¦ \A1;43,000¦ \A1;3,500¦ \A1;15,000¦ \A1;6,400¦ \A1;6,400¦ \A1;2,200¦ \A1;2,000¦ \A1;2,000¦ (기설활용)¦ 옥상 휴게실¦ 옥 상¦ SLOPE¦ SLOPE¦ SLOPE¦ SLOPE¦ SLOPE¦ X12¦ X14¦ X11¦ X10¦ X05¦ X04¦ X02¦ X03¦ X02¦ X01¦ X07¦ X06¦ X08¦ X13¦ X09¦ X00¦ YO0¦ YO1¦ YO3¦ YO2¦ 계단실-1¦ 계단실-2¦ 침 실¦ 린넨창고¦ 휴게실¦ DN¦ SLOPE¦ SLOPE¦ SLOPE¦ SLOPE¦ SLOPE¦ DN¦ SLOPE¦ SLOPE¦ SLOPE¦ SLOPE¦ SLOPE¦ SLOPE¦ SLOPE¦ SLOPE¦ SLOPE¦ SLOPE¦ SLOPE¦ SLOPE¦ SLOPE¦ SLOPE¦ SLOPE¦ SLOPE¦ SLOPE¦ SLOPE¦ SLOPE¦ SLOPE¦ SLOPE¦ SLOPE¦ SLOPE¦ SLOPE¦ Ø150 아연도강관선홈통¦ 탕 비 실¦ 샤워실¦ DOWN TO 신호기계실¦ (16) HIV 1.5㎟x3조 (지상3층SP)¦ 샤워실¦ 침 실¦ 침 실¦ 침 실¦ [OUTLET]¦ : (16) HIV 1.5㎟x2조¦ NOTE¦ : (16) HIV 1.5㎟x5조¦ : (16) HIV 1.5㎟x6조¦ : (22) HIV 1.5㎟x7조¦ : (22) HIV 1.5㎟x8조¦ : (22) HIV 1.5㎟x10조¦ : (16) HIV 1.5㎟x4조¦ : (16) HIV 1.5㎟x3조¦ : (28) FR-CVVSB 6C/1.5㎟x1조¦ P¦ 검사고 방송설비 지상3층 신설평면도¦ 검사고 방송설비 지상3층 신설평면도¦ S = 1/600¦ 1/600¦ 차량기지¦ 차량기지¦ T¦ 7¦ 0¦ 0¦ 3¦ 0¦ 3¦ 4¦ 0¦ 1¦ 5¦
| 1단계_정거장 - 복사본 | 1단계_정거장 - 복사본 | 012. T1001026-008 902정거장 AFC SYSTEM DIAGRAM (2_2).dwg | L-AFC-1-분전반¦ 환승용¦ 접지단자함¦ CONTROL¦ EM.GATE¦ BOX¦ 안전관리실¦ BOX¦ DPC¦ COM¦ INTER¦ COMMS¦ S/W HUB¦ 화재¦ 수신반¦ 통로안내표시기¦ 주제어장치¦ AIS¦ SMS¦ NO.1¦ 광S/W HUB¦ 05¦ AGM11¦ [ 비상게이트 ]¦ AGM12/6¦ AGM8¦ 01¦ 02¦ 03¦ Cross Cable¦ Cross Cable¦ Cross Cable¦ Cross Cable¦ AGM10¦ 04¦ Cross Cable¦ NO.04(AGM10)¦ H U B¦ 06¦ AGM8¦ AAM¦ 02¦ AAM¦ 01¦ AGM6¦ [ 비상게이트 ]¦ AGM8¦ AGM8¦ 15¦ 17¦ 18¦ AGM8¦ 16¦ Cross Cable¦ Cross Cable¦ Cross Cable¦ Cross Cable¦ NO.20(AGM12)¦ H U B¦ AAM¦ 04¦ AAM¦ 03¦ 분전반~AAM, AGM, SMS, ATVM¦ : IN USE¦ 접지반~AAM, AGM, SMS, ATVM¦ EM. GATE¦ MAIN GROUND¦ INTERCOM~ATVM, AAM¦ SMS(S/W HUB)~광S/W HUB¦ D/I MUX(ROUTER)~SMS(S/W HUB)¦ NOTE¦ 화재수신반~DPC BOX¦ I/F¦ DPC¦ DPC SW~AGM(DPC)¦ : FR-CV 3C/6.0㎟¦ : F-GV 4.0㎟¦ : FR-CV 2C/4.0㎟¦ : F-GV 50㎟¦ : CPEV 0.65/5P, STP Cat.5E 4P¦ : OF-MM-8C¦ : STP Cat.5E 4Px1조¦ : CPEV 0.9x5P¦ : Interface Unit¦ : Direct Power Control¦ : FR-CVVS 4C/2.5㎟¦ INTERCOM~EM.GATE¦ : UTP Cat.5E 4P¦ 광S/W HUB~AGM, AAM¦ : STP Cat.5E 4Px1조¦ AGM12¦ Cross Cable¦ 07¦ Cross Cable¦ 08¦ AGM110¦ AGM6¦ AGM8¦ Cross Cable¦ AGM10/11¦ 19¦ 20¦ AGM6¦ [ 비상게이트 ]¦ AGM8¦ AGM10¦ 09¦ 11¦ 12¦ AGM8¦ 10¦ Cross Cable¦ Cross Cable¦ Cross Cable¦ Cross Cable¦ NO.12(AGM10)¦ H U B¦ AGM12¦ Cross Cable¦ AGM11¦ 13¦ 14¦ AAM¦ 06¦ AAM¦ 05¦ NO.2¦ 광S/W HUB¦ 902정거장 AFC SYSTEM DIAGRAM (2/2) (환승구간)¦ 902정거장 AFC SYSTEM DIAGRAM (2/2) (환승구간)¦ S = NONE¦ NONE¦ 지하철 902정거장¦ 개화¦ 김포공항¦ 공항시장¦ T¦ 1¦ 0¦ 0¦ 1¦ 0¦ 2¦ 6¦ 0¦ 0¦ 8¦
| 1단계_정거장 - 복사본 | 1단계_정거장 - 복사본 | 014. T1001026-010 912정거장 AFC CABLE WIRING DIAGRAM (철거).dwg | D/I MUX (ROUTER)¦ (신호통신기계실)¦ 분전반 (전기시설분)¦ (안전관리실)¦ AFC 접지단자함¦ (안전관리실)¦ DPC BOX¦ 인터콤 모장치¦ SMS (S/W HUB)¦ (안전관리실)¦ 통로 안내표시기 (AIS)¦ 주제어장치 (안전관리실)¦ EM GATE¦ CONTROL BOX¦ 통로안내표시기 (AIM)¦ AGM 11형 (No.1)¦ AGM 12형 (No.2)¦ AGM 6형 (No.3)¦ AGM 8형 (No.5)¦ AGM 8형 (No.6)¦ AGM 8형 (No.7)¦ AGM 10형 (No.8) (HUB)¦ ATVM (No.1~2)¦ 환급기 (No.1)¦ STP Cat.5E 4Px1조¦ CPEV 0.9/5Px1조¦ F-GV 4.0㎟x2조¦ F-GV 4.0㎟x1조¦ F-GV 4.0㎟x1조¦ FR-CV 2C/4.0㎟x1조¦ EM. GATE (No.1) (개폐장치)¦ STP Cat.5E 4Px2조¦ FR-CVVS 4C/2.5㎟x1조 (DPC)¦ 접지단자함 (공통)¦ F-GV 50㎟x1조 (통신시공분)¦ FR-CV 3C/4.0㎟x2조¦ FR-CV 3C/4.0㎟x1조¦ FR-CV 3C/4.0㎟x1조¦ FR-CV 3C/4.0㎟x1조¦ FR-CV 3C/4.0㎟x1조¦ FR-CV 3C/4.0㎟x1조¦ FR-CV 3C/4.0㎟x1조¦ STP Cat.5E 4Px1조¦ CPEV 0.65/5Px1조 (INT)¦ CPEV 0.65/5Px1조 (INT)¦ AAM (No.1)¦ STP Cat.5E 4Px1조¦ F-GV 4.0㎟x1조¦ FR-CV 3C/4.0㎟x2조¦ (안전관리실)¦ (안전관리실)¦ CROSS AISLE CABLE¦ CROSS AISLE CABLE¦ CROSS AISLE CABLE¦ CROSS AISLE CABLE¦ (변전실)¦ AGM 8형 (No.4)¦ CROSS AISLE CABLE¦ CROSS AISLE CABLE¦ F-GV 4.0㎟x1조¦ STP Cat.5E 4Px1조¦ UTP Cat.5E 4Px1조¦ STP Cat.5E 4Px1조¦ STP Cat.5E 4Px1조¦ STP Cat.5E 4Px1조¦ STP Cat.5E 4Px1조¦ STP Cat.5E 4Px1조¦ STP Cat.5E 4Px1조¦ UTP Cat.5E 4Px2조¦ OF-SM-2Cx1조¦ 화재수신반¦ FR-CV 3C/4.0㎟x1조¦ CPEV 0.65/5Px1조 (INT)¦ STP Cat.5E 4Px1조¦ F-GV 4.0㎟x1조¦ STP Cat.5E 4Px1조¦ STP Cat.5E 4Px1조¦ FR-CV 3C/4.0㎟x1조¦ 912정거장 AFC CABLE WIRING DIAGRAM (철거)¦ 912정거장 AFC CABLE WIRING DIAGRAM (철거)¦ S = NONE¦ NONE¦ 지하철 912정거장¦ 신목동¦ 선유도¦ 당산¦ T¦ 1¦ 0¦ 0¦ 1¦ 0¦ 2¦ 6¦ 0¦ 0¦ 1¦
| 1단계_정거장 - 복사본 | 1단계_정거장 - 복사본 | 079. T9103038-030무선통신 외부단자 및 공시청 안테나 설치 상세도.dwg | \A1;1,050¦ \A1;2,500¦ \A1;3,500¦ \A1;150¦ \A1;500¦ \A1;500¦ \A1;500¦ \A1;500¦ \A1;500¦ \A1;500¦ \A1;1,500¦ \A1;1,000¦ \A1;400¦ \A1;700¦ \A1;400¦ \A1;150¦ \A1;250¦ \A1;300¦ \A1;200¦ \A1;300¦ \A1;230¦ \A1;300¦ \A1;300¦ \A1;150¦ \A1;80¦ \A1;300¦ \A1;400¦ \A1;80¦ \A1;140¦ \A1;80¦ \A1;80¦ \A1;240¦ \A1;500¦ \A1;600¦ \A1;500¦ \A1;100¦ \A1;400¦ \A1;400¦ \A1;500¦ -¦ T¦ 0¦ 0¦ 0¦ 0¦ 0¦ 0¦ 0¦ 0¦ 0¦ 0¦ 공통¦ ¦ ¦ ¦ ¦ ¦ ¦ ¦ ¦ 12t PLATE¦ (Hi-PVC 54mm) HFC-12D(TV)¦ MASTER BASE¦ (WELDING)¦ PLATE(6tx4EA)¦ ANCHOR BOLT(용융도금)¦ (Φ22x250x4EA)¦ 공청용안테나¦ 콘크리트¦ V.H.F ANT - LOW (SUS)¦ V.H.F ANT - HIGH (SUS)¦ 보호기¦ MIXER(L/H)¦ MIXER(U/V)¦ 레듀샤(100/40)¦ MODEL¦ UHF ¦ VHF(L)¦ VHF(h)¦ 20¦ 14-38¦ 5¦ 10¦ 2¦ 7-13¦ 소자수¦ 수신채널¦ 공시청안테나 (904/920정거장)¦ U.H.F ANT (SUS)¦ 외부계단부¦ Hi PVC 54mmx3¦ Anchor Bolt(SUS)¦ G.L¦ 경찰TRS¦ 재방송¦ 이동통신¦ (지휘본부차량 무전기와 연결용)¦ BNC-J-MP¦ (무전기와 연결용)¦ BNC-P-58¦ RG-58¦ 5m¦ ELP 30mmx1조¦ Φ36¦ (Φ22X250X4EA)¦ ANCHOR BOLT(SUS)¦ (외부단자와 연결용)¦ N-P-58-(CONNECTOR)¦ (Φ80X1,000)¦ STAINLESS PIPE¦ (CONNECTOR)¦ 무선통신 보조설비 외부단자¦ 9.0-13.0¦ 75W¦ 75¦ 75W¦ 7¦ 11¦ 임피던스¦ 이득¦ WELDING¦ N-LA¦ T.V 분배, 증폭기함¦ (Φ80)¦ STAINLESS PIPE¦ NOTE¦ 전원콘센트¦ 분배기¦ 증폭기¦ TV 증폭기함¦ 시건 장치 설치¦ 환기구 설치¦ SUS¦ To: 수공3호¦ To: 수공3호¦ Hi PVC 54mmx4¦ Hi PVC 54mmx4¦ STAINLESS PIPE¦ (Φ40)¦ STAINLESS PIPE¦ (Φ80)¦ (Φ125)¦ STAINLESS PIPE¦ G.L¦ Hi PVC 54mmx1¦ 피뢰침¦ 무선통신 외부단자 및 공시청 안테나 설치 상세도¦ 무선통신 외부단자 및 공시청 안테나 설치 상세도¦ S = NONE¦ NONE¦ 공통¦ T¦ 9¦ 1¦ 0¦ 3¦ 0¦ 3¦ 8¦ 0¦ 3¦ 0¦
| 1단계_정거장 - 복사본 | 1단계_정거장 - 복사본 | 009. T1001026-005 910정거장 CCTV,TDI,시계설비 CABLE WIRING DIAGRAM.dwg | FR-CV 3C/4.0㎟, OF-SM-8C(난연)¦ FR-CV 3C/4.0㎟, OF-SM-8C(난연)¦ 승강장출입구 확인용모니터¦ (상선)¦ 승강장출입구 확인용모니터¦ (하선)¦ ECX 5C-2V(기존활용)¦ 통신기계실¦ ELE-4 (지상층)¦ 안전관리실¦ CONSOLE DESK¦ ELE-3 (대합실)¦ ELE-2 (지상층)¦ ELE-1 (대합실)¦ ELE-5 (대합실)¦ ELE-6 (대합실)¦ ES-1 (외부계단출입구)¦ ES-2 (외부계단출입구)¦ ES-3 (외부계단출입구)¦ ES-4 (외부계단출입구)¦ ES-5 (대합실)¦ ES-6 (대합실)¦ ES-7 (대합실)¦ T-1 (화장실.여)¦ P-1 (승강장)¦ P-2 (승강장)¦ P-4 (승강장)¦ P-5 (승강장)¦ AGM-1 (대합실)¦ ATVM-1 (대합실)¦ C-1 ( (대합실)¦ COMM-1 (통신기계실)¦ 안전관리실¦ 대합실¦ ELEC-1 (전기실)¦ UTP Cat.5E 4P(신설)x4조¦ UTP Cat.5E 25Px1조¦ ES-8 (대합실)¦ x2¦ ELE-7 (승강장)¦ ELE-8 (승강장)¦ P-3 (승강장)¦ P-6 (승강장)¦ OF-SM-4C, F-CV 3C/2.5㎟ (공간화상)(철거)¦ OF-SM-4C, F-CV 3C/2.5㎟ (공간화상)(철거)¦ 발매기실¦ L¦ S¦ E¦ 용역원대기실¦ AGM-2 (대합실)¦ C¦ C¦ T¦ M¦ A¦ T¦ R¦ V¦ R¦ A¦ C¦ K¦ I¦ X¦ 공간화상¦ (차량기지방향)¦ 공간화상¦ (강남방향)¦ UL 2919-AMESB 24AWG 4Px1조 (TDI), FR-CV 3C/4.0㎟x1조 (TDI POWER), OF-MM-12Core(난연)x1조 (TDI), UTP Cat.5E 4Px2조 (TDI):기존활용¦ UL 2919-AMESB 24AWG 4Px1조 (TDI), FR-CV 3C/4.0㎟x1조 (TDI POWER), OF-MM-12Core(난연)x1조 (TDI), UTP Cat.5E 4Px2조 (TDI):기존활용¦ UL 2919-AMESB 24AWG 4Px1조 (TDI), FR-CV 3C/4.0㎟x1조 (TDI POWER), OF-MM-12Core(난연)x1조 (TDI), UTP Cat.5E 4Px2조 (TDI):기존활용¦ UL 2919-AMESB 24AWG 4Px1조 (TDI), FR-CV 3C/4.0㎟x1조 (TDI POWER), OF-MM-12Core(난연)x1조 (TDI), UTP Cat.5E 4Px2조 (TDI):기존활용¦ 승강장모니터(상선)¦ 승강장모니터(하선)¦ FR-CV 3C/4.0㎟(신설), OF-SM-8C(난연)(신설)¦ FR-CV 3C/4.0㎟(신설), OF-SM-8C(난연)(신설)¦ FR-CV 3C/4.0㎟x1조 (출입구게시기 POWER), UTP Cat.5e4Px2조(출입구게시기)(철거)¦ FR-CV 3C/4.0㎟x1조 (출입구게시기 POWER), UTP Cat.5e4Px2조(출입구게시기)(철거)¦ 스위치¦ L2¦ HIV 1.5㎟x2조 (CLOCK)(철거), HIV 2.5㎟x2조 (CLOCK POWER)(철거)¦ HIV 1.5㎟x2조 (CLOCK)(철거)¦ ECX 5C-2V(기존활용)¦ ECX 5C-2V(기존활용)¦ ECX 5C-2V(기존활용)¦ ECX 5C-2V(기존활용)¦ ECX 5C-2V(기존활용)¦ ECX 5C-2V(기존활용)¦ ECX 5C-2V(기존활용)¦ ECX 5C-2V(기존활용)¦ ECX 5C-2V(기존활용)¦ ECX 5C-2V(기존활용)¦ ECX 5C-2V(기존활용)¦ ECX 5C-2V(기존활용)¦ ECX 5C-2V(기존활용)¦ ECX 5C-2V(기존활용)¦ ECX 5C-2V(기존활용)¦ ECX 5C-2V(기존활용)¦ ECX 5C-2V(기존활용)¦ ECX 5C-2V(기존활용)¦ ECX 5C-2V(기존활용)¦ ECX 5C-2V(기존활용)¦ ECX 5C-2V(기존활용)¦ ECX 5C-2V(기존활용)¦ ECX 5C-2V(기존활용)¦ ECX 5C-2V(기존활용)¦ ECX 5C-2V(기존활용)¦ ECX 5C-2V(기존활용)¦ ECX 5C-2V(기존활용)¦ ECX 5C-2V(기존활용)¦ ECX 5C-2V(기존활용)¦ FR-CV 3C/4.0㎟x1조 (대합실 게시기 POWER)(기존활용), OF-SM-8Core(난연)x2조 (대합실게시기)(신설)¦ 지하철 910정거장¦ 등촌¦ 염창¦ 신목동¦ NONE¦ 910정거장 CCTV,TDI,시계설비 CABLE WIRING DIAGRAM¦ S = NONE¦ 910정거장 CCTV,TDI,시계설비 CABLE WIRING¦ DIAGRAM¦ T¦ 1¦ 0¦ 0¦ 1¦ 0¦ 2¦ 6¦ 0¦ 0¦ 5¦
| 1단계_정거장 - 복사본 | 1단계_정거장 - 복사본 | 009. T1001026-005 911정거장 CCTV,TDI,시계설비 CABLE WIRING DIAGRAM.dwg | FR-CV 3C/4.0㎟, OF-SM-8C(난연)¦ 통신기계실¦ ELE-4 (승강장)¦ 안전관리실¦ CONSOLE DESK¦ ELE-3 (대합실)¦ ELE-2 (승강장)¦ ELE-1 (대합실)¦ ELE-5 (대합실)¦ ELE-6 (예비실)¦ ES-1 (대합실)¦ ES-2 (대합실)¦ ES-3[1] (외부계단출입구)¦ ES-5 (대합실)¦ ES-6 (대합실)¦ ES-7[1] (대합실)¦ T-1 (화장실.여)¦ P-1 (승강장)¦ P-2 (승강장)¦ P-4 (승강장)¦ P-5 (승강장)¦ AGM-1 (대합실)¦ AGM-4 (대합실)¦ ATVM-1 (대합실)¦ C-1 ( (대합실)¦ COMM-1 (통신기계실)¦ 안전관리실¦ 대합실¦ ELEC-1 (전기실)¦ UTP Cat.5E 4P(신설)x4조¦ UTP Cat.5E 25Px1조(신설)¦ x3¦ ELE-7 (대합실)¦ ELE-8 (지상층)¦ P-3 (승강장)¦ P-6 (승강장)¦ OF-SM-4C, F-CV 3C/2.5㎟ (공간화상)(철거)¦ OF-SM-4C, F-CV 3C/2.5㎟ (공간화상)(철거)¦ 발매기실¦ L¦ S¦ E¦ 용역원대기실¦ AGM-3 (대합실)¦ AGM-2 (대합실)¦ C¦ C¦ T¦ M¦ A¦ T¦ R¦ V¦ R¦ A¦ C¦ K¦ I¦ X¦ 공간화상¦ (차량기지방향)¦ 공간화상¦ (강남방향)¦ ES-3[2] (외부계단출입구)¦ ES-7[2] (대합실)¦ ELE-추가 (지상층)¦ UL 2919-AMESB 24AWG 4Px1조 (TDI), FR-CV 3C/4.0㎟x1조 (TDI POWER), OF-MM-12Core(난연)x1조 (TDI), UTP Cat.5E 4Px2조 (TDI):기존활용¦ UL 2919-AMESB 24AWG 4Px1조 (TDI), FR-CV 3C/4.0㎟x1조 (TDI POWER), OF-MM-12Core(난연)x1조 (TDI), UTP Cat.5E 4Px2조 (TDI):기존활용¦ UL 2919-AMESB 24AWG 4Px1조 (TDI), FR-CV 3C/4.0㎟x1조 (TDI POWER), OF-MM-12Core(난연)x1조 (TDI), UTP Cat.5E 4Px2조 (TDI):기존활용¦ UL 2919-AMESB 24AWG 4Px1조 (TDI), FR-CV 3C/4.0㎟x1조 (TDI POWER), OF-MM-12Core(난연)x1조 (TDI), UTP Cat.5E 4Px2조 (TDI):기존활용¦ 승강장모니터(상선)¦ 승강장모니터(하선)¦ FR-CV 3C/4.0㎟(신설), OF-SM-8C(난연)(신설)¦ FR-CV 3C/4.0㎟(신설), OF-SM-8C(난연)(신설)¦ FR-CV 3C/4.0㎟x1조 (출입구게시기 POWER), UTP Cat.5e4Px2조(출입구게시기)(철거)¦ 스위치¦ L2¦ HIV 1.5㎟x2조 (CLOCK)(철거), HIV 2.5㎟x2조 (CLOCK POWER)(철거)¦ HIV 1.5㎟x2조 (CLOCK)(철거)¦ ECX 5C-2V(기존활용)¦ ECX 5C-2V(기존활용)¦ ECX 5C-2V(기존활용)¦ ECX 5C-2V(기존활용)¦ ECX 5C-2V(기존활용)¦ ECX 5C-2V(기존활용)¦ ECX 5C-2V(기존활용)¦ ECX 5C-2V(기존활용)¦ ECX 5C-2V(기존활용)¦ ECX 5C-2V(기존활용)¦ ECX 5C-2V(기존활용)¦ ECX 5C-2V(기존활용)¦ ECX 5C-2V(기존활용)¦ ECX 5C-2V(기존활용)¦ ECX 5C-2V(기존활용)¦ ECX 5C-2V(기존활용)¦ ECX 5C-2V(기존활용)¦ ECX 5C-2V(기존활용)¦ ECX 5C-2V(기존활용)¦ ECX 5C-2V(기존활용)¦ ECX 5C-2V(기존활용)¦ ECX 5C-2V(기존활용)¦ ECX 5C-2V(기존활용)¦ ECX 5C-2V(기존활용)¦ ECX 5C-2V(기존활용)¦ ECX 5C-2V(기존활용)¦ ECX 5C-2V(기존활용)¦ ECX 5C-2V(기존활용)¦ ECX 5C-2V(기존활용)¦ ECX 5C-2V(기존활용)¦ ECX 5C-2V(기존활용)¦ ECX 5C-2V(기존활용)¦ FR-CV 3C/4.0㎟x1조 (대합실 게시기 POWER)(기존활용), OF-SM-8Core(난연)x2조 (대합실게시기)(신설)¦ 지하철 911정거장¦ 염창¦ 신목동¦ 선유도¦ NONE¦ 911정거장 CCTV,TDI,시계설비 CABLE WIRING DIAGRAM¦ S = NONE¦ 911정거장 CCTV,TDI,시계설비 CABLE WIRING¦ DIAGRAM¦ T¦ 1¦ 0¦ 0¦ 1¦ 0¦ 2¦ 6¦ 0¦ 0¦ 5¦
| 1단계_정거장 - 복사본 | 1단계_정거장 - 복사본 | 077. T9103038-025 AGM CHANEL BASE 설치 상세도.dwg | \A1;300¦ \A1;75¦ \A1;225¦ \A1;30¦ \A1;40¦ \A1;70¦ \A1;290¦ \A1;2¦ \A1;33.0¦ \A1;35.0¦ \A1;225¦ \A1;75(POWER CABLE)¦ \A1;50¦ \A1;250¦ \A1;50¦ \A1;250¦ \A1;300¦ \A1;300¦ \A1;8¦ \A1;213¦ \A1;8¦ \A1;600¦ \A1;225¦ \A1;2¦ \A1;2¦ \A1;2¦ \A1;15¦ \A1;304¦ \A1;200¦ \A1;600¦ \A1;200¦ \A1;600¦ \A1;200¦ \A1;600¦ \A1;600¦ \A1;200¦ \A1;200¦ \A1;900¦ \A1;(GATE FRAME SIZE)1800¦ \A1;225¦ \A1;295.0¦ \A1;225(F7 SIZE)¦ \A1;295.0¦ \A1;790¦ \A1;30¦ \A1;40¦ \A1;(GATE FRAME SIZE)¦ \A1;900.0(BASE SIZE)¦ \A1;100¦ \A1;200¦ \A1;15.0¦ \A1;225¦ \A1;30¦ \A1;40¦ \A1;75(DATE CABLE)¦ \A1;75(DATE CABLE)¦ \A1;75¦ \A1;75¦ \A1;229¦ -¦ T¦ 0¦ 0¦ 0¦ 0¦ 0¦ 0¦ 0¦ 0¦ 0¦ 0¦ 공통¦ ¦ ¦ ¦ ¦ ¦ ¦ ¦ ¦ ¦ ¦ ¦ ¦ ¦ ¦ ¦ ¦ ¦ ¦ ¦ ¦ ¦ ¦ ¦ ¦ TYPE : 7 - 3¦ FLOOR MAKER¦ (300x300x2t)¦ JUNCTION 덮개¦ (황동제 5mm)¦ 볼트¦ 대리석¦ 대리석¦ 뚜껑(신주)¦ F7-3¦ F7¦ JUNCTION BOX 덮개 : (AGM F7)¦ 덮개단면도 A-A'¦ 덮개¦ (황동제 5mm)¦ 볼트¦ ¦ ¦ C¦ C'¦ ¦ ¦ ¦ A'¦ B¦ B'¦ A¦ SECTION "A-A'"¦ 몰타르 윗면¦ 대리석¦ 몰타르¦ SECTION "B-B'"¦ SECTION "C-C'"¦ 대리석¦ 몰타르¦ 대리석¦ 대리석 윗면¦ 콘크리트 윗면¦ 기초 ANCHOR BOLT (M16용)¦ 몰타르¦ Φ290¦ Φ265¦ 1. 재질 : STS 302,304¦ NOTE¦ 2. 가공후 BURR제거 할 것¦ 3. 개집표기간 뚜껑 크기는 600mm로 할 것¦ 4. 매표소에서 최초 AGM 까지는 전체길이로 할 것¦ AGM CHANEL BASE 설치 상세도¦ AGM CHANEL BASE 설치 상세도¦ S = NONE¦ NONE¦ 공통¦ T¦ 9¦ 1¦ 0¦ 3¦ 0¦ 3¦ 8¦ 0¦ 2¦ 5¦ \A1;8¦ \A1;8¦ \A1;300¦ \A1;150¦
| 1단계_정거장 - 복사본 | 1단계_정거장 - 복사본 | 069. T9103038-020 자시계 외형도.dwg | 공통¦ FRONT VIEW¦ SIDE VIEW¦ 천 정 형¦ FRONT VIEW¦ SIDE VIEW¦ 벽 부 형¦ \A1;288¦ \A1;144¦ \A1;60¦ \A1;137¦ \A1;500¦ \A1;500¦ \A1;25¦ \A1;25¦ \A1;30¦ \A1;58¦ 길이는 현장여건에 맞게¦ Φ40 Steel Pipe¦ 고정 고리(2EA)¦ 내부 고정용¦ 100 X 450¦ 판 넬¦ 볼트 3부 조임¦ 9¦ 6¦ 3¦ 12¦ {\fArial¦b1¦i1¦c0¦p32;\C5;METRO 9}¦ \A1;137¦ 경 첩¦ 고리¦ \A1;25¦ \A1;45¦ \A1;45¦ \A1;20¦ \A1;288¦ 200¦ 문 자 판 (아크릴2t)¦ Movement¦ Steel 1.2T¦ 지정색 소부도장¦ 지 침¦ 알루미늄 가공¦ 유 리 3t¦ 내 부 태¦ 볼트 3부 조임¦ 경 첩¦ 문자판 고정판¦ 내부태¦ 유리3t¦ 비스¦ 용 접¦ 경 첩¦ 내부 조명¦ 문자판¦ 아크릴 4t¦ {\C1;45}¦ 도광판 5t¦ 6¦ 3¦ 9¦ 12¦ {\fArial¦b1¦i1¦c0¦p32;\C5;METRO 9}¦ 4¦ 7¦ 5¦ 8¦ 10¦ 11¦ 1¦ 2¦ \A1;{\Fromans,ghs¦c129;400}¦ \A1;{\Fromans,ghs¦c129;400}¦ \A1;400¦ \A1;400¦ \A1;25¦ 자시계 외형도¦ 자시계 외형도¦ S = NONE¦ NONE¦ 공통¦ T¦ 9¦ 1¦ 0¦ 3¦ 0¦ 3¦ 8¦ 0¦ 2¦ 0¦ -¦ T¦ 0¦ 0¦ 0¦ 0¦ 0¦ 0¦ 0¦ 0¦ 0¦ 0¦
| 1단계_정거장 - 복사본 | 1단계_정거장 - 복사본 | 033. T7005034-005 909정거장 CCTV,TDI,시계설비 지하2층 신설평면도 (2_2).dwg | P¦ \A1;7,900¦ \A1;7,900¦ \A1;28,000¦ \A1;6,100¦ \A1;6,100¦ \A1;47,560¦ \A1;30,000¦ \A1;77,560¦ \A1;2,560¦ \A1;5,000¦ \A1;5,000¦ \A1;5,000¦ \A1;5,000¦ \A1;5,000¦ \A1;5,000¦ \A1;5,000¦ \A1;5,000¦ \A1;5,000¦ \A1;7,500¦ \A1;7,500¦ \A1;7,500¦ \A1;7,500¦ TRAY (300x100)¦ UTP CAT.5E 25Px1조 (CONSOLE)¦ UTP CAT.5E 4Px4조 (CONSOLE)¦ FR-CV 3C/6.0㎟x1조 (LSE POWER)¦ UTP Cat.5E 4Px2조 (CL POWER)(신설)¦ F-CV 3C/2.5㎟x1조 (공간화상)(기존활용)¦ OF- SM-4Cx1조 (공간화상)(기존활용)¦ UTP Cat.5E4Px15조 (CAMERA)(신설)¦ OF-SM-8C(난연)x10조(신설) ¦ FR-CV 3C/4.0㎟x10조(신설) ¦ OF-SM-8C(난연)x2조(승강장모니터)(신설) ¦ FR-CV 3C/4.0㎟x2조(승강장모니터)(신설) ¦ MATCH LINE DWG No. "S1-TA-S09-DB-020-0"¦ KEY PLAN¦ Y04¦ Y03¦ Y02¦ Y01¦ Y00¦ X16¦ X18¦ X20¦ X22¦ X24¦ X26¦ X27¦ X28¦ X29¦ UP¦ 창 고 1¦ 창 고 2¦ G¦ TRAY (600x150)¦ UP TO 지하 1층¦ TRAY (600x150)¦ UP TO 지하 1층¦ P-3¦ P-5¦ P-6¦ (P35:200x200x100)¦ (P32:300x300x200)¦ (P31:300x300x200)¦ (P38:300x300x200)¦ (P37:400x400x200)¦ (P29:400x400x200)¦ (P36:400x400x200)¦ (P30:400x400x200)¦ G¦ NOTE¦ 1. 광케이블, 전원/접지케이블 (OF-SM-4Core, CV 3C/2.5㎟)¦ 3. 승강장 ANT설치위치: 열차 진행방향 정거장 시종점부에 설치¦ 2. 광케이블, 전원/접지케이블 (OF-SM-8Core, CV 3C/2.5㎟)¦ vmh¦ vmh¦ vmh¦ (16) OF-SM-8C(난연)x1조(CAMERA) ¦ (16) FR-CV 3C/4.0㎟x1조(CAMERA) ¦ (28) OF-SM-8C(난연)x2조(CAMERA) ¦ (28) FR-CV 3C/4.0㎟x2조(CAMERA) ¦ (16) OF-SM-8C(난연)x1조(CAMERA) ¦ (16) FR-CV 3C/4.0㎟x1조(CAMERA) ¦ (16) OF-SM-8C(난연)x1조(CAMERA) ¦ (16) FR-CV 3C/4.0㎟x1조(CAMERA) ¦ 모니터¦ 하행 승강장¦ (16) OF-SM-8Core(난연)x1조 (모니터)(신설)¦ (28) FR-CV 3C/4.0㎟x1조 (모니터POWER)(신설) ¦ (16) OF-SM-8Core(난연)x1조 (모니터)(신설)¦ (28) FR-CV 3C/4.0㎟x1조 (모니터POWER)(신설) ¦ (16) OF-SM-8Core(난연)x1조 (모니터)(신설)¦ (28) FR-CV 3C/4.0㎟x1조 (모니터POWER)(신설) ¦ (16) UL 2919-AMESB 24AWG 4Px1조 (TDI)(기존활용)¦ (28) FR-CV 3C/4.0㎟x1조 (TDI POWER)(기존활용)¦ (16) UTP Cat.5E 4Px2조 (TDI)(기존활용)¦ (28) UL 2919-AMESB 24AWG 4Px2조 (TDI)(기존활용)¦ (36) FR-CV 3C/4.0㎟x2조 (TDI POWER)(기존활용)¦ (22) UTP Cat.5E 4Px4조 (TDI)(기존활용)¦ (28) UL 2919-AMESB 24AWG 4Px2조 (TDI)(기존활용)¦ (36) FR-CV 3C/4.0㎟x2조 (TDI POWER)(기존활용)¦ (22) UTP Cat.5E 4Px4조 (TDI)(기존활용)¦ (36) FR-CV 3C/4.0㎟x2조 (TDI POWER)(기존활용)¦ (22) UTP Cat.5E 4Px4조 (TDI)(기존활용)¦ (28) UL 2919-AMESB 24AWG 4Px2조 (TDI)(기존활용)¦ UTP Cat.5E 4Px4조 (TDI)(기존활용)¦ UL 2919-AMESB 24AWG 4Px2조 (TDI)(기존활용)¦ FR-CV 3C/4.0㎟x2조 (TDI POWER)(기존활용)¦ UTP Cat.5E 4Px4조 (TDI)(기존활용)¦ UL 2919-AMESB 24AWG 4Px2조 (TDI)(기존활용)¦ FR-CV 3C/4.0㎟x2조 (TDI POWER)(기존활용)¦ (36) FR-CV 3C/4.0㎟x2조 (TDI POWER)(기존활용)¦ (22) UTP Cat.5E 4Px4조 (TDI)(기존활용)¦ (28) UL 2919-AMESB 24AWG 4Px2조 (TDI)(기존활용)¦ (28) UL 2919-AMESB 24AWG 4Px2조 (TDI)(기존활용)¦ (36) FR-CV 3C/4.0㎟x2조 (TDI POWER)(기존활용)¦ (22) UTP Cat.5E 4Px4조 (TDI)(기존활용)¦ (28) OF-MM-12Core(난연)x1조 (TDI)(기존활용)¦ (28)x2 OF-MM-12Core(난연)x1조x2 (TDI)(기존활용)¦ (28)x2 OF-MM-12Core(난연)x1조x2 (TDI)(기존활용)¦ (28)x2 OF-MM-12Core(난연)x1조x2 (TDI)(기존활용)¦ (28)x2 OF-MM-12Core(난연)x1조x2 (TDI)(기존활용)¦ (28)x2 OF-MM-12Core(난연)x1조x2 (TDI)(기존활용)¦ OF-MM-12Core(난연)x2조 (TDI)(기존활용)¦ OF-MM-12Core(난연)x2조 (TDI)(기존활용)¦ (16) UL 2919-AMESB 24AWG 4Px1조 (TDI)(기존활용)¦ (28) FR-CV 3C/4.0㎟x1조 (TDI POWER)(기존활용)¦ (16) UTP Cat.5E 4Px2조 (TDI)(기존활용)¦ (28) OF-MM-12Core(난연)x1조 (TDI)(기존활용)¦ 지하철 909정거장¦ 가양¦ 등촌¦ 염창¦ 1/400¦ S = 1 / 400¦ 909정거장 CCTV,TDI,시계설비 지하2층 신설평면도(2/2)¦ 909정거장 CCTV,TDI,시계설비 지하2층¦ 신설평면도(2/2)¦ T¦ 7¦ 0¦ 0¦ 5¦ 0¦ 3¦ 4¦ 0¦ 0¦ 5¦ CCTV(기존동축활용)¦ P¦
| 1단계_정거장 - 복사본 | 1단계_정거장 - 복사본 | 026. T7001034-007 902정거장 전화설비 지하3층신설평면도(1-3).dwg | UP¦ 5호선환승통로¦ UP¦ 공항철도 (상행선-도심방향)¦ 기 지 방 향¦ 9호선 (하행선-도심방향)¦ 9호선 (하행선-도심방향)¦ 5호선환승통로¦ 발매기실¦ 발매기실/¦ 예비실¦ 대 합 실¦ 00¦ Y¦ 01¦ Y¦ 02¦ Y¦ 03¦ Y¦ Y¦ 04¦ -11¦ X¦ -10¦ X¦ -9¦ X¦ -8¦ X¦ -7¦ X¦ -6¦ X¦ -5¦ X¦ X¦ -4¦ -3¦ X¦ -2¦ X¦ -1¦ X¦ 00¦ X¦ 8150¦ 3550¦ 8240¦ 9020¦ 8840¦ 26100¦ 11700¦ X¦ -12¦ /매표소-1¦ 매표소-2¦ 7000¦ 7000¦ 7000¦ 7500¦ 7500¦ 7500¦ 7500¦ 7000¦ 7500¦ 7500¦ 7500¦ 7500¦ INT¦ UP TO B2¦ P¦ C¦ P¦ P¦ PB(150X150X100)¦ PB(150X150X100)¦ PB(150X150X100)¦ (16)UTP CAT.5 4P(INT)¦ 01¦ X¦ 7500¦ P¦ M¦ M¦ PB(300X300X200)¦ C¦ (16)UTP CAT.5 4P(INT)¦ (22)5C-2VX2(MONITOR)¦ (22)CPEV 5P/.65(M.CON)¦ (22)CV 3.5 /2C(M.POW)¦ (16)UTP CAT.5 4P(INT)¦ INT¦ P¦ T¦ C¦ P¦ C¦ (16)UTP CAT.5 4P(INT)¦ (16)5C-HFBT(TV)¦ (28)UTP CAT.5 25P(9호선 예비실 B3)¦ (16)IV 1.2X2(CL)¦ (16)HIV 1.2X5(SP)¦ PB(200X200X200)¦ P¦ PB(200X200X200)¦ P¦ C¦ (16)5C-2V(CCTV)¦ (36)CV 3.5 /2CX2(C.POW)¦ M¦ M¦ C¦ PB(300X300X200)¦ B¦ P¦ C¦ AMP¦ AMP¦ P¦ P¦ PB(300X300X200)¦ 25P¦ A¦ (16)IV 1.2X4(CL)¦ 25P¦ PB(200X200X200)¦ PB(200X200X200)¦ (16)HIV1.2X2¦ (16)HIV1.2X3¦ (16)HIV1.2X4¦ (16)HIV1.2X6¦ UP TO B2¦ C/R¦ C/R¦ P¦ P¦ (16C)¦ UTP CAT.5 4Px2조(16C)¦ C¦ 승강장4¦ 승강장5¦ 승강장6¦ 게이트2¦ 매표소1¦ E/V-2¦ E/V-1¦ (28)UTP CAT.5 25PX2(9호선 예비실B3,매표소B3-1)¦ (16)UTP CAT.5 4P(INT)¦ A¦ (36)UTP CAT.5 25PX2(9호선 예비실B3,매표소 B3-1)¦ (16)UTP CAT.5 4P(INT)¦ B¦ 1. 음향유도기 전원은 전기콘센트를 이용한다.¦ NOTE¦ 2. 증폭기전원은 전기콘센트를 이용한다.¦ 3. 통신기계실 및 안전관리실 MAIN 분전반은 전기에서 설치한다.¦ 1. 일반교환기에 수용된 전화기는 안전관리실만 IP전화기로 교체한다.¦ NOTE¦ 2. 콜폰, E/L폰, 승강장 비상통화장치도 교체한다.¦ 3. 전화 및 인터폰 구간의 배선배관은 기존활용한다.¦ 지하철 902정거장¦ 김포공항¦ 공항시장¦ 1/400¦ 902정거장 전화설비 지하3층 신설평면도(1/3)¦ S = 1/400¦ 902정거장 전화설비 지하3층 신설평면도(1/3)¦ 개화¦ (기설활용)¦ T¦ 7¦ 0¦ 0¦ 1¦ 0¦ 3¦ 4¦ 0¦ 0¦ 7¦
| 1단계_정거장 - 복사본 | 1단계_정거장 - 복사본 | 016. T1001026-012 906정거장 출입통제설비 CABLE WIRING DIAGRAM (철거).dwg | 통신기계실¦ ELE-2 (지상층)¦ ELE-1 (대합실)¦ ELE-5 (대합실)¦ ELE-6 (대합실)¦ ES-1(2) (외부계단출입구)¦ ES-2 (외부계단출입구)¦ ES-3 (외부계단출입구)¦ ES-4 (외부계단출입구)¦ ES-5 (외부계단출입구)¦ ES-6 (외부계단출입구)¦ ES-7 (외부계단출입구)¦ T-1 (화장실.여)¦ P-1 (승강장상선)¦ P-2 (승강장상선)¦ P-4 (승강장하선)¦ AGM-1 (대합실)¦ ATVM-1 (대합실)¦ C-1 ( (대합실)¦ COMM-1 (통신기계실)¦ 안전관리실¦ 편의점¦ 대합실¦ ELEC-1 (전기실)¦ ES-8 (대합실)¦ ELE-7 (승강장상선)¦ ELE-8 (승강장하선)¦ P-3 (승강장하선)¦ 발매기실¦ 출입¦ 통제¦ 시스템¦ (ACU)¦ C/R¦ C/R¦ C/R¦ C/R¦ UTP Cat.5E 4Px10조¦ ES-9 (대합실)¦ ES-10 (대합실)¦ ES-11 (대합실)¦ ES-12 (대합실)¦ ES-13 (대합실)¦ 운영원대기실¦ ELEC-2 (변전실)¦ 용역원대기실¦ C/R¦ 906정거장 출입통제설비 CABLE WIRING DIAGRAM (철거)¦ S = NONE¦ AGM-2 (대합실)¦ ES-14 (외부계단출입구)¦ ELE-9 (대합실)¦ ELE-10 (지상층)¦ ES-1(1) (외부계단출입구)¦ 906정거장 출입통제설비 CABLE WIRING DIAGRAM (철거)¦ NONE¦ 지하철 906정거장¦ 마곡나루¦ 양천향교¦ 가양¦ T¦ 1¦ 0¦ 0¦ 1¦ 0¦ 2¦ 6¦ 2¦ 0¦ 1¦
| 1단계_정거장 - 복사본 | 1단계_정거장 - 복사본 | 030. T7005034-001 911정거장 CCTV,TDI,시계설비 지하1,2층 신설평면도 (1_2).dwg | CONSOLE¦ CCTV¦ ACU¦ P¦ \A1;7,330¦ \A1;7,330¦ \A1;500¦ \A1;3,880¦ \A1;7,830¦ \A1;3,880¦ \A1;7,830¦ \A1;23,420¦ \A1;500¦ \A1;7,500¦ \A1;7,500¦ \A1;7,500¦ \A1;3,750¦ \A1;30,000¦ \A1;5,000¦ \A1;5,000¦ \A1;5,000¦ \A1;5,000¦ \A1;5,000¦ \A1;5,000¦ \A1;5,000¦ \A1;5,000¦ \A1;14,000¦ \A1;6,500¦ \A1;7,500¦ \A1;7,500¦ \A1;28,000¦ \A1;14,000¦ \A1;6,500¦ \A1;5,630¦ \A1;8,370¦ \A1;5,630¦ \A1;28,000¦ \A1;8,370¦ DN¦ OPEN¦ OPEN¦ 상부OPEN¦ L¦ L1¦ TRAY (300x100)¦ UTP CAT.5E 25Px1조 (CONSOLE)¦ UTP CAT.5E 4Px4조 (CONSOLE)¦ FR-CV 3C/6.0㎟x1조 (LSE POWER)¦ UTP Cat.5E 4Px2조 (CL POWER)(신설)¦ F-CV 3C/2.5㎟x1조 (공간화상)(기존활용)¦ OF- SM-4Cx1조 (공간화상)(기존활용)¦ UTP Cat.5E4Px15조 (CAMERA)(신설)¦ OF-SM-8C(난연)x10조(신설) ¦ FR-CV 3C/4.0㎟x10조(신설) ¦ OF-SM-8C(난연)x2조(승강장모니터)(신설) ¦ FR-CV 3C/4.0㎟x2조(승강장모니터)(신설) ¦ C/R¦ G¦ B¦ F¦ H¦ M¦ C¦ E¦ I¦ J¦ O¦ TRAY (300x100)¦ UTP Cat.5E 4Px4조 (CONSOLE)¦ UTP Cat.5E 25Px1조 (CONSOLE)¦ A¦ 지하1층 평면도¦ N¦ KEY PLAN¦ 22,777¦ 33,750¦ 7,500¦ 86,527¦ X10¦ X11¦ X12¦ X13¦ X14¦ X09¦ X08¦ X07¦ X06¦ X05¦ X04¦ X01¦ X02¦ X00¦ X03¦ Y00¦ Y01¦ Y03¦ Y05¦ Y06¦ DN¦ DN¦ 공조기계실1¦ 비상전원실¦ CO2실¦ 전기실¦ 창 고¦ 통신기계실¦ 안전관리실¦ 복 도¦ 화장실¦ 외부출입구1¦ 방범셔터¦ 외부엘리베이터1¦ 911 정거장¦ STA.12km615.167¦ X12¦ X13¦ X14¦ X15¦ X16¦ OPEN¦ DN¦ 내부계단¦ 홀¦ 외부엘리베이터1¦ MATCH LINE DWG No. "S1-TA-S11-DB-018-0"¦ (P7:200x200x100)¦ (P5:200x200x100)¦ (P4:200x200x100)¦ (P3:200x200x100)¦ ELE-5¦ ES-3[1]¦ (P9:200x200x100)¦ (P10:200x200x100)¦ U¦ (P8:300x300x200)¦ T-1¦ T¦ Q¦ S¦ ES-2¦ O¦ ES-1¦ L¦ M¦ ELE-1¦ AGM-1¦ N¦ I¦ (P2:200x200x100)¦ ELEC-1¦ COMM-1¦ (P1:200x200x100)¦ CCTV¦ RACK¦ F¦ H¦ TO: 승강장¦ ELE-3¦ W¦ DOWN TO 지하2층 E/L¦ ELE-6¦ A¦ B¦ J¦ P¦ K¦ (P6:200x200x100)¦ G¦ D¦ E¦ C¦ R¦ Y-08¦ Y-07¦ Y-06¦ Y-05¦ Y-04¦ Y-03¦ NOTE¦ 1. 광케이블, 전원/접지케이블 (OF-SM-4Core, CV 3C/2.5㎟)¦ 3. 승강장 ANT설치위치: 열차 진행방향 정거장 시종점부에 설치¦ 2. 광케이블, 전원/접지케이블 (OF-SM-8Core, CV 3C/2.5㎟)¦ 지상E/L¦ DOWN TO 지하1층¦ ELE-추가¦ vmh¦ vmh¦ vmh¦ vmh¦ vmh¦ vmh¦ vmh¦ vmh¦ vmh¦ vmh¦ VMT¦ 임대상가4¦ 임대상가2¦ 임대상가1¦ DOWN TO 지하3층¦ TRAY (900x150)¦ TRAY (300x100)¦ DOWN TO 지하3층¦ TRAY (900x150)¦ L¦ TRAY (300x100)¦ DOWN TO 통신기계실 ACCESS FLOOR¦ TRAY (600x150)¦ TRAY (300x100)¦ UTP Cat.5E4Px5조 (CAMERA)¦ (16) UTP Cat.5E4Px1조 (CAMERA)¦ P¦ (28) UTP Cat.5E4Px3조 (CAMERA)¦ U¦ T¦ TRAY (300x100)¦ DOWN TO 안전관리실 ACCESS FLOOR¦ TRAY (600x150)¦ (16) UTP Cat.5E4Px1조 (CAMERA)¦ TRAY (300x100)¦ TRAY (300x100)¦ (16) UTP Cat.5E4Px1조 (CAMERA)¦ S¦ (16) UTP Cat.5E4Px1조 (CAMERA)¦ (16) UTP Cat.5E4Px1조 (CAMERA)¦ Q¦ (16) UTP Cat.5E4Px1조 (CAMERA)¦ R¦ (16) UTP Cat.5E4Px1조 (CAMERA)¦ (22) UTP Cat.5E4Px2조 (CAMERA)¦ UP TO 지하1층 E/L¦ FR-CV 3C/6.0㎟x1조 (LSE POWER)¦ FR-CV 3C/6.0㎟x1조 (LSE POWER)¦ (16) UTP Cat.5E4Px1조 (CAMERA)¦ DOWN TO 지하1층¦ (16) UTP Cat.5E4Px1조 (CAMERA)¦ FR-CV 3C/4.0㎟x1조 (대합실게시기 POWER)(기존활용)¦ OF-SM-8Core(난연)x4조(대합실게시기)(신설)¦ FR-CV 3C/4.0㎟x1조 (대합실게시기 POWER)(기존활용)¦ OF-SM-8Core(난연)x4조(대합실게시기)(신설)¦ FR-CV 3C/4.0㎟x1조 (대합실게시기 POWER)(기존활용)¦ OF-SM-8Core(난연)x4조(대합실게시기)(신설)¦ FR-CV 3C/4.0㎟x1조 (대합실게시기 POWER)(기존활용)¦ OF-SM-8Core(난연)x4조(대합실게시기)(신설)¦ UTP Cat.5E4Px23조 (CAMERA)¦ OF-SM-8C(난연)x4조(CAMERA) ¦ FR-CV 3C/4.0㎟x4조(CAMERA) ¦ UTP Cat.5E4Px24조 (CAMERA)¦ OF-SM-8C(난연)x4조(CAMERA) ¦ FR-CV 3C/4.0㎟x4조(CAMERA) ¦ UTP Cat.5E4Px3조 (CAMERA)¦ OF-SM-8C(난연)x1조(CAMERA) ¦ FR-CV 3C/4.0㎟x1조(CAMERA) ¦ UTP Cat.5E4Px28조 (CAMERA)¦ OF-SM-8C(난연)x4조(CAMERA) ¦ FR-CV 3C/4.0㎟x4조(CAMERA) ¦ UTP Cat.5E4Px22조 (CAMERA)¦ OF-SM-8C(난연)x4조(CAMERA) ¦ FR-CV 3C/4.0㎟x4조(CAMERA) ¦ UTP Cat.5E4Px3조 (CAMERA)¦ OF-SM-8C(난연)x1조(CAMERA) ¦ FR-CV 3C/4.0㎟x1조(CAMERA) ¦ 스피드돔¦ 스피드돔¦ (28) OF-SM-8C(난연)x1조(CAMERA) ¦ (28) FR-CV 3C/4.0㎟x1조(CAMERA) ¦ (28) OF-SM-8C(난연)x1조(CAMERA) ¦ (28) FR-CV 3C/4.0㎟x1조(CAMERA) ¦ UTP Cat.5E4Px15조 (CAMERA)¦ OF-SM-8C(난연)x2조(CAMERA) ¦ FR-CV 3C/4.0㎟x2조(CAMERA) ¦ (28) UTP Cat.5E4Px3조 (CAMERA)¦ (28) OF-SM-8C(난연)x1조(CAMERA) ¦ (28) FR-CV 3C/4.0㎟x1조(CAMERA) ¦ K¦ UTP Cat.5E4Px3조 (CAMERA)¦ OF-SM-8C(난연)x1조(CAMERA) ¦ FR-CV 3C/4.0㎟x1조(CAMERA) ¦ vmh¦ VMT¦ OF-SM-8Core(난연)x1조 (모니터)(신설)¦ FR-CV 3C/4.0㎟x1조 (모니터POWER)(신설) ¦ OF-SM-8Core(난연)x1조 (모니터)(신설)¦ FR-CV 3C/4.0㎟x1조 (모니터POWER)(신설) ¦ OF-SM-8Core(난연)x1조 (모니터)(신설)¦ FR-CV 3C/4.0㎟x1조 (모니터POWER)(신설) ¦ OF-SM-8Core(난연)x1조 (모니터)(신설)¦ FR-CV 3C/4.0㎟x1조 (모니터POWER)(신설) ¦ OF-SM-8Core(난연)x1조 (모니터)(신설)¦ FR-CV 3C/4.0㎟x1조 (모니터POWER)(신설) ¦ UL 2919-AMESB 24AWG 4Px2조 (TDI)(기존활용)¦ FR-CV 3C/4.0㎟x2조 (TDI POWER)(기존활용)¦ UL 2919-AMESB 24AWG 4Px2조 (TDI)(기존활용)¦ FR-CV 3C/4.0㎟x2조 (TDI POWER)(기존활용)¦ UL 2919-AMESB 24AWG 4Px2조 (TDI)(기존활용)¦ FR-CV 3C/4.0㎟x2조 (TDI POWER)(기존활용)¦ UL 2919-AMESB 24AWG 4Px2조 (TDI)(기존활용)¦ FR-CV 3C/4.0㎟x2조 (TDI POWER)(기존활용)¦ UL 2919-AMESB 24AWG 4Px2조 (TDI)(기존활용)¦ FR-CV 3C/4.0㎟x2조 (TDI POWER)(기존활용)¦ UL 2919-AMESB 24AWG 4Px2조 (TDI)(기존활용)¦ FR-CV 3C/4.0㎟x2조 (TDI POWER)(기존활용)¦ TRAY (300x100)¦ UL 2919-AMESB 24AWG 4Px2조 (TDI)(기존활용)¦ D¦ FR-CV 3C/4.0㎟x2조 (TDI POWER)(기존활용)¦ UTP Cat.5E 4Px4조 (TDI)(기존활용)¦ OF-MM-12Core(난연)x2조 (TDI)(기존활용)¦ UTP Cat.5E 4Px4조 (TDI)(기존활용)¦ OF-MM-12Core(난연)x2조 (TDI)(기존활용)¦ UTP Cat.5E 4Px4조 (TDI)(기존활용)¦ OF-MM-12Core(난연)x2조 (TDI)(기존활용)¦ UTP Cat.5E 4Px4조 (TDI)(기존활용)¦ OF-MM-12Core(난연)x2조 (TDI)(기존활용)¦ UTP Cat.5E 4Px4조 (TDI)(기존활용)¦ OF-MM-12Core(난연)x2조 (TDI)(기존활용)¦ UTP Cat.5E 4Px4조 (TDI)(기존활용)¦ OF-MM-12Core(난연)x2조 (TDI)(기존활용)¦ UTP Cat.5E 4Px4조 (TDI)(기존활용)¦ OF-MM-12Core(난연)x2조 (TDI)(기존활용)¦ (16) OF-SM-8C(난연)x2조(CAMERA) ¦ (16) FR-CV 3C/4.0㎟x2조(CAMERA) ¦ (16) OF-SM-8C(난연)x1조(CAMERA) ¦ (16) FR-CV 3C/4.0㎟x1조(CAMERA) ¦ 910¦ 1 / 400¦ 912¦ 911¦ 지하철 911정거장¦ 염창¦ 신목동¦ 선유도¦ 1/400¦ S = 1 / 400¦ 911정거장 CCTV,TDI,시계설비 지하1,2층 신설평면도(1/2)¦ 911정거장 CCTV,TDI,시계설비 지하1,2층¦ 신설평면도(1/2)¦ T¦ 7¦ 0¦ 0¦ 5¦ 0¦ 3¦ 4¦ 0¦ 0¦ 1¦ CCTV(기존동축활용)¦ P¦
| 1단계_정거장 - 복사본 | 1단계_정거장 - 복사본 | 064. T9103038-016 WALL PULLBOX DETAIL.dwg | \A1;A¦ \A1;C¦ \A1;B¦ \A1;D¦ \A1;D¦ \A1;B¦ \A1;F¦ \A1;E¦ \A1;150¦ \A1;280¦ \A1;210¦ \A1;F¦ \A1;10¦ \A1;50¦ \A1;10¦ -¦ T¦ 0¦ 0¦ 0¦ 0¦ 0¦ 0¦ 0¦ 0¦ 0¦ 0¦ 공통¦ DETAIL "A"¦ DETAIL B-1¦ NUT¦ RUBBER PACKING¦ DOOR PIN¦ RUBBER PACKING¦ 164.2819¦ 매 입 형¦ FRONT VIEW¦ BOX¦ DOOR¦ DETAIL "A"¦ DOOR¦ BOX¦ (FRONT VIEW)¦ STAINLESS STEEL¦ DETAIL B-2¦ 노 출 형¦ BOX¦ DOOR¦ DETAIL B-1¦ DOOR¦ 2380.5872¦ WASHER¦ DOOR PIN¦ BOX¦ WELDING¦ M6x32 BOLT¦ WELDING¦ 300¦ 600¦ 300¦ 400¦ 300¦ 500¦ 400¦ 300¦ 400¦ 500¦ 500¦ 400¦ 20¦ 30¦ 300¦ 30¦ 30¦ 30¦ 30¦ 30¦ 300¦ 150¦ 150¦ 150¦ 150¦ 20¦ 20¦ 20¦ 20¦ 20¦ A¦ 200¦ 300¦ B¦ 30¦ 150¦ C¦ D¦ 20¦ E¦ 15¦ 15¦ 15¦ 15¦ 15¦ 15¦ 15¦ F¦ DOOR 보강용 ANGLE 취부도¦ DETAIL B-2¦ 164.2819¦ DOOR¦ KEY¦ SPRING¦ 쇄정 손잡이¦ DOOR¦ WELDING¦ WELDING¦ 1. 카바는 스텐레스(27종 t:1.5)제로하고 몸체는 2.0t스텐레스로 한다.¦ NOTE¦ 2. BOX KEY는 동일한 제품으로 우수한 재료를 사용한다.¦ 3. 스텐레스 원판은 헤어라인 처리하고 절곡부분은 V Cut 시공하여 ¦ 외관상 미려하게 제작하여야 한다.¦ DIMENSION LIST¦ WALL PULLBOX DETAIL¦ WALL PULLBOX DATAIL¦ S = NONE¦ NONE¦ 공통¦ T¦ 9¦ 1¦ 0¦ 3¦ 0¦ 3¦ 8¦ 0¦ 1¦ 6¦
| 1단계_정거장 - 복사본 | 1단계_정거장 - 복사본 | 014. T1001026-010 908정거장 AFC CABLE WIRING DIAGRAM (철거).dwg | D/I MUX (ROUTER)¦ (통신기계실)¦ 분전반 (전기시설분)¦ (안전관리실)¦ AFC 접지단자함¦ (안전관리실)¦ DPC BOX¦ 인터콤 모장치¦ SMS (S/W HUB)¦ (안전관리실)¦ 통로 안내표시기 (AIS)¦ 주제어장치 (안전관리실)¦ EM GATE¦ CONTROL BOX¦ 통로안내표시기 (AIM)¦ AGM 6형 (No.1)¦ AGM 8형 (No.2)¦ AGM 8형 (No.3)¦ AGM 8형 (No.4)¦ AGM 10형 (No.5) (HUB)¦ AGM 11형 (No.6)¦ AGM 12형 (No.7)¦ ATVM (No.1~2)¦ 환급기 (No.1)¦ STP Cat.5E 4Px1조¦ CPEV 0.9/5Px1조¦ STP Cat.5E 4Px1조¦ F-GV 4.0㎟x2조¦ F-GV 4.0㎟x1조¦ F-GV 4.0㎟x1조¦ FR-CV 2C/4.0㎟x1조¦ EM. GATE (No.1) (개폐장치)¦ STP Cat.5E 4Px2조¦ FR-CVVS 4C/2.5㎟x1조 (DPC)¦ 접지단자함¦ F-GV 25㎟x1조 (통신시공분)¦ FR-CV 3C/4.0㎟x2조¦ FR-CV 3C/4.0㎟x1조¦ FR-CV 3C/4.0㎟x1조¦ FR-CV 3C/4.0㎟x1조¦ FR-CV 3C/4.0㎟x1조¦ FR-CV 3C/4.0㎟x1조¦ STP Cat.5E 4Px1조¦ CPEV 0.65/5Px1조 (INT)¦ CPEV 0.65/5Px1조 (INT)¦ AAM (No.1)¦ STP Cat.5E 4Px1조¦ F-GV 4.0㎟x1조¦ FR-CV 3C/4.0㎟x1조¦ FR-CV 3C/4.0㎟x2조¦ (안전관리실)¦ (안전관리실)¦ CROSS AISLE CABLE¦ CROSS AISLE CABLE¦ CROSS AISLE CABLE¦ CROSS AISLE CABLE¦ CROSS AISLE CABLE¦ (승강장)¦ F-GV 4.0㎟x1조¦ STP Cat.5E 4Px1조¦ UTP Cat.5E 4Px1조¦ STP Cat.5E 4Px1조¦ STP Cat.5E 4Px1조¦ STP Cat.5E 4Px1조¦ STP Cat.5E 4Px1조¦ UTP Cat.5E 4Px2조¦ OF-SM-2Cx1조¦ 화재수신반¦ FR-CV 3C/4.0㎟x1조¦ CPEV 0.65/5Px1조 (INT)¦ STP Cat.5E 4Px1조¦ F-GV 4.0㎟x1조¦ STP Cat.5E 4Px1조¦ STP Cat.5E 4Px1조¦ 908정거장 AFC CABLE WIRING DIAGRAM (철거)¦ 908정거장 AFC CABLE WIRING DIAGRAM (철거)¦ S = NONE¦ NONE¦ 지하철 908정거장¦ 가양¦ 증미¦ 등촌¦ T¦ 1¦ 0¦ 0¦ 1¦ 0¦ 2¦ 6¦ 0¦ 0¦ 1¦
| 1단계_정거장 - 복사본 | 1단계_정거장 - 복사본 | 034. T7005034-002 912정거장 CCTV,TDI,시계설비 지하2층 신설평면도 (1_2).dwg | CONSOLE¦ P¦ P¦ \A1;2,400¦ \A1;30,700¦ \A1;12,950¦ \A1;2,400¦ \A1;12,950¦ \A1;78,750¦ \A1;3,750¦ \A1;7,500¦ \A1;7,500¦ \A1;7,500¦ \A1;6,000¦ \A1;4,000¦ \A1;7,500¦ \A1;5,000¦ \A1;5,000¦ \A1;5,000¦ \A1;5,000¦ \A1;5,000¦ \A1;5,000¦ \A1;5,000¦ \A1;5,000¦ \A1;5,000¦ \A1;5,000¦ \A1;5,000¦ \A1;20,000¦ \A1;37,750¦ \A1;41,000¦ C/R¦ MATCH LINE DWG No. "S1-TA-S12-DB-021-0"¦ B¦ C¦ D¦ E¦ KEY PLAN¦ X07¦ X08¦ X09¦ X11¦ X12¦ X15¦ X16¦ X10¦ X13¦ X14¦ X17¦ X20¦ X21¦ X18¦ X19¦ X22¦ X23¦ X24¦ Y00¦ Y02¦ Y03¦ Y06¦ Y04¦ DN¦ DN¦ 이동통신기계실¦ 용역원 대기실¦ 비상전원실¦ 전기실¦ 안전관리실¦ 변전실 ¦ 운영원대기실¦ 복 도¦ CO2실¦ 공조기계실1¦ CO2실¦ ES-9¦ ES-11¦ ELEC-1¦ C¦ ELEC-2¦ (P8:200x200x100)¦ (P9:200x200x100)¦ D¦ B¦ E¦ NOTE¦ 1. 광케이블, 전원/접지케이블 (OF-SM-4Core, CV 3C/2.5㎟)¦ 3. 승강장 ANT설치위치: 열차 진행방향 정거장 시종점부에 설치¦ 2. 광케이블, 전원/접지케이블 (OF-SM-8Core, CV 3C/2.5㎟)¦ vmh¦ vmh¦ vmh¦ vmh¦ TRAY (300x100)¦ UTP Cat.5E4Px2조 (CAMERA)¦ UTP Cat.5E 4Px4조 (CONSOLE)¦ UTP Cat.5E 25Px1조 (CONSOLE)¦ DOWN TO 안전관리실 ACCESS FLOOR¦ TRAY (600x150)¦ UTP Cat.5E 4Px4조 (CONSOLE)¦ UTP Cat.5E 25Px1조 (CONSOLE)¦ (16) UTP Cat.5E4Px1조 (CAMERA)¦ TRAY (300x100)¦ UTP Cat.5E4Px2조 (CAMERA)¦ UTP Cat.5E 4Px4조 (CONSOLE)¦ UTP Cat.5E 25Px1조 (CONSOLE)¦ (16) UTP Cat.5E4Px1조 (CAMERA)¦ (16) UTP Cat.5E4Px1조 (CAMERA)¦ (16) UTP Cat.5E4Px1조 (CAMERA)¦ (16) UTP Cat.5E4Px1조 (CAMERA)¦ (16) UTP Cat.5E4Px1조 (CAMERA)¦ FR-CV 3C/6.0㎟x1조 (LSE POWER)¦ FR-CV 3C/6.0㎟x1조 (LSE POWER)¦ FR-CV 3C/6.0㎟x1조 (LSE POWER)¦ OF-SM-8Core(난연)x4조(대합실게시기)(신설)¦ FR-CV 3C/4.0㎟x1조 (대합실게시기 POWER)(기존활용)¦ OF-SM-8Core(난연)x4조(대합실게시기)(신설)¦ FR-CV 3C/4.0㎟x1조 (대합실게시기 POWER)(기존활용)¦ OF-SM-8Core(난연)x4조(대합실게시기)(신설)¦ FR-CV 3C/4.0㎟x1조 (대합실게시기 POWER)(기존활용)¦ 스피드돔¦ 스피드돔¦ vmh¦ vmh¦ FR-CV 3C/4.0㎟x4조 (TDI POWER)(기존활용)¦ UL 2919-AMESB 24AWG 4Px4조 (TDI)(기존활용)¦ FR-CV 3C/4.0㎟x4조 (TDI POWER)(기존활용)¦ UL 2919-AMESB 24AWG 4Px4조 (TDI)(기존활용)¦ FR-CV 3C/4.0㎟x4조 (TDI POWER)(기존활용)¦ UL 2919-AMESB 24AWG 4Px4조 (TDI)(기존활용)¦ UTP Cat.5E 4Px8조 (TDI)(기존활용)¦ OF-MM-12Core(난연)x4조 (TDI)(기존활용)¦ UTP Cat.5E 4Px8조 (TDI)(기존활용)¦ OF-MM-12Core(난연)x4조 (TDI)(기존활용)¦ UTP Cat.5E 4Px8조 (TDI)(기존활용)¦ OF-MM-12Core(난연)x4조 (TDI)(기존활용)¦ 지하철 912정거장¦ 신목동¦ 선유도¦ 당산¦ 1/400¦ S = 1 / 400¦ 912정거장 CCTV,TDI,시계설비 지하2층 신설평면도(1/2)¦ 912정거장 CCTV,TDI,시계설비 지하2층¦ 신설평면도(1/2)¦ T¦ 7¦ 0¦ 0¦ 5¦ 0¦ 3¦ 4¦ 0¦ 0¦ 2¦ CCTV(기존동축활용)¦
| 1단계_정거장 - 복사본 | 1단계_정거장 - 복사본 | 042. T7003034-006 913정거장 방송설비 지하3층 신설평면도 (1_2).dwg | P¦ \A1;7,500¦ \A1;81,370¦ \A1;49,122¦ \A1;130,492¦ \A1;7,500¦ \A1;7,500¦ \A1;7,500¦ \A1;7,500¦ \A1;7,500¦ \A1;7,500¦ \A1;7,500¦ \A1;5,000¦ \A1;7,500¦ \A1;7,500¦ \A1;7,500¦ \A1;7,500¦ \A1;7,500¦ \A1;7,500¦ \A1;4,122¦ \A1;5,000¦ \A1;7,500¦ \A1;21,370¦ \A1;6,750¦ \A1;7,800¦ \A1;6,820¦ S = 1 / 400¦ 903정거장 방송설비 지하1층 신설평면도(2/2)¦ 1/400¦ 904정거장 방송설비 지하1층 신설평면도 (1/2)¦ 0¦ 0¦ 0¦ -¦ 0¦ 0¦ 0¦ 0¦ (기설활용)¦ -¦ T¦ 7¦ 0¦ 0¦ 3¦ 0¦ 3¦ 4¦ 0¦ 1¦ 6¦ : (16) HIV 1.5㎟x2조¦ NOTE¦ : (16) HIV 1.5㎟x5조¦ : (16) HIV 1.5㎟x6조¦ : (22) HIV 1.5㎟x7조¦ : (22) HIV 1.5㎟x8조¦ : (22) HIV 1.5㎟x10조¦ : (16) HIV 1.5㎟x4조¦ : (16) HIV 1.5㎟x3조¦ KEY PLAN¦ MATCH LINE DWG No. "S1-TA-S13-DB-022-0"¦ X13¦ X14¦ X15¦ X16¦ X17¦ X18¦ X19¦ X20¦ X21¦ X22¦ X23¦ X24¦ X25¦ X26¦ X27¦ X28¦ X29¦ X30¦ Y00¦ Y02¦ Y05¦ Y07¦ Y01¦ Y03¦ Y06¦ Y04¦ 배수펌프실¦ 정화조¦ 승강장¦ 창고¦ 내부계단3¦ (P13:100x100x100)¦ HIV 1.5㎟x8조 (승강장 SP)¦ TRAY (900x150)¦ UP TO 신호통신기계실¦ 벽부형 5W : 4 EA¦ 천정형 5W : 16 EA¦ 지하철 913정거장¦ 선유도¦ 당산¦ 국회의사당¦ S = 1 / 400¦ 913정거장 방송설비 지하3층 신설평면도(1/2)¦ 1/400¦ 913정거장 방송설비 지하3층 신설평면도 (1/2)¦ (기설활용)¦ T¦ 7¦ 0¦ 0¦ 3¦ 0¦ 3¦ 4¦ 0¦ 0¦ 6¦
| 1단계_정거장 - 복사본 | 1단계_정거장 - 복사본 | 012. T1001026-008 906정거장 AFC SYSTEM DIAGRAM (철거).dwg | ATVM¦ ATVM¦ 02¦ 01¦ 통신기계실¦ D/I MUX¦ I/F¦ S/W HUB¦ L-AFC-1-분전반¦ MAIN POWER¦ 접지단자함¦ [ 비상게이트 ]¦ CONTROL¦ EM.GATE¦ BOX¦ 안전관리실¦ BOX¦ DPC¦ COM¦ INTER¦ COMMS¦ S/W HUB¦ SMS¦ 화재¦ 수신반¦ 주장치¦ 통로안내표시기¦ AAM¦ 01¦ AGM8¦ AGM6¦ AGM8¦ AGM8¦ 01¦ 02¦ 03¦ Cross Cable¦ Cross Cable¦ Cross Cable¦ Cross Cable¦ Cross Cable¦ Cross Cable¦ 04¦ 05¦ AGM8¦ AGM10¦ 06¦ AIMx2¦ GROUND¦ 접지단자함¦ MAIN¦ (공통)¦ 변전실¦ 906정거장 AFC SYSTEM DIAGRAM (철거)¦ S = NONE¦ NO.08(AGM10)¦ H U B¦ AGM11¦ 07¦ AGM12¦ 08¦ 환급기¦ 01¦ 분전반~AAM, AGM, SMS, ATVM, AIM¦ : IN USE¦ 접지반~AAM, AGM, SMS, ATVM¦ EM. GATE¦ MAIN GROUND¦ INTERCOM~ATVM, AAM¦ SMS(S/W HUB)~TOM, AGM, ATVM¦ D/I MUX(ROUTER)~SMS(S/W HUB)¦ NOTE¦ 화재수신반~DPC BOX¦ I/F¦ DPC¦ DPC SW~AGM(DPC)¦ : FR-CV 3C/4.0㎟¦ : F-GV 4.0㎟¦ : FR-CV 2C/4.0㎟¦ : F-GV 50㎟¦ : CPEV 0.65/5P, STP Cat.5E 4P¦ : STP Cat.5E 4Px1조¦ : STP Cat.5E 4Px1조¦ : CPEV 0.9x5P¦ : Interface Unit¦ : Direct Power Control¦ : FR-CVVS 4C/2.5㎟¦ INTERCOM~EM.GATE¦ : UTP Cat.5E 4P¦ AIS~AIM¦ : OF-SM-2Core¦ : UTP Cat.5E 4P¦ AIS~AIM¦ 906정거장 AFC SYSTEM DIAGRAM (철거)¦ NONE¦ 지하철 906정거장¦ 마곡나루¦ 양천향교¦ 가양¦ T¦ 1¦ 0¦ 0¦ 1¦ 0¦ 2¦ 6¦ 8¦ 0¦ 0¦
| 1단계_정거장 - 복사본 | 1단계_정거장 - 복사본 | 053. T9103075-001 916정거장 역사 L3스위치 인터페이스 구성도.dwg | 930정거장 역사 L3 스위치 인터페이스 구성도¦ NONE¦ 916(샛강)정거장 역사 L3 스위치 인터페이스 구성도¦ S = NONE¦ NMS¦ 시리얼 통신장치¦ 역사 L3 스위치-A¦ 역사 L3 스위치-B¦ B¦ A¦ B¦ PDP분배반¦ 전원 A¦ 전원 B¦ 10G 라인카드¦ 10G 라인카드¦ 10/ 100/ 1000Base-T¦ PDP분배반¦ 전원 A¦ 전원 B¦ 10G 라인카드¦ 10G 라인카드¦ 10/ 100/ 1000Base-T¦ 기계설비¦ CTC-1¦ VTS(대열차)¦ UPS¦ 사령전화¦ 방송설비¦ 중앙집중¦ CCTV¦ NTP¦ 교환기¦ 종합무선¦ AFC#1¦ PSD용 신호회선¦ SCADA MMI¦ 열차무선¦ 출입통제¦ PSD¦ 행선안내¦ AFC#3¦ CTC-2¦ AFC#2¦ A¦ 역사백본¦ 전송설비 과업¦ 타시스템 과업¦ 역사백본¦ -철 거-¦ 916정거장 역사 L3스위치 인터페이스 구성도¦ NONE¦ T¦ 9¦ 1¦ 0¦ 3¦ 0¦ 7¦ 5¦ 0¦ 0¦ 1¦ 916¦ 917¦ 915¦ 903¦ 902¦ 904¦
| 1단계_정거장 - 복사본 | 1단계_정거장 - 복사본 | 109. T9203079-008 차량기지 노드 랙 배치도.dwg | \pi-15,l20,t20;* 예시도면이며 제조사별 구성도 다를 수 있음.¦ \pi-15,l20,t20;* RRU 전원은 ATS 통과된 벽분전반 전원임.¦ 차량기지 노드 랙 배치도¦ NONE¦ 차량기지 노드 랙 배치도¦ S = NONE¦ OFD 랙¦ MDF 랙¦ 기지국장치 랙¦ 스위치 랙¦ 시리얼장치¦ PDP¦ MDF¦ MDF¦ MDF¦ MDF¦ MDF¦ OFD¦ OFD¦ OFD¦ OFD¦ OFD¦ 스위치¦ 스위치¦ 스위치¦ UPS¦ 스위치 랙 ¦ 기지국장치 랙 ¦ OFD 랙 ¦ MDF 랙 ¦ GND¦ OJCx4¦ UTP Cat6 25Px2¦ HFCO 2C/4㎟¦ HFCO 2C/4㎟¦ F-GV 16㎟¦ F-GV 16㎟¦ F-GV 16㎟¦ F-GV 16㎟¦ F-GV 16㎟¦ \pi-15,l20,t20;* 예시도면이며 제조사별 구성도 다를 수 있음.¦ PDP¦ RRU¦ PDOD¦ RRU 정류기¦ \pi-15,l20,t20;* 랙 내 접지바에서 장치간 접지 연결.¦ HFCO 2C/4㎟¦ 차량기지 노드 랙 배치도¦ NONE¦ 차량기지 노드 랙 배치도¦ S = NONE¦ OFD 랙¦ MDF 랙 (기설)¦ 기지국장치 랙¦ MDF¦ MDF¦ MDF¦ OFD¦ OFD¦ \pi-15,l20,t20;* 예시도면이며 제조사별 구성도 다를 수 있음.¦ PDP¦ RRU¦ OPDP¦ RRU 정류기¦ \pi-15,l20,t20;* 랙 내 접지바에서 장치간 접지 연결.¦ PDOD¦ RRU 1¦ UPS¦ 역사노드백본 랙 ¦ 기지국장치 랙 ¦ OFD 랙 ¦ MDF 랙 ¦ GND¦ OJCx4¦ HFCO 2C/4㎟¦ F-GV 16㎟¦ F-GV 16㎟¦ F-GV 16㎟¦ OPDP¦ RRU 1¦ RRU 2¦ 역사노드백본 랙¦ 시리얼장치¦ PDP¦ 백본스위치¦ 백본스위치¦ HFCO 2C/4㎟¦ OJCx8¦ 시리얼장치¦ OJCx4¦ UTP Cat6 25Px2¦ UTP Cat5e 4Px2¦ F-GV 16㎟¦ 차량기지¦ 901¦ T¦ 9¦ 2¦ 0¦ 3¦ 0¦ 7¦ 9¦ 0¦ 0¦ 8¦ OJCx10¦ OJCx8¦ F-GV 16㎟¦ 정류기¦ DU_A¦ PDP¦ DU_S¦ RRU¦ OPDP¦ OPDP¦ RRU 정류기¦ RRU 축전지¦
| 1단계_정거장 - 복사본 | 1단계_정거장 - 복사본 | 017. T1001026-013 904정거장 통신기계실 & 안전관리실 CABLE WIRING DIAGRAM.dwg | OF-SM 46Core (상선)¦ From: 903 ¦ OF-SM 46Core (상선)¦ To: 905 ¦ OF-SM 46Core (하선)¦ OF-SM 46Core (하선)¦ From: 903 ¦ To: 905 ¦ F/S(J.F) 0.65x25P (50%%%차폐) 직통전화¦ F/S(J.F) 0.65x25P (50%%%차폐) 직통전화¦ From: 903 ¦ To: 905 ¦ FR-CVVSB 4P/1.5㎟ 연선전화¦ FR-CVVSB 4P/1.5㎟ 연선전화¦ From: 903 ¦ To: 905 ¦ 904정거장 통신기계실 & 안전관리실 CABLE WIRING DIAGRAM¦ S = NONE¦ F-GV 6.0㎟x9조¦ OFD¦ 배선반¦ ADM¦ CCTV MATRIX RACK¦ 부모시계¦ 열차무선 장치¦ 종합무선 중계장치¦ UPS¦ 분전반¦ 종합집중관리 콘솔¦ 화재수신반¦ 광점퍼코드 (FC-PC)x4조¦ 광점퍼코드 (FC-PC)x4조¦ UTP Cat.5E 25Px10조¦ UTP Cat.5E 4Px1조 (DATA)¦ UL 2464-AMESB 24AWGx16Cx3조(방송)¦ P.A AMP RACK¦ FR-CV 4C/25㎟x2조¦ FR-CV 3C/4.0㎟¦ FR-CV 3C/4.0㎟¦ FR-CV 3C/6.0㎟¦ FR-CV 3C/4.0㎟¦ FR-CV 3C/6.0㎟¦ 공통접지 단자함¦ F-GV 6.0㎟x1조¦ F-GV 6.0㎟x2조¦ F-GV 6.0㎟x4조¦ F-GV 6.0㎟x5조¦ F-GV 6.0㎟x7조¦ F-GV 6.0㎟x8조¦ 통신기계실¦ UTP Cat.5E 4Px4조 (영상)¦ UTP Cat.5E 25Px2조 (CONSOLE)¦ FR-CV 3C/4.0㎟¦ 접지단자함 (AFC)¦ F-GV 50㎟x1조¦ 접지단자함 (통신)¦ UTP Cat.5E 25Px1조 (CCTV)¦ F-GV 6㎟x1조¦ F-GV 50㎟x1조¦ F-GV 50㎟x1조¦ 분전반¦ 출입통제 (ACU)¦ UTP Cat.5E 4Px1조 (DATA)¦ FR-CV 3C/4.0㎟¦ F-GV 6.0㎟x6조¦ 행선안내게시기 (LSE)¦ 안전관리실¦ UTP Cat.5E 25Px1조 (LSE)¦ FR-CV 3C/6.0㎟¦ UTP Cat.5E 4Px1조 (화재탐지용)¦ UL 2464-AMESB 24AWG 16Cx2조 (방송), CPEV 0.9 5Px1조, UL 2464-AMESB 24AWG 4Cx1조¦ UTP Cat.5E 4Px1조 (자동방송)¦ 사령전화 역장치¦ 종합집중관리 장치¦ CCTV 콘솔¦ 방송원격조정기¦ UTP Cat.5E 4Px1조¦ UTP Cat.5E 4Px1조¦ UTP Cat.5E 4Px1조¦ CPEV 0.9 5Px1조¦ UTP Cat.5E 4Px1조¦ UTP Cat.5E 4Px1조¦ HFC-12Dx1조¦ F-GV 16㎟x1조¦ 광점퍼코드 (FC-PC)x2조¦ F-GV 6.0㎟x2조¦ F-GV 6.0㎟x1조¦ FR-CV 3C/6.0㎟¦ UTP Cat.5E 4Px1조 (UPS NMS)¦ F-GV 6㎟x1조¦ 역단위 전산기 (SMS)¦ L-M 분전반¦ FR-CV 3C/2.5㎟¦ FR-CV 3C/4㎟¦ UTP Cat.5E 25Px1조¦ UTP Cat.5E 25Px1조¦ UTP Cat.5E 4Px1조¦ FR-CV 3C/4.0㎟¦ *전송(IP-MPLS) 및 열차무선(LTE-R)의 전원 및 신호계통은 별도 도면 참조¦ *점선( ) : 철거, 실선( ) : 신설¦ OFD¦ 배선반¦ 전송설비¦ CCTV MATRIX RACK¦ 사령전화(역장치)¦ 열차무선 중계장치(SOR)¦ UPS¦ 분전반¦ 종합집중관리 콘솔¦ 화재수신반¦ 광점퍼코드x4¦ 광점퍼코드x2¦ UTP Cat.5E 25Px10¦ UL 2464-AMESB 24AWGx16Cx3(방송) , CPEV 0.65/5Px1 (Rail Condition)¦ CPEV 0.65/5Px1(Rail Condition)¦ P.A AMP RACK¦ F-CV 4C/25㎟¦ F-CV 3C/4.0㎟¦ F-CV 3C/4.0㎟¦ F-CV 3C/4.0㎟¦ F-CV 3C/4.0㎟¦ 전기공통접지 단자함¦ UTP Cat.5E 4Px1 (화재수신)¦ UL 2464-AMESB 24AWG 16Cx1 (방송)¦ F-GV 6.0㎟x1¦ F-GV 6.0㎟x2¦ F-GV 6.0㎟x4¦ F-GV 6.0㎟x5¦ F-GV 6.0㎟x7¦ F-GV 6.0㎟x8¦ 통신기계실¦ UTP Cat.5E 4Px4 (영상), UTP Cat.5E 25Px1 (제어)¦ UTP Cat.5E 25Px1 (CONSOLE)¦ F-CV 3C/4.0㎟¦ 접지단자함 (AFC)¦ F-GV 50㎟x1¦ 접지단자함 (통신)¦ UTP Cat.5E 25Px1 (CCTV)¦ F-GV 50㎟x1¦ 분전반((AFC)¦ OF-SM 72Core (상선)¦ Fom: 930정거장 ¦ OF-SM 72Core (하선)¦ To: 932정거장 ¦ 출입통제 (ACU)¦ UTP Cat.5E 4Px1 (DATA)¦ F-CV 3C/4.0㎟¦ F-GV 6.0㎟x6¦ F-GV 6.0㎟x3¦ 행선안내게시기 (LSE)¦ 역무관리실¦ UTP Cat.5E 25Px1 (LSE)¦ Fom: 930정거장 ¦ To: 932정거장 ¦ F-CV 2C/10㎟¦ UTP Cat.5E 4Px1 (화재수신)¦ UTP Cat.5E 4Px1 (화재수신)¦ 지하재방송(역장치)¦ 광점퍼코드x4(FM, TV, 예비)¦ M I S(역장치)¦ 광점퍼코드x12(상위망, 하위망)¦ F-CV 3C/4.0㎟¦ F-CV 3C/4.0㎟¦ F-GV 6.0㎟x9¦ F-GV 6.0㎟x10¦ F-GV 6.0㎟x11¦ 광점퍼코드x2¦ CPEV-S 0.9x10Px2조 직통전화, 연선전화¦ CPEV-S 0.9x10Px2조 직통전화, 연선전화¦ F-GV 6.0㎟x1¦ F-GV 6.0㎟x2¦ *전송(IP-MPLS) 및 열차무선(LTE-R)의 전원 및 신호계통은 별도 도면 참조¦ *점선( ) : 철거, 실선( ) : 신설¦ OF-SM 48Core (상선)¦ From: 903정거장 ¦ OF-SM 48Core (하선)¦ OF-SM 48Core (상선)¦ OF-SM 48Core (하선)¦ To: 905정거장 ¦ UTP Cat.5E 25Px2조¦ 단자함, OFD¦ OF-SM-24CORE X1조¦ From: 903정거장 ¦ 904정거장 통신기계실 & 안전관리실 CABLE WIRING DIAGRAM¦ NONE¦ 공항시장¦ 신방화¦ 마곡나루¦ T¦ 1¦ 0¦ 0¦ 1¦ 0¦ 2¦ 6¦ 0¦ 1¦ 3¦ 공항시장¦ 신방화¦ 마곡나루¦ T¦ 0¦ 0¦ 0¦ 0¦ 0¦ 0¦ 0¦ 0¦ 0¦ 0¦ OFD¦ 배선반¦ 전송설비¦ CCTV MATRIX RACK¦ 사령전화(역장치)¦ 열차무선 중계장치(SOR)¦ UPS¦ 분전반¦ 종합집중관리 콘솔¦ 화재수신반¦ 광점퍼코드x4¦ 광점퍼코드x2¦ UTP Cat.5E 25Px10¦ UL 2464-AMESB 24AWGx16Cx3(방송) , CPEV 0.65/5Px1 (Rail Condition)¦ CPEV 0.65/5Px1(Rail Condition)¦ P.A AMP RACK¦ F-CV 4C/25㎟¦ F-CV 3C/4.0㎟¦ F-CV 3C/4.0㎟¦ F-CV 3C/4.0㎟¦ F-CV 3C/4.0㎟¦ 전기공통접지 단자함¦ UTP Cat.5E 4Px1 (화재수신)¦ UL 2464-AMESB 24AWG 16Cx1 (방송)¦ F-GV 6.0㎟x1¦ F-GV 6.0㎟x2¦ F-GV 6.0㎟x4¦ F-GV 6.0㎟x5¦ F-GV 6.0㎟x7¦ F-GV 6.0㎟x8¦ 통신기계실¦ UTP Cat.5E 4Px4 (영상), UTP Cat.5E 25Px1 (제어)¦ UTP Cat.5E 25Px1 (CONSOLE)¦ F-CV 3C/4.0㎟¦ 접지단자함 (AFC)¦ F-GV 50㎟x1¦ 접지단자함 (통신)¦ UTP Cat.5E 25Px1 (CCTV)¦ F-GV 50㎟x1¦ 분전반((AFC)¦ OF-SM 72Core (상선)¦ Fom: 930정거장 ¦ OF-SM 72Core (하선)¦ To: 932정거장 ¦ 출입통제 (ACU)¦ UTP Cat.5E 4Px1 (DATA)¦ F-CV 3C/4.0㎟¦ F-GV 6.0㎟x6¦ F-GV 6.0㎟x3¦ 행선안내게시기 (LSE)¦ 역무관리실¦ UTP Cat.5E 25Px1 (LSE)¦ Fom: 930정거장 ¦ To: 932정거장 ¦ F-CV 2C/10㎟¦ UTP Cat.5E 4Px1 (화재수신)¦ UTP Cat.5E 4Px1 (화재수신)¦ 지하재방송(역장치)¦ 광점퍼코드x4(FM, TV, 예비)¦ M I S(역장치)¦ 광점퍼코드x12(상위망, 하위망)¦ F-CV 3C/4.0㎟¦ F-CV 3C/4.0㎟¦ F-GV 6.0㎟x9¦ F-GV 6.0㎟x10¦ F-GV 6.0㎟x11¦ 광점퍼코드x2¦ CPEV-S 0.9x10Px2조 직통전화, 연선전화¦ CPEV-S 0.9x10Px2조 직통전화, 연선전화¦ F-GV 6.0㎟x1¦ F-GV 6.0㎟x2¦ *전송(IP-MPLS) 및 열차무선(LTE-R)의 전원 및 신호계통은 별도 도면 참조¦ *점선( ) : 철거, 실선( ) : 신설¦ OF-SM 48Core (상선)¦ From: 930정거장 ¦ OF-SM 48Core (하선)¦ OF-SM 48Core (상선)¦ OF-SM 48Core (하선)¦ To: 932정거장 ¦
| 1단계_정거장 - 복사본 | 1단계_정거장 - 복사본 | 037. T7005034-008 918정거장 CCTV,TDI,시계설비 지하2층 철거평면도 (2_2).dwg | \A1;11,300¦ \A1;3,550¦ \A1;11,300¦ \A1;9,600¦ \A1;56,250¦ \A1;3,750¦ \A1;7,500¦ \A1;7,500¦ \A1;5,000¦ \A1;5,000¦ \A1;5,000¦ \A1;5,000¦ \A1;5,000¦ \A1;5,000¦ \A1;5,000¦ \A1;5,000¦ \A1;5,000¦ \A1;5,000¦ \A1;5,000¦ \A1;5,000¦ \A1;5,000¦ \A1;5,000¦ \A1;5,000¦ \A1;5,000¦ \A1;42,500¦ \A1;200¦ MATCH LINE DWG No. "S1-TA-S18-DB-019-0"¦ KEY PLAN¦ Y00¦ Y01¦ Y02¦ Y-01¦ X15¦ X16¦ X17¦ X18¦ X19¦ X20¦ X21¦ X22¦ X23¦ X24¦ X25¦ X26¦ X27¦ X28¦ X29¦ X30¦ X31¦ X32¦ X33¦ Y03¦ 배수펌프실¦ 본선 TRAY 이용¦ OF-SM-4Cx1조 [공간화상)(철거)¦ F-CV 3C/2.5㎟x1조 (공간화상)(철거)¦ 본선 TRAY 이용¦ OF-SM-8Cx1조 [공간화상)(철거)¦ F-CV 3C/2.5㎟x1조 (공간화상)(철거)¦ NOTE¦ 1. 광케이블, 전원/접지케이블 (OF-SM-4Core, CV 3C/2.5㎟)¦ 2. 승강장 ANT설치위치: 열차 진행방향 정거장 시종점부에 설치¦ 2. 광케이블, 전원/접지케이블 (OF-SM-8Core, CV 3C/2.5㎟)¦ (철거)¦ (철거)¦ 지하철 918정거장¦ 노량진¦ 노들¦ 중앙대입구¦ 1/400¦ S = 1 / 400¦ 918정거장 CCTV,TDI,시계설비 지하2층 철거평면도(2/2)¦ 918정거장 CCTV,TDI,시계설비 지하2층¦ 철거평면도(2/2)¦ T¦ 7¦ 0¦ 0¦ 5¦ 0¦ 3¦ 4¦ 0¦ 0¦ 8¦ CCTV(기존동축활용)¦ \A1;26,150¦
| 1단계_정거장 - 복사본 | 1단계_정거장 - 복사본 | 044. T5001034-002 915정거장 AFC설비 지하2층 평면도 (환승구간)__완료(완전).dwg | DN¦ \A1;8,600¦ \A1;8,600¦ \A1;24,800¦ \A1;7,500¦ \A1;7,500¦ \A1;4,900¦ \A1;4,900¦ \A1;82,500¦ \A1;165,500¦ \A1;5,000¦ \A1;83,000¦ \A1;27,900¦ \A1;6,000¦ \A1;5,000¦ \A1;4,900¦ \A1;6,000¦ \A1;6,000¦ \A1;5,500¦ \A1;7,400¦ \A1;5,000¦ \A1;7,400¦ \A1;6,000¦ \A1;5,000¦ \A1;5,000¦ \A1;5,000¦ \A1;5,000¦ \A1;5,000¦ \A1;5,000¦ \A1;5,000¦ \A1;5,000¦ \A1;5,000¦ \A1;5,360¦ \A1;6,000¦ \A1;6,690¦ \A1;6,150¦ \A1;5,000¦ \A1;5,000¦ \A1;5,000¦ \A1;5,000¦ \A1;5,000¦ \A1;5,000¦ \A1;5,000¦ \A1;5,000¦ \A1;5,000¦ \A1;5,000¦ \A1;5,000¦ \A1;5,000¦ \A1;8,600¦ \A1;8,600¦ \A1;24,800¦ \A1;7,500¦ \A1;7,500¦ \A1;4,900¦ \A1;4,900¦ \A1;82,500¦ \A1;165,500¦ \A1;5,000¦ \A1;83,000¦ \A1;27,900¦ \A1;6,000¦ \A1;5,000¦ \A1;4,900¦ \A1;6,000¦ \A1;6,000¦ \A1;5,500¦ \A1;7,400¦ \A1;5,000¦ \A1;7,400¦ \A1;6,000¦ \A1;5,000¦ \A1;5,000¦ \A1;5,000¦ \A1;5,000¦ \A1;5,000¦ \A1;5,000¦ \A1;5,000¦ \A1;5,000¦ \A1;5,000¦ \A1;5,360¦ \A1;6,000¦ \A1;6,690¦ \A1;6,150¦ \A1;5,000¦ \A1;5,000¦ \A1;5,000¦ \A1;5,000¦ \A1;5,000¦ \A1;5,000¦ \A1;5,000¦ \A1;5,000¦ \A1;5,000¦ \A1;5,000¦ \A1;5,000¦ \A1;5,000¦ \A1;8,600¦ \A1;8,600¦ \A1;24,800¦ \A1;7,500¦ \A1;7,500¦ \A1;4,900¦ \A1;4,900¦ \A1;82,500¦ \A1;165,500¦ \A1;5,000¦ \A1;83,000¦ \A1;27,900¦ \A1;6,000¦ \A1;5,000¦ \A1;4,900¦ \A1;6,000¦ \A1;6,000¦ \A1;5,500¦ \A1;7,400¦ \A1;5,000¦ \A1;7,400¦ \A1;6,000¦ \A1;5,000¦ \A1;5,000¦ \A1;5,000¦ \A1;5,000¦ \A1;5,000¦ \A1;5,000¦ \A1;5,000¦ \A1;5,000¦ \A1;5,000¦ \A1;5,360¦ \A1;6,000¦ \A1;6,690¦ \A1;6,150¦ \A1;5,000¦ \A1;5,000¦ \A1;5,000¦ \A1;5,000¦ \A1;5,000¦ \A1;5,000¦ \A1;5,000¦ \A1;5,000¦ \A1;5,000¦ \A1;5,000¦ \A1;5,000¦ \A1;5,000¦ \A1;800¦ \A1;800¦ \A1;800¦ \A1;800¦ \A1;1,180¦ \A1;500¦ \A1;600¦ \A1;500¦ \A1;800¦ \A1;800¦ \A1;800¦ \A1;800¦ \A1;1,100¦ \A1;335¦ \A1;280¦ \A1;1,135¦ \A1;600¦ \A1;500¦ \A1;600¦ \A1;500¦ \A1;600¦ \A1;1,452¦ \A1;713¦ \A1;1,100¦ \A1;450¦ \A1;1,453¦ \A1;665¦ \A1;480¦ \A1;55,059¦ \A1;5,000¦ \A1;3,700¦ \A1;6,000¦ \A1;5,000¦ \A1;5,000¦ \A1;5,000¦ \A1;5,000¦ \A1;5,000¦ \A1;5,000¦ \A1;5,360¦ \A1;5,000¦ \A1;8,600¦ \A1;8,600¦ \A1;24,800¦ \A1;7,500¦ \A1;7,500¦ \A1;4,900¦ \A1;4,900¦ \A1;59,941¦ \A1;7,400¦ \A1;3,700¦ \A1;5,000¦ \A1;6,000¦ \A1;6,690¦ \A1;6,150¦ \A1;5,000¦ \A1;5,000¦ \A1;5,000¦ \A1;5,000¦ \A1;5,000¦ \A1;12,080¦ \A1;12,080¦ \A1;12,080¦ \A1;12,080¦ \A1;12,080¦ \A1;12,080¦ X03¦ X04¦ X05¦ X06¦ X07¦ X08¦ X09¦ X10¦ X11¦ X12¦ X13¦ Y06¦ Y05¦ Y03¦ Y02¦ Y01¦ Y00¦ Y04¦ UP¦ UP¦ 5호선정화조¦ 청소도구함실¦ 화장실¦ PSD기계실¦ 승강장¦ PSD기계실¦ 승강장¦ 기존5호선 연결¦ X24¦ X14¦ X15¦ X16¦ X17¦ X18¦ X19¦ X20¦ X21¦ X22¦ X23¦ DN¦ UP¦ DN¦ UP¦ UP¦ 기존5호선 연결¦ UP¦ 창 고 1¦ 승강장¦ 창고 2¦ 창 고 4¦ 승강장¦ 창 고 3¦ 9호선공사범위¦ 9호선공사범위¦ 9호선¦ 5호선¦ (신설)¦ (기존)¦ 9호선¦ (신설)¦ 915 정거장¦ 901M¦ STA.17km195.823¦ 750M¦ X¦ J¦ U¦ FTP Cat.5E 4Px6조 (게이트 COMMS)¦ FR-CVVS 4C/2.5㎟x1조 (DPC)¦ HFCO 3C/4.0㎟x3조 (게이트 POWER)¦ F-GV 4.0㎟x1조 (게이트 GND)¦ F7 DUCT¦ U¦ W¦ V¦ U¦ I¦ W¦ (28) HFCO 2C/4.0㎟x1조 (EM GATE#3)¦ (22) UTP Cat.5E 4Px1조 (EM GATE INT#3)¦ X¦ V¦ (28) HFCO 2C/4.0㎟x1조 (EM GATE#4)¦ (22) UTP Cat.5E 4Px1조 (EM GATE INT#4)¦ 정산기¦ 정산기¦ 정산기¦ (28)¦ F-GV 4.0㎟x1조 (정산기 GND)¦ HFCO 3C/4.0㎟x1조 (정산기 POWER)¦ UTP Cat.5E 4Px1조 (정산기 INT)¦ FTP Cat.5E 4Px1조 (정산기 COMMS)¦ (28)¦ B¦ OF-MM-8Cx1조 (SMS~광S/W HUB)¦ DOWN TO 광S/W HUB¦ FTP Cat.5E 4Px8조 (정산기, 게이트 COMMS)¦ HFCO 3C/4.0㎟x1조 (광S/W HUB POWER)¦ 광S/W HUB¦ 광S/W HUB¦ I¦ Y¦ X¦ B¦ B¦ B¦ B¦ F¦ F¦ FTP Cat.5E 4Px1조 (게이트 COMMS)¦ FR-CVVS 4C/2.5㎟x1조 (DPC)¦ HFCO 3C/4.0㎟x1조 (게이트 POWER)¦ F-GV 4.0㎟x1조 (게이트 GND)¦ F7 DUCT¦ 정산기¦ OF-MM-8Cx1조 (SMS~광S/W HUB)¦ DOWN TO 광S/W HUB¦ FTP Cat.5E 4Px8조 (정산기, 게이트 COMMS)¦ HFCO 3C/4.0㎟x1조 (광S/W HUB POWER)¦ F¦ OF-MM-8Cx1조 (SMS~광S/W HUB)¦ FR-CVVS 4C/2.5㎟x1조 (DPC)¦ HFCO 3C/4.0㎟x6조 (정산기, 게이트,광S/W HUB POWER)¦ F-GV 4.0㎟x3조 (정산기,게이트 GND)¦ UTP Cat.5E 4Px1조 (EM GATE#3 INT)¦ HFCO 2C/4.0㎟x1조 (EM GATE#3)¦ UTP Cat.5E 4Px2조 (정산기 INT)¦ OF-MM-8Cx1조 (SMS~광S/W HUB)¦ FR-CVVS 4C/2.5㎟x1조 (DPC)¦ HFCO 3C/4.0㎟x6조 (정산기, 게이트,광S/W HUB POWER)¦ F-GV 4.0㎟x3조 (정산기,게이트 GND)¦ UTP Cat.5E 4Px1조 (EM GATE#4 INT)¦ HFCO 2C/4.0㎟x1조 (EM GATE#4)¦ UTP Cat.5E 4Px2조 (정산기 INT)¦ TRAY(600x150)¦ UP TO 지하1층¦ TRAY(200x100)¦ TRAY(200x100)¦ TRAY(600x150)¦ UP TO 지하1층¦ 915정거장 AFC설비 지하2층 평면도 (환승구간)¦ 915정거장 AFC설비 지하2층 평면도 (환승구간)¦ S = 1 / 400¦ 1/400¦ 지하철 915정거장¦ 국회의사당¦ 여의도¦ 샛강¦ T¦ 5¦ 0¦ 0¦ 1¦ 0¦ 3¦ 4¦ 0¦ 0¦ 2¦
| 1단계_정거장 - 복사본 | 1단계_정거장 - 복사본 | 046. T9103075-001 904정거장 역사 L3스위치 인터페이스 구성도.dwg | NONE¦ 904(신방화)정거장 역사 L3 스위치 인터페이스 구성도¦ S = NONE¦ NMS¦ 시리얼 통신장치¦ 역사 L3 스위치-A¦ 역사 L3 스위치-B¦ B¦ A¦ B¦ PDP분배반¦ 전원 A¦ 전원 B¦ 10G 라인카드¦ 10G 라인카드¦ 10/ 100/ 1000Base-T¦ PDP분배반¦ 전원 A¦ 전원 B¦ 10G 라인카드¦ 10G 라인카드¦ 10/ 100/ 1000Base-T¦ 기계설비¦ CTC-1¦ VTS(대열차)¦ UPS¦ 사령전화¦ 방송설비¦ 중앙집중¦ CCTV¦ NTP¦ 교환기¦ 종합무선¦ AFC#1¦ PSD용 신호회선¦ SCADA MMI¦ 열차무선¦ 출입통제¦ PSD¦ 행선안내¦ AFC#3¦ CTC-2¦ AFC#2¦ A¦ 역사백본¦ 전송설비 과업¦ 타시스템 과업¦ 역사백본¦ -철 거-¦ 904정거장 역사 L3스위치 인터페이스 구성도¦ NONE¦ T¦ 9¦ 1¦ 0¦ 3¦ 0¦ 7¦ 5¦ 0¦ 0¦ 1¦ 904¦ 905¦ 903¦ 903¦ 902¦ 904¦
| 1단계_정거장 - 복사본 | 1단계_정거장 - 복사본 | 059. T7001034-020 주공장 구내통신설비 지하1층 철거평면도.dwg | \A1;30,000¦ \A1;20,000¦ \A1;20,000¦ \A1;110,000¦ \A1;180,000¦ \A1;290,000¦ \A1;10,000¦ \A1;10,000¦ \A1;18,000¦ \A1;40,000¦ \A1;10,000¦ \A1;50,000¦ \A1;18,000¦ \A1;20,000¦ \A1;88,000¦ \A1;30,000¦ \A1;10,000¦ \A1;10,000¦ \A1;10,000¦ \A1;10,000¦ \A1;20,000¦ \A1;30,000¦ \A1;10,000¦ \A1;2,500¦ \A1;7,500¦ \A1;7,000¦ \A1;1,000¦ \A1;22,000¦ 10C-HFBTx1조 (주공장 TV)¦ PE 28mmx5조¦ CABLE TRAY (W:600)¦ UP TO 전기실¦ SPIRAL SLEEVE(난연) 28㎜x5조¦ OF-SM-8Corex1조 (주공장 광S/W HUB)¦ OF-MM-4Corex4조 (주공장 CA)¦ FR-CV 3C/6.0㎟x4조 (주공장 CA POWER)¦ F/S(J.F)0.65x100P(50%차폐)x1조 (주공장)¦ Y00¦ Y01¦ Y02¦ Y03¦ Y04¦ Y05¦ Y06¦ Y07¦ Y08¦ X00¦ X05¦ X06¦ X07¦ X08¦ X09¦ X10¦ X11¦ X12¦ X13¦ CABLE TRAY (W:300)¦ FR-CVVSB 2C/2.5㎟x1조 (주공장 CLOCK)¦ 10C-HFBTx1조 (주공장 TV)¦ OF-SM-8Corex1조 (주공장 광S/W HUB)¦ OF-MM-4Corex4조 (주공장 CA)¦ FR-CV 3C/6.0㎟x4조 (주공장 CA POWER)¦ F/S(J.F)0.65x100P(50%차폐)x1조 (주공장)¦ FR-CVVSB 2C/2.5㎟x1조 (주공장 CLOCK)¦ 점검 사다리설치¦ 상부 SLAB OPEN(점검구)¦ PIT¦ 집수정(1500X1500X1500)¦ 집수정(1500X1500X1500)¦ 토목 공동구에 연결¦ PIT¦ 토목공사¦ 건축공사¦ 점검 사다리설치¦ 상부 SLAB OPEN(점검구)¦ PIT¦ 집수정(1500X1500X1500)¦ 점검 사다리설치¦ 상부 SLAB OPEN(점검구)¦ PIT¦ FR-CV 2C/4㎟x1조 (TV전원)¦ FR-CV 2C/4㎟x1조 (TV전원)¦ 주공장 구내통신설비 지하1층 철거평면도¦ 주공장 구내통신설비 지하1층 철거평면도¦ S = 1/600¦ 차량기지¦ 차량기지¦ 1/600¦ T¦ 7¦ 0¦ 0¦ 1¦ 0¦ 3¦ 4¦ 0¦ 2¦ 0¦ \A1;30,000¦
| 1단계_정거장 - 복사본 | 1단계_정거장 - 복사본 | 054. T9103066-001 916정거장 신호통신기계실 기기배치도 및 바닥 TRAY 설치도.dwg | \A1;5,000¦ \A1;5,000¦ \A1;525¦ \A1;11,880¦ \A1;425¦ \A1;12,305¦ \A1;900¦ \A1;1,100¦ \A1;1,200¦ \A1;300¦ \A1;550¦ \A1;8,322¦ \A1;339¦ \A1;348¦ \A1;7,037¦ \A1;331¦ \A1;330¦ \A1;3,657¦ \A1;871¦ \A1;1,400¦ \A1;1,700¦ \A1;1,457¦ \A1;1,800¦ TRAY 설치도¦ 906정거장 통신기계실 기기배치도 및 바닥¦ -¦ T¦ 0¦ 0¦ 0¦ 0¦ 0¦ 0¦ 0¦ 0¦ 0¦ 0¦ : 철거¦ \A1;1,200¦ \A1;1,200¦ OFD 랙¦ 기지국¦ 역사노드¦ 스위치 ¦ MDF 랙¦ 장치 랙¦ 백본 랙¦ 랙¦ OFD 랙¦ 기지국장치 랙¦ 역사노드백본 랙¦ 스위치 랙¦ MDF 랙¦ 600x600x2200¦ 신호통신기계실¦ X17¦ X15¦ X13¦ Y00¦ Y01¦ 냉난방기 (기계설비)¦ 장 비 명¦ 1,100 x 500¦ 규 격 (W x D)¦ UPS¦ ATS&AVR&DIST¦ BATT¦ 1,272 x 500 x 2200¦ 배선반(MDF)¦ 600 x 300 x 2200¦ 전송장비(ADM+MUX) ¦ 화상설비(CCTV) ¦ 701.5 x 750 x 2200¦ 방송설비(PA)¦ 575 x 600 x 1920¦ 전기시계설비(CLOCK) ¦ 600 x 750 x 1800¦ 종합무선 중계설비(복합통신)¦ 570 x 650 x 1913¦ 열차무선설비(SOR) ¦ 600 x 750 x 1800¦ UPS(15KVA)¦ 800 x 950 x 1,800¦ ATS&AVR&DIST¦ 1,000 x 950 x 1,800¦ BATTERY¦ 1,600 x 950 x 1,800¦ 사령전화역장치¦ 대열차공간화상설비(지상)¦ 600 x 600 x 800¦ 600 x 750 x 2200¦ MDF¦ MUX¦ ADM¦ 대열차¦ 전송¦ CCTV¦ CCTV¦ 냉난방기¦ 복합¦ SOR¦ 통신¦ CLOCK¦ PA¦ 사령¦ 전화¦ PA¦ G¦ T¦ B¦ DUCT (150x100)¦ Equipment Schedule¦ NO.¦ 1¦ 2¦ 3¦ 4¦ 5¦ 6¦ 7¦ 8¦ 9¦ 10¦ 11¦ 12¦ 13¦ \pi49.321;{\C0;접지단자함}¦ L-C¦ 냉난방기¦ 설비¦ 자동¦ 제어¦ OFD 랙¦ 기지국¦ 역사노드¦ 장치 랙¦ 백본 랙¦ OFD 랙¦ 기지국장치 랙¦ 역사노드백본 랙¦ 600 x 600 x 2200¦ 600 x 600 x 2200¦ 600 x 600 x 2200¦ 14¦ 15¦ 16¦ 신설 TRAY (150x100)¦ 916정거장 신호통신기계실 기기배치도 및 바닥 TRAY 설치도¦ S = 1 / 100¦ 1/100¦ 여의도¦ 샛강¦ 노량진¦ 바닥 TRAY 설치도¦ 916정거장 신호통신기계실 기기배치도 및¦ T¦ 9¦ 1¦ 0¦ 3¦ 0¦ 6¦ 6¦ 0¦ 0¦ 1¦ \A1;20,525¦ \A1;5,000¦ \A1;5,000¦
| 1단계_정거장 - 복사본 | 1단계_정거장 - 복사본 | 052. T9103026-001 912(선유도)역사노드 랙 배치도.dwg | 역사노드백본 랙 ¦ OJCx8¦ 시리얼장치 랙¦ 스위치 랙 ¦ 기지국장치 랙 ¦ OFD 랙 ¦ MDF 랙 ¦ GND¦ OJCx8¦ OJCx16¦ OJCx4¦ UTP Cat6 25Px2¦ UTP Cat6 25Px2¦ HFCO 2C/4㎟¦ HFCO 2C/4㎟¦ HFCO 2C/4㎟¦ F-GV 16㎟¦ F-GV 16㎟¦ F-GV 16㎟¦ F-GV 16㎟¦ F-GV 16㎟¦ F-GV 16㎟¦ UPS¦ OJCx4¦ UTP Cat6 25Px2¦ F-GV 16㎟¦ 912(선유도)역사노드 랙 배치도¦ NONE¦ 912(선유도)역사노드 랙 배치도¦ OFD 랙¦ MDF 랙 (기설)¦ 기지국장치 랙¦ 역사노드백본 랙¦ 시리얼장치¦ MDF¦ MDF¦ MDF¦ MDF¦ MDF¦ OFD¦ OFD¦ OFD¦ OFD¦ OFD¦ PDP¦ 백본스위치¦ 백본스위치¦ \pi-15,l20,t20;* 예시도면이며 제조사별 구성도 다를 수 있음.¦ PDP¦ OPDP¦ \pi-15,l20,t20;* 랙 내 접지바에서 장치간 접지 연결.¦ RRU¦ 정류기¦ 912(선유도)역사노드 랙 배치도¦ NONE¦ 912(선유도)역사노드 랙 배치도¦ S = NONE¦ OFD 랙¦ MDF 랙¦ 기지국장치 랙¦ 스위치 랙¦ 역사노드백본 랙¦ 시리얼장치¦ PDP¦ MDF¦ MDF¦ MDF¦ MDF¦ MDF¦ OFD¦ OFD¦ OFD¦ OFD¦ OFD¦ 스위치¦ 스위치¦ 스위치¦ PDP¦ 백본스위치¦ 백본스위치¦ UPS¦ OJCx8¦ 역사노드백본 랙 ¦ 스위치 랙 ¦ 기지국장치 랙 ¦ OFD 랙 ¦ MDF 랙 ¦ GND¦ OJCx8¦ OJCx12¦ OJCx4¦ UTP Cat6 25Px2¦ UTP Cat6 25Px2¦ HFCO 2C/4㎟¦ HFCO 2C/4㎟¦ HFCO 2C/4㎟¦ F-GV 16㎟¦ F-GV 16㎟¦ F-GV 16㎟¦ F-GV 16㎟¦ F-GV 16㎟¦ F-GV 16㎟¦ \pi-15,l20,t20;* 예시도면이며 제조사별 구성도 다를 수 있음.¦ PDP¦ PDOD¦ \pi-15,l20,t20;* 랙 내 접지바에서 장치간 접지 연결.¦ RRU¦ 정류기¦ 역사노드백본 랙 ¦ OJCx8¦ 시리얼장치 ¦ 기지국장치 랙 ¦ OFD 랙 ¦ MDF 랙 ¦ GND¦ OJCx4¦ OJCx4¦ UTP Cat5e 4Px2¦ HFCO 2C/4㎟¦ HFCO 2C/4㎟¦ F-GV 16㎟¦ F-GV 16㎟¦ F-GV 16㎟¦ UPS¦ UTP Cat6 25Px2¦ OPDP¦ RRU 1¦ RRU 2¦ RRU 3¦ F-GV 16㎟¦ 911¦ 913¦ 912¦ T¦ 9¦ 1¦ 0¦ 3¦ 0¦ 2¦ 6¦ 0¦ 0¦ 1¦ OJCx10¦ OJCx8¦ F-GV 16㎟¦ 정류기¦ DU_A¦ PDP¦ DU_S¦ RRU¦ OPDP¦ OPDP¦ RRU 정류기¦ RRU 축전지¦
| 1단계_정거장 - 복사본 | 1단계_정거장 - 복사본 | 006. T1001026-002 906정거장 CIRCUIT WIRING SYSTEM DIAGRAM_철거.dwg | KT¦ IP¦ G¦ D¦ T¦ 0¦ 0¦ 0¦ 0¦ 0¦ 0¦ 0¦ 0¦ 0¦ 0¦ 통신기계실¦ 통신기계실¦ 공조기계실-1¦ 안전관리실¦ 발매기실¦ 편의점¦ 이동통신기계실-1,2¦ 보조통신실¦ 기능실복도¦ 비상전원실¦ 전기실¦ 화장실(여)¦ 공조기계실-2¦ ELEV¦ 변전실¦ 지하1층 (대합실)¦ 승강장 INT¦ 소방외부 무선통신 보조설비¦ 경찰통신설비¦ O/F(SM) FM RADIO¦ POWER DISTRIBUTION¦ O/F(SM)¦ O/F(SM)¦ FM 광전송장치¦ UPS¦ EQUIP¦ MULTI¦ COMM¦ 광화상전송장치¦ TV광전송장치¦ 부모시계¦ To: NEXT STATION¦ O/F(SM)¦ O/F(SM)¦ To: KT¦ DATA¦ E¦ Ports¦ T¦ SUB ADM¦ TEL¦ SPCM¦ KT¦ 전력사령¦ 운전사령¦ 방재사령¦ 통신사령¦ FAX¦ Data Line (전력)¦ Data Line¦ Data Line¦ Data Line¦ Data Line (AFC)¦ Data Line (통신)¦ Data Line (방재)¦ Data Line (운전)¦ SMS¦ AGM¦ AAM¦ ATVM¦ IP¦ 인터폰¦ 모장치¦ P.A AMP¦ x8¦ x2¦ x5¦ 지하1층 (대합실) x 47¦ 지하2층 (승강장상선) x 21¦ 지하2층 (승강장하선) x 21¦ G¦ G¦ G¦ G¦ G¦ 지하2층 (승강장상선) x 2¦ 지하2층 (승강장하선) x 2¦ PAN/TILT x 1(지하1층 대합실)¦ AFC x 3, ESC x 15, ELEV x 10, 화장실 x 1¦ 지하1층 (기능실) x 3¦ 지하2층 (승강장 상,하선) x 4¦ CCTV¦ CONSOLE¦ 지하1층¦ (복합통신ANT)¦ 소방외부 무선통신 보조설비¦ HFC-22D-FR¦ HFC-12D-FR¦ 본선터널 (승강장) RFCL-42D-광대역¦ 본선터널 (승강장) RFCL-42D-광대역¦ D¦ POWER LINE¦ INT¦ T¦ PSD실 (상선)¦ PSD실 (하선)¦ x2¦ x2¦ x11¦ x2¦ x2¦ L¦ O¦ E¦ T¦ L¦ O¦ 장애인화장실(남,여)¦ T¦ x2¦ 8x¦ x2¦ x2¦ 용역원 대기실,창고¦ 화장실(남)¦ 운영원대기실¦ x2¦ INT¦ T¦ T¦ x2¦ x2¦ x2¦ x2¦ x6¦ 출입통제¦ C/R¦ Data Line¦ C/R¦ C/R¦ C/R¦ C/R¦ 열차무선¦ C¦ O/F(SM) 열차무선¦ INT¦ x2¦ (VOICE)¦ FXO/FXS¦ &¦ Ethernet Port¦ 906정거장 CIRCUIT WIRING SYSTEM DIAGRAM / 철거¦ S = NONE¦ 본선터널 (승강장) RFCL-42D-광대역¦ 본선터널 (승강장) RFCL-42D-광대역¦ D¦ IP¦ RACK¦ CCTV¦ MATRIX¦ 배 선 반¦ M/D¦ x2¦ 공간화상 [승강장 차량기지방향] x 1¦ 공간화상 [승강장 강남방향] x 1¦ 환급기¦ CCTV¦ 광화상전송장치¦ MATRIX¦ RACK¦ TV 광수신기¦ DATA¦ M/D¦ E¦ Ports¦ T¦ &¦ (VOICE)¦ SUB ADM¦ TEL¦ SPCM¦ 전력사령¦ 통신사령¦ Data Line (전력)¦ Data Line¦ Data Line¦ Data Line¦ Data Line (AFC)¦ Data Line (통신)¦ Data Line (방재)¦ Data Line (운전)¦ P.A AMP¦ L¦ O¦ 배 선 반¦ 출입통제¦ 운전사령¦ E¦ T¦ L¦ O¦ Data Line (신호)¦ FXO/FXS¦ Ethernet Port¦ MULTI¦ COMM¦ EQUIP¦ FM광전송장치¦ 열차무선¦ O/F(SM) FM RADIO, 지상파DMB¦ 소방외부 무선통신 보조설비¦ 소방 무선통신 보조설비¦ 철거¦ 철거¦ 철거¦ 철거¦ 906정거장 CIRCUIT WIRING SYSTEM DIAGRAM / 철거¦ NONE¦ 마곡나루¦ 양천향교¦ 가양¦ T¦ 1¦ 0¦ 0¦ 1¦ 0¦ 2¦ 6¦ 0¦ 0¦ 2¦
| 1단계_정거장 - 복사본 | 1단계_정거장 - 복사본 | 065. T9103038-014 여자화장실 INTERPHONE DETAIL.dwg | \A1;1,200¦ \A1;115¦ \A1;97¦ \A1;39¦ \A1;150¦ \A1;200¦ -¦ T¦ 0¦ 0¦ 0¦ 0¦ 0¦ 0¦ 0¦ 0¦ 0¦ 0¦ ¦ ¦ ¦ ¦ ¦ ¦ ¦ ¦ ¦ ¦ ¦ ¦ ¦ ¦ ¦ ¦ ¦ ¦ ¦ ¦ ¦ 호출음량¦ 통화음량¦ MIN¦ MIN¦ MAX¦ 마이크¦ 전원¦ 동작시간¦ MAX¦ 통화램프¦ 비상호출¦ 통화장치¦ CALL PHONE 주장치 (안전관리실)¦ 선택¦ 스위치¦ AMPLIFIER¦ SUPPLY¦ POWER¦ 전화기¦ CALL PHONE¦ CONTROLLER¦ &¦ AC 220V¦ (5CH)¦ CALL¦ INTER¦ UNIT¦ FACE¦ PHONE¦ 이중 천정¦ 여자화장실 - 1:1 연결¦ 장애자화장실(남) - 1:1 연결¦ 장애자화장실(여) - 1:1 연결¦ PULL BOX¦ Φ16¦ Φ16 벽매입¦ CALL PHONE (자장치)¦ Φ16¦ CALL PHONE (자장치)¦ OUTLET BOX¦ 이중 천정¦ CALL PHONE 계통도¦ 정 면 도¦ 측 면 도¦ 정 면 도¦ SUB STATION(자장치)¦ MASTER STATION(주장치)¦ 정 면 도¦ 측 면 도¦ CALL PHONE 자장치¦ 비상통화장치¦ 호출¦ 서울시메트로9호선¦ 비상통화장치¦ 호출¦ 서울시메트로9호선¦ 비상통화장치¦ 호출¦ 서울시메트로9호선¦ 비상통화장치¦ 호출¦ 서울시메트로9호선¦ 비상통화장치¦ 호출¦ 서울시메트로9호선¦ 비상통화장치¦ 호출¦ 서울시메트로9호선¦ 비상통화장치¦ 호출¦ 서울시메트로9호선¦ 여자화장실 INTERPHONE DETAIL¦ 여자화장실 INTERPHONE DETAIL¦ S = NONE¦ NONE¦ T¦ 9¦ 1¦ 0¦ 3¦ 0¦ 3¦ 8¦ 0¦ 1¦ 4¦ \A1;1,200¦ \A1;1,500¦ 공통¦
| 1단계_정거장 - 복사본 | 1단계_정거장 - 복사본 | 036. T7003034-003 903정거장 방송설비 지하2층 신설평면도-1.dwg | KEY PLAN¦ \A1;7,500¦ \A1;4350¦ \A1;4350¦ \A1;7450¦ \A1;23600¦ \A1;7450¦ \A1;5,000¦ \A1;5,000¦ \A1;5,000¦ \A1;5,000¦ \A1;5,000¦ \A1;5,000¦ \A1;7,500¦ \A1;7,500¦ \A1;7,500¦ \A1;7,500¦ \A1;7,500¦ \A1;7,500¦ S = 1 / 400¦ 901정거장 방송설비 지하1층 철거평면도(1/2)¦ 1/400¦ 903정거장 방송설비 지하1층 평면도 (1/2)¦ 0¦ 0¦ 0¦ -¦ 0¦ 0¦ 0¦ 0¦ (기설활용)¦ -¦ T¦ 7¦ 0¦ 0¦ 3¦ 0¦ 3¦ 4¦ 0¦ 1¦ 6¦ MATCH LINE DWG No. "S1-TA-S05-DB-020-1.dwg"¦ : (16) HIV 1.5㎟x6조¦ : (22) HIV 1.5㎟x10조¦ : (22) HIV 1.5㎟x8조¦ : (22) HIV 1.5㎟x7조¦ : (16) HIV 1.5㎟x5조¦ : (16) HIV 1.5㎟x4조¦ : (16) HIV 1.5㎟x3조¦ : (16) HIV 1.5㎟x2조¦ NOTE¦ Y03¦ Y04¦ Y02¦ Y01¦ Y00¦ X12¦ X13¦ X11¦ X10¦ X09¦ X08¦ X07¦ X06¦ X05¦ X04¦ X03¦ X02¦ X01¦ X00¦ 운영원대기실¦ CO2 실¦ 비상 전원실¦ 전 기 실¦ 정 화 조¦ 변전실¦ 벽부형 스피커 이동¦ 천정형 3W : 10 EA¦ 벽부형 3W : 5 EA¦ 지하철 903정거장¦ 김포공항¦ 공항시장¦ 신방화¦ S = 1 / 400¦ 903정거장 방송설비 지하2층 신설평면도(1/2)¦ 1/400¦ 903정거장 방송설비 지하2층 신설평면도 (1/2)¦ (기설활용)¦ T¦ 7¦ 0¦ 0¦ 3¦ 0¦ 3¦ 4¦ 0¦ 0¦ 3¦
| 1단계_정거장 - 복사본 | 1단계_정거장 - 복사본 | 020. T7001034-003 903정거장 전화설비 지하2층 신설평면도-1.dwg | KEY PLAN¦ IDF¦ \A1;7,500¦ \A1;4350¦ \A1;4350¦ \A1;7450¦ \A1;23600¦ \A1;7450¦ \A1;5,000¦ \A1;5,000¦ \A1;5,000¦ \A1;5,000¦ \A1;5,000¦ \A1;5,000¦ \A1;7,500¦ \A1;7,500¦ \A1;7,500¦ \A1;7,500¦ \A1;7,500¦ \A1;7,500¦ HUB¦ 1. 일반교환기에 수용된 전화기는 IP전화기로 교체한다.¦ NOTE¦ 2. 콜폰, E/L폰, 승강장 비상통화장치도 교체한다.¦ 3. 전화 및 인터폰 구간의 배선배관은 기존활용한다.¦ C/R¦ P¦ x3¦ x2¦ UTP 25P¦ (IDF NO.1)¦ (28) UTP Cat.5E 25Px1조 (전기실)¦ (28) UTP Cat.5E 25Px1조 (운영원 대기실) ¦ MATCH LINE DWG No. "S1-TA-S03-DB-012-1.dwg"¦ (P11:400x400x200)¦ (P14:400x400x200)¦ (16) UTP Cat.5E 4Px2조 (운영원대기실) ¦ (36) SPARE (운영원 대기실) ¦ (P12:400x400x200)¦ (36) SPARE (전기실)¦ (36) SPARE (전기실) ¦ (16) UTP Cat.5E 4Px2조 (운영원대기실) ¦ (28) UTP Cat.5E 25Px1조 (전기실) ¦ (16) UTP Cat.5E 4Px1조 (전기실) ¦ (16) UTP Cat.5E 4Px2조 (운영원대기실) ¦ (16) UTP Cat.5E 4Px2조 (TEL)¦ (16) UTP Cat.5E 4Px1조 (MIS) ¦ UTP 25P¦ ¦ (TB NO.8)¦ HUB 8Port¦ (P13:400x400x200)¦ 3. 통신기계실 및 안전관리실 MAIN 분전반은 전기에서 설치한다.¦ 1. 음향유도기 전원은 전기콘센트를 이용한다.¦ NOTE¦ 2. 증폭기전원은 전기콘센트를 이용한다.¦ Y03¦ Y04¦ Y02¦ Y01¦ Y00¦ X12¦ X13¦ X11¦ X10¦ X09¦ X08¦ X07¦ X06¦ X05¦ X04¦ X03¦ X02¦ X01¦ X00¦ 운영원대기실¦ CO2 실¦ 비상 전원실¦ 전 기 실¦ 정 화 조¦ x2¦ (16) OF-MM-4Core(난연)x1조 (전기실)¦ A¦ A¦ (28) OF-MM-4Core(난연)x1조 (전기실)¦ (28) UTP Cat.5E 25Px1조 (운영원 대기실) ¦ (36) SPARE (운영원 대기실)¦ (16) UTP Cat.5E 4Px1조 (전기실) ¦ V1.2¦ V1.2¦ 1. 일반교환기에 수용된 전화기는 안전관리실만 IP전화기로 교체한다.¦ NOTE¦ 2. 콜폰, E/L폰, 승강장 비상통화장치도 교체한다.¦ 3. 전화 및 인터폰 구간의 배선배관은 기존활용한다.¦ 지하철 903정거장¦ 김포공항¦ 공항시장¦ 신방화¦ 903정거장 전화설비 지하2층 신설평면도(1/2)¦ 1/400¦ S=1/400¦ 903정거장 전화설비 지하2층 신설평면도(1/2)¦ -¦ T¦ 7¦ 0¦ 0¦ 1¦ 0¦ 3¦ 4¦ 0¦ 0¦ 3¦ (기설활용)¦ P¦
| 1단계_정거장 - 복사본 | 1단계_정거장 - 복사본 | 036. T7005034-004 912정거장 CCTV,TDI,시계설비 지하3층 신설평면도 (1_2).dwg | P¦ P¦ \A1;2,400¦ \A1;30,700¦ \A1;12,950¦ \A1;78,750¦ \A1;3,750¦ \A1;7,500¦ \A1;7,500¦ \A1;7,500¦ \A1;6,000¦ \A1;4,000¦ \A1;7,500¦ \A1;5,000¦ \A1;5,000¦ \A1;5,000¦ \A1;5,000¦ \A1;5,000¦ \A1;5,000¦ \A1;5,000¦ \A1;5,000¦ \A1;5,000¦ \A1;5,000¦ \A1;5,000¦ \A1;20,000¦ \A1;37,750¦ \A1;41,000¦ \A1;2,400¦ \A1;12,950¦ MATCH LINE DWG No. "S1-TA-S12-DB-023-0"¦ KEY PLAN¦ X07¦ X08¦ X09¦ X11¦ X12¦ X15¦ X16¦ X10¦ X13¦ X14¦ X17¦ X20¦ X21¦ X18¦ X19¦ X22¦ X23¦ X24¦ Y00¦ Y02¦ Y03¦ Y06¦ Y04¦ UP¦ UP¦ 승강장¦ 창 고¦ 승강장¦ 창 고¦ P-1¦ P-3¦ (P19: 300x300x200)¦ NOTE¦ 1. 광케이블, 전원/접지케이블 (OF-SM-4Core, CV 3C/2.5㎟)¦ 3. 승강장 ANT설치위치: 열차 진행방향 정거장 시종점부에 설치¦ 2. 광케이블, 전원/접지케이블 (OF-SM-8Core, CV 3C/2.5㎟)¦ vmh¦ vmh¦ (16) UTP Cat.5E4Px1조 (CAMERA)¦ (16) UTP Cat.5E4Px1조 (CAMERA)¦ (16) UTP Cat.5E4Px1조 (CAMERA)¦ 모니터¦ 상행 승강장¦ (16) OF-SM-8Core(난연)x1조 (모니터)(신설)¦ (28) FR-CV 3C/4.0㎟x1조 (모니터POWER)(신설) ¦ (16) OF-SM-8Core(난연)x1조 (모니터)(신설)¦ (28) FR-CV 3C/4.0㎟x1조 (모니터POWER)(신설) ¦ (16) OF-SM-8Core(난연)x1조 (모니터)(신설)¦ (28) FR-CV 3C/4.0㎟x1조 (모니터POWER)(신설) ¦ (16) UL 2919-AMESB 24AWG 4Px1조 (TDI)(기존활용)¦ (28) FR-CV 3C/4.0㎟x1조 (TDI POWER)(기존활용)¦ (16) UL 2919-AMESB 24AWG 4Px1조 (TDI)(기존활용)¦ (28) FR-CV 3C/4.0㎟x1조 (TDI POWER)(기존활용)¦ (16) UL 2919-AMESB 24AWG 4Px1조 (TDI)(기존활용)¦ (28) FR-CV 3C/4.0㎟x1조 (TDI POWER)(기존활용)¦ (16) UL 2919-AMESB 24AWG 4Px1조 (TDI)(기존활용)¦ (28) FR-CV 3C/4.0㎟x1조 (TDI POWER)(기존활용)¦ (16) UTP Cat.5E 4Px2조 (TDI)(기존활용)¦ (28) OF-MM-12Core(난연)x1조 (TDI)(기존활용)¦ (16) UTP Cat.5E 4Px2조 (TDI)(기존활용)¦ (28) OF-MM-12Core(난연)x1조 (TDI)(기존활용)¦ (16) UTP Cat.5E 4Px2조 (TDI)(기존활용)¦ (28) OF-MM-12Core(난연)x1조 (TDI)(기존활용)¦ (16) UTP Cat.5E 4Px2조 (TDI)(기존활용)¦ (28) OF-MM-12Core(난연)x1조 (TDI)(기존활용)¦ (16) OF-SM-8C(난연)x1조(CAMERA) ¦ (16) FR-CV 3C/4.0㎟x1조(CAMERA) ¦ 지하철 912정거장¦ 신목동¦ 선유도¦ 당산¦ 1/400¦ S = 1 / 400¦ 912정거장 CCTV,TDI,시계설비 지하3층 신설평면도(1/2)¦ 912정거장 CCTV,TDI,시계설비 지하3층¦ 신설평면도(1/2)¦ T¦ 7¦ 0¦ 0¦ 5¦ 0¦ 3¦ 4¦ 0¦ 0¦ 4¦ CCTV(기존동축활용)¦ G¦
| 1단계_정거장 - 복사본 | 1단계_정거장 - 복사본 | 011. T1001026-007 910정거장 AFC SYSTEM DIAGRAM.dwg | ATVM¦ ATVM¦ 02¦ 01¦ L-AFC-1-분전반¦ 통신기계실¦ MAIN POWER¦ 접지단자함¦ 05¦ AGM8¦ AGM6¦ AGM8¦ AGM8¦ AGM8¦ 01¦ 02¦ 04¦ 03¦ CONTROL¦ EM.GATE¦ BOX¦ 안전관리실¦ BOX¦ DPC¦ COM¦ INTER¦ COMMS¦ S/W HUB¦ 화재¦ 수신반¦ 통신기계실¦ AAM¦ 01¦ D/I MUX¦ I/F¦ S/W HUB¦ SMS¦ GROUND¦ 접지단자함¦ MAIN¦ (공통)¦ 승강장¦ 06¦ AGM11¦ 07¦ AGM12¦ 환급기¦ 01¦ 분전반~AAM, AGM, SMS, ATVM, AIM¦ : IN USE¦ 접지반~AAM, AGM, SMS, ATVM¦ EM. GATE¦ MAIN GROUND¦ INTERCOM~ATVM, AAM¦ SMS(S/W HUB)~TOM, AGM, ATVM¦ D/I MUX(ROUTER)~SMS(S/W HUB)¦ NOTE¦ 화재수신반~DPC BOX¦ I/F¦ DPC¦ DPC SW~AGM(DPC)¦ : HFCO 3C/4.0㎟¦ : F-GV 4.0㎟¦ : FR-CV 2C/4.0㎟¦ : F-GV 50㎟¦ : UTP Cat.5E 4P¦ : FTP Cat.5E 4Px1조¦ : FTP Cat.5E 4Px1조¦ : UTP Cat.5E 4P¦ : Interface Unit¦ : Direct Power Control¦ : FR-CVVS 4C/2.5㎟¦ INTERCOM~EM.GATE¦ : UTP Cat.5E 4P¦ AGM10¦ 08¦ 910정거장 AFC SYSTEM DIAGRAM¦ 910정거장 AFC SYSTEM DIAGRAM¦ S = NONE¦ NONE¦ 지하철 910정거장¦ 등촌¦ 염창¦ 신목동¦ T¦ 1¦ 0¦ 0¦ 1¦ 0¦ 2¦ 6¦ 0¦ 0¦ 7¦
| 1단계_정거장 - 복사본 | 1단계_정거장 - 복사본 | 038. T4009934-001 904정거장 종합무선중계설비 지하1층 평면도.dwg | H¦ C¦ 2D¦ P¦ HFC-12D-FR (신설)¦ -¦ T¦ 0¦ 0¦ 0¦ 0¦ 0¦ 0¦ 0¦ 0¦ 0¦ 0¦ \A1;9620¦ \A1;1061¦ \A1;48000¦ \A1;12600¦ \A1;11400¦ \A1;22800¦ \A1;11400¦ \A1;12600¦ \A1;46180¦ \A1;5680¦ \A1;10681¦ \A1;11638¦ \A1;10681¦ \A1;7500¦ DN¦ DN¦ UP¦ UP¦ UP¦ UP¦ DN¦ DN¦ DN¦ DN¦ DN¦ DN¦ UP¦ UP¦ UP¦ UP¦ UP¦ UP¦ UP¦ UP¦ UP¦ UP¦ 통신기계실¦ 안전관리실¦ 편 의 점 ¦ 이동통신기계실¦ 발매기실1¦ 화 장 실¦ 용역창고¦ 용역원대기실¦ 발매기실2¦ CO2 실¦ 이동 통신실¦ 물탱크실¦ 복 도¦ 전 기 실¦ 비상 전원실¦ 대 합 실¦ 비품창고¦ 공조기계실-1¦ ¦ 임대상가1¦ 임대상가4¦ 임대상가2¦ 임대상가3¦ HFC-12D-FR (신설)¦ HFC-12D-FR (신설)¦ HFC-12D-FR (신설)¦ HFC-12D-FR (신설)¦ HFC-12D-FR (신설)¦ HFC-12D-FR (신설)¦ 2D¦ 2D¦ HFC-12D-FR (신설)¦ HFC-12D-FR (신설)¦ 3D¦ 2D¦ 2D¦ HFC-12D-FRx2조 (복합통신 ANT)¦ (54) HFC-12D-FRx2조 (복합통신 ANT)¦ (54) HFC-12D-FRx2조 (복합통신 ANT)¦ (54) HFC-12D-FRx2조 (복합통신 ANT)¦ (54) HFC-12D-FRx2조 (복합통신 ANT)¦ B¦ B¦ 수공¦ H¦ HI-PVC 54mmx4조¦ (28) HFC-12D-FR (무선통신)¦ (28) HFC-12D-FR (무선통신)¦ P¦ P¦ P¦ A¦ (54)x2 SPARE (이동통신기계실)¦ (54) SPARE (경찰통신)¦ A¦ A¦ HFC-22D-FR (승강장 복합통신)¦ P¦ UTP Cat.5E 4Px1조 (라디오송수신제어)¦ (16) UTP 4Px1조 (라디오송수신제어)¦ (16) UTP 4Px1조 (라디오송수신제어)¦ (54)x2 SPARE (이동통신기계실)¦ (28) HFC-12D-FR (무선통신)¦ (28) HFC-12D-FR (대합실 복합통신)¦ (54) SPARE (경찰통신)¦ (16) UTP 4Px1조 (라디오송수신제어)¦ UTP 4Px1조 (라디오송수신제어)¦ TRAY (900x150)¦ DOWN TO 지하2층¦ P¦ (54)x4 SPARE (이동통신기계실)¦ UTP Cat.5E 4Px2조 (라디오송수신제어)¦ (54)x4 SPARE (이동통신기계실)¦ (P2:200x200x100)¦ P¦ Y05¦ Y03¦ Y01¦ Y04¦ Y02¦ X09¦ X08¦ 195,880¦ 149,700¦ 7,500¦ 7,500¦ 7,500¦ 7,500¦ 7,500¦ 7,500¦ 7,500¦ 7,500¦ 7,500¦ 7,500¦ 7,500¦ 7,500¦ 7,500¦ 7,500¦ 7,500¦ 7,500¦ 7,500¦ 7,500¦ 7,500¦ 7,200¦ Y00¦ Y-01¦ X22¦ X21¦ X20¦ X19¦ X18¦ X17¦ X16¦ X15¦ X14¦ X13¦ X12¦ X11¦ X10¦ X09¦ X08¦ X07¦ X06¦ X05¦ X04¦ X03¦ X02¦ X01¦ X00¦ X-01¦ X-02¦ X-03¦ (P6:400x400x200)¦ (P8:400x400x200)¦ (P7:400x400x200)¦ (P4:400x400x200)¦ (P5:400x400x200)¦ (P3:100x100x100)¦ P¦ 2D¦ P¦ P¦ P¦ P¦ P¦ 2D¦ S = 1 / 600¦ 904 정거장 열차무선설비 지하1층 평면도¦ 무선통신단자함¦ (700x400x100)¦ (P9:400x400x200)¦ (P1:100x100x100)¦ (28) HFC-12D-FR (대합실 복합통신)¦ (28) HFC-12D-FR (무선통신)¦ (54) SPARE (경찰통신)¦ H¦ P¦ (28) HFC-12D-FR (대합실 복합통신)¦ (54) SPARE (이동통신기계실)¦ (28) HFC-12D-FR (무선통신)¦ (28) HFC-12D-FR (대합실 복합통신)¦ (54) SPARE (경찰통신)¦ HFC-12D-FR (무선통신)¦ DOWN TO 통신기계실 ACCESS FLOOR¦ TRAY (900x150)¦ HFC-12D-FR (대합실 복합통신)¦ HFC-12D-FR (콘솔내접속단자)¦ TRAY (900x150)¦ DOWN TO 지하2층¦ HFC-22D-FR (승강장 복합통신)¦ (28)HFC-12D-FR (대합실 복합통신)¦ P¦ 콘솔내접속단자 ¦ 종합무선중계장치¦ 3D¦ HFC-12D-FR (신설)¦ UTP Cat.5E 4Px1조(라디오송수신제어)¦ HFC-22D-FR (승강장 복합통신)¦ TRAY (900x150)¦ DOWN TO 지하2층¦ HFC-12D-FR (신설)¦ 2D¦ 3D¦ 904 정거장 열차무선설비 지하1층 평면도¦ 1/600¦ 공항시장¦ 신방화¦ 마곡나루¦ T¦ 4¦ 0¦ 0¦ 9¦ 9¦ 3¦ 4¦ 0¦ 0¦ 1¦ P¦ 공항시장¦ 신방화¦ 마곡나루¦ T¦ 0¦ 0¦ 0¦ 0¦ 0¦ 0¦ 0¦ 0¦ 0¦ 0¦ HFC-12D-FR (신설)¦ UTP Cat.5E 4Px1조(라디오송수신제어)¦ HFC-22D-FR (승강장 복합통신)¦ TRAY (900x150)¦ UP TO 지하1층¦
| 1단계_정거장 - 복사본 | 1단계_정거장 - 복사본 | 048. T9103066-002 904정거장 안전관리실 기기배치도 및 바닥 TRAY 설치도.dwg | \A1;7,500¦ \A1;1,201¦ \A1;2,351¦ (LSE 2)¦ (LSE 1)¦ \pi337.26;{\C0;UPS}¦ \A1;5,500¦ 종합관리 및 복지후생동 안내실 CCTV 설비¦ NONE¦ 0¦ 0¦ 0¦ -¦ 0¦ 0¦ 0¦ 0¦ 계통도¦ \A1;1000¦ 안전관리실¦ 비품창고¦ X04¦ X05¦ X06¦ PSD 제어반¦ 조명제어반¦ 종합집중관리¦ 설비 콘솔1¦ 종합집중관리¦ 설비 콘솔2¦ CCTV 및 통신¦ 화재탐지반¦ 설비자동제어반¦ 행선안내¦ 행선안내¦ SMS¦ \A1;600¦ TRAY (W300xH100)¦ \pi49.321;{\C0;접지단자함}¦ \pi163;{\C0;UTP 50P}¦ \pi163;{\C0;UTP 25P}¦ \pi255.87;{\C0;L-AFC}¦ (28)x6¦ (28)x6¦ (28)x3¦ Equipment Schedule¦ 1¦ 번 호¦ 장 비 명¦ 규 격 (W x D x H)¦ 행선안내¦ 1200x750x1000¦ 설비자동제어반¦ 화재탐지반¦ 조명제어반¦ CCTV 및 통신종합집중관리반¦ PSD 제어반¦ SMS¦ PRINTER¦ 종합집중관리 설비 콘솔1¦ 종합집중관리 설비 콘솔2¦ 1000x600x1600¦ 1800x600x1800¦ 864x600x2304¦ 1768x600x1600¦ 800x800x2000¦ 650x800x1000¦ 700x800x750¦ 600x600x1600¦ 600x600x1600¦ 6¦ 5¦ 4¦ 3¦ 2¦ 10¦ 9¦ 8¦ 7¦ 종합집중관리반¦ 축척 - 2배확대¦ (LSE 1)¦ (LSE 2)¦ \A1;3,850¦ \pi337.26;{\C0;UPS}¦ 금고¦ 904정거장 안전관리실 기기배치도 및 바닥¦ 904정거장 안전관리실 기기배치도 및 바닥 TRAY 설치도¦ S = 1/50¦ 1/50¦ 지하철 904정거장¦ 공항시장¦ 신방화¦ 마곡나루¦ T¦ 9¦ 1¦ 0¦ 3¦ 0¦ 6¦ 6¦ 0¦ 0¦ 2¦ TRAY 설치도¦ \A1;7,500¦
| 1단계_정거장 - 복사본 | 1단계_정거장 - 복사본 | 012. T1001026-008 905정거장 AFC SYSTEM DIAGRAM (철거).dwg | ATVM¦ ATVM¦ 02¦ 01¦ 통신기계실¦ D/I MUX¦ I/F¦ S/W HUB¦ L-AFC-1-분전반¦ MAIN POWER¦ 접지단자함¦ [ 비상게이트 ]¦ CONTROL¦ EM.GATE¦ BOX¦ 안전관리실¦ BOX¦ DPC¦ COM¦ INTER¦ COMMS¦ S/W HUB¦ SMS¦ 화재¦ 수신반¦ 주장치¦ 통로안내표시기¦ AAM¦ 01¦ AGM8¦ AGM6¦ AGM8¦ AGM8¦ 01¦ 02¦ 03¦ Cross Cable¦ Cross Cable¦ Cross Cable¦ Cross Cable¦ Cross Cable¦ Cross Cable¦ 04¦ 05¦ AGM8¦ AGM10¦ 06¦ AIMx2¦ GROUND¦ 접지단자함¦ MAIN¦ 승강장¦ 905정거장 AFC SYSTEM DIAGRAM (철거)¦ S = NONE¦ NO.08(AGM10)¦ H U B¦ AGM11¦ 07¦ AGM12¦ 08¦ 환급기¦ 01¦ 분전반~AAM, AGM, SMS, ATVM, AIM¦ : IN USE¦ 접지반~AAM, AGM, SMS, ATVM¦ EM. GATE¦ MAIN GROUND¦ INTERCOM~ATVM, AAM¦ SMS(S/W HUB)~TOM, AGM, ATVM¦ D/I MUX(ROUTER)~SMS(S/W HUB)¦ NOTE¦ 화재수신반~DPC BOX¦ I/F¦ DPC¦ DPC SW~AGM(DPC)¦ : FR-CV 3C/4.0㎟¦ : F-GV 4.0㎟¦ : FR-CV 2C/4.0㎟¦ : F-GV 50㎟¦ : CPEV 0.65/5P, STP Cat.5E 4P¦ : STP Cat.5E 4Px1조¦ : STP Cat.5E 4Px1조¦ : CPEV 0.9x5P¦ : Interface Unit¦ : Direct Power Control¦ : FR-CVVS 4C/2.5㎟¦ INTERCOM~EM.GATE¦ : UTP Cat.5E 4P¦ AIS~AIM¦ : OF-SM-2Core¦ : UTP Cat.5E 4P¦ AIS~AIM¦ 905정거장 AFC SYSTEM DIAGRAM (철거)¦ NONE¦ 지하철 905정거장¦ 신방화¦ 마곡나루¦ 양천향교¦ T¦ 1¦ 0¦ 0¦ 1¦ 0¦ 2¦ 6¦ 8¦ 0¦ 0¦
| 1단계_정거장 - 복사본 | 1단계_정거장 - 복사본 | 005. T1001026-001 915정거장 CIRCUIT WIRING SYSTEM DIAGRAM_신설.dwg | KT¦ IP¦ G¦ D¦ C/R¦ T¦ 0¦ 0¦ 0¦ 0¦ 0¦ 0¦ 0¦ 0¦ 0¦ 0¦ 통신기계실¦ 통신기계실¦ 안전관리실¦ 소방외부 무선통신 보조설비¦ 경찰통신설비¦ O/F(SM) FM RADIO¦ POWER DISTRIBUTION¦ O/F(SM)¦ O/F(SM)¦ UPS¦ CCTV¦ 광화상전송장치¦ MATRIX¦ RACK¦ TV 광전송장치¦ 부모시계¦ To: NEXT STATION¦ O/F(SM)¦ O/F(SM)¦ To: KT¦ M/D¦ KT¦ 전력사령¦ 방재사령¦ 통신사령¦ FAX¦ Data Line (전력)¦ Data Line¦ Data Line¦ Data Line¦ Data Line (AFC)¦ Data Line (통신)¦ Data Line (방재)¦ Data Line (운전)¦ IP¦ P.A AMP¦ x2¦ x2¦ x2¦ 지하1층 (대합실) x 48¦ 지하2층 (승강장상선) x 22¦ G¦ G¦ G¦ G¦ G¦ 지하2층 (승강장상선) x 2¦ 지하2층 (승강장하선) x 2¦ CCTV¦ CONSOLE¦ 지하1층¦ (복합통신ANT)¦ 무선통신 보조설비¦ HFC-22D-FR¦ HFC-12D-FR¦ 본선터널 (승강장) RFCL-42D-광대역¦ 본선터널 (승강장) RFCL-42D-광대역¦ D¦ POWER LINE¦ INT¦ T¦ T¦ x4¦ x19¦ x2¦ x2¦ T¦ T¦ x12¦ x2¦ 인터폰¦ 모장치¦ 배 선 반¦ 공조기계실1¦ 공조기계실2¦ 이동통신기계실¦ Callphone¦ 전기실¦ 기능실복도¦ 발매기실¦ 화장실(남,여)¦ 장애자화장실¦ 임대공간¦ ELEV, 화장실¦ 운영원대기실¦ 지하1층 (대합실)¦ PSD실 (상선)¦ PSD실 (하선)¦ 편의점¦ 비상전원실¦ 승강장 INT¦ 변전실¦ x2¦ 지하2층 (승강장하선) x 22¦ x2¦ 출입통제¦ C/R¦ C/R¦ C/R¦ C/R¦ C/R¦ 운전사령¦ Data Line¦ Data Line¦ 소방외부¦ x2¦ x4¦ 비품창고¦ 창고¦ x2¦ To: 5호선 역무실¦ x2¦ x2¦ x2¦ x2¦ x2¦ INT¦ x6¦ IP¦ 본선터널 (승강장) RFCL-42D-광대역¦ 본선터널 (승강장) RFCL-42D-광대역¦ D¦ SMS¦ AGM¦ AAM¦ ATVM¦ x4¦ x14 ¦ 환급기¦ x2¦ x2¦ x4(환승)¦ x12(환승) ¦ 통신기계실¦ 소방외부 무선통신 보조설비¦ 경찰통신설비¦ O/F(SM) FM RADIO¦ POWER DISTRIBUTION¦ O/F(SM)¦ O/F(SM)¦ UPS¦ CCTV¦ 광화상전송장치¦ MATRIX¦ RACK¦ TV 광전송장치¦ 부모시계¦ To: NEXT STATION¦ O/F(SM)¦ O/F(SM)¦ To: KT¦ M/D¦ FAX¦ P.A AMP¦ 배 선 반¦ 출입통제¦ 통신장치¦ IP MPLS¦ 역사백본¦ 시리얼 ¦ FXO/FXS¦ Ethernet¦ L3 Switch¦ 신설¦ O/F(SM) 인접역¦ O/F(SM) 열차무선 / DU¦ 신설¦ 열차무선 RRU¦ LTE-R¦ EQUIP¦ MULTI¦ COMM¦ FM/DMB¦ 광전송장치¦ C¦ 통신장치¦ IP MPLS¦ 역사백본¦ 시리얼 ¦ FXO/FXS¦ Ethernet¦ L3 Switch¦ 신설¦ O/F(SM) 인접역¦ EQUIP¦ MULTI¦ COMM¦ FM/DMB¦ 광전송장치¦ O/F(SM) 열차무선 / DU¦ O/F(SM) 인접역¦ OF-SM-8C(난연),FR-CV 3c/4.0㎟¦ UTP Cat. 5E4P¦ 승강장모니터(상선)¦ UTP Cat. 5E4P¦ OF-SM-8C(난연),FR-CV 3c/4.0㎟¦ 승강장모니터(하선)¦ OF-SM-8C(난연),FR-CV 3c/4.0㎟¦ OF-SM-8C(난연),FR-CV 3c/4.0㎟¦ 915정거장 CIRCUIT WIRING SYSTEM DIAGRAM / 신설¦ 915정거장 CIRCUIT WIRING SYSTEM DIAGRAM / 신설¦ S = NONE¦ NONE¦ 국회의사당¦ 여의도¦ 샛강¦ T¦ 1¦ 0¦ 0¦ 1¦ 0¦ 2¦ 6¦ 0¦ 0¦ 1¦
| 1단계_정거장 - 복사본 | 1단계_정거장 - 복사본 | 017. T9203026-011 종합관리 및 복지후생동 방송설비 CABLE WIRING DIAGRAM (2_2).dwg | 지상3층¦ 지상4층¦ 지상5층¦ HIV 1.5㎟x2조¦ x3¦ x2¦ x4¦ Horn (30W)¦ Horn (30W)¦ x2¦ x3¦ HIV 1.5㎟x3조¦ HIV 1.5㎟x2조¦ HIV 1.5㎟x3조¦ HIV 1.5㎟x2조¦ HIV 1.5㎟x3조¦ FR-CVVS 2C/1.5㎟x1조 (외부SP)¦ FR-CVVS 2C/1.5㎟x1조 (외부SP)¦ .¦ P¦ A¦ A¦ M¦ P¦ R¦ A¦ C¦ K¦ 종합사령실 기계실 (3F)¦ x2¦ x2¦ x6¦ FR-CVVSB 20C/1.5㎟x1조, MIC-SH 2C/0.75㎟x2조 (주공장)¦ FR-CVVSB 3C/2.5㎟x15조(부속동)¦ FR-CVVSB 20C/1.5㎟x1조, MIC-SH 2C/0.75㎟x2조 (검사고)¦ 전산운영실¦ 갱의실(남,여)¦ MIS / AFC실¦ 기술본부장비서실¦ 회의실¦ 기술본부 사무실1¦ 화장실 (남,여)¦ 공조실¦ 종합사령실 기계실¦ 통합전원실¦ HALL / 복도¦ 유지보수실¦ 기술본부장실¦ 마켓팅¦ 운영본부¦ 운영부본부장실¦ 운영본부 비서실¦ 운영본부장실¦ 대회의실¦ 회의실¦ 운영본부 사무실¦ 창고¦ CO2실¦ HALL / 복도¦ 예비실¦ 상황실¦ 탕비실¦ 화장실 (남,여)¦ 대표이사실¦ 임원실2¦ 회의실¦ 문서고¦ 접견실¦ SPC 사무실¦ 화장실 (남,여)¦ 비서실¦ 갱의실¦ 대회의실¦ 탕비실¦ 장애인화장실 (남,여)¦ 종합사령실¦ 부사장실¦ 사장실¦ HALL / 복도¦ x2¦ x2¦ x4¦ x2¦ x8¦ x2¦ x2¦ x2¦ x11¦ x2¦ x2¦ x2¦ x2¦ x2¦ x2¦ x5¦ x2¦ x2¦ x4¦ 종합사령실¦ x6¦ x2¦ 공조실¦ x2¦ x2¦ 기술본부 사무실2¦ x2¦ 기술본부 사무실3¦ 임원실1¦ x2¦ 창고¦ 종합관리 및 복지후생동 방송설비 CABLE¦ 종합관리 및 복지후생동 방송설비 CABLE WIRING DIAGRAM (2/2)¦ S = NONE¦ NONE¦ 차량기지¦ 차량기지¦ T¦ 9¦ 2¦ 0¦ 3¦ 0¦ 2¦ 6¦ 0¦ 1¦ 1¦ WIRING DIAGRAM (2/2)¦
| 1단계_정거장 - 복사본 | 1단계_정거장 - 복사본 | 053. T9103038-010 옴니 안테나 상세도.dwg | 옴니 안테나 상세도¦ NONE¦ 옴니 안테나 상세도¦ S = NONE¦ Unregistered Version - http://www.aidecad.com¦ N Female Connector¦ T¦ 9¦ 1¦ 0¦ 3¦ 0¦ 3¦ 8¦ 0¦ 1¦ 0¦ 공통¦
| 1단계_정거장 - 복사본 | 1단계_정거장 - 복사본 | 010. T1001026-006 904정거장 종합무선중계,열차무선설비 DIAGRAM.dwg | 공항시장¦ 신방화¦ 마곡나루¦ T¦ 0¦ 0¦ 0¦ 0¦ 0¦ 0¦ 0¦ 0¦ 0¦ 0¦ 3D¦ RFCL-42D-광대역¦ RFCL-42D-광대역¦ 강¦ 선¦ 널¦ 터¦ &¦ 본¦ 장¦ B2¦ 승¦ 콘솔내 접속단자¦ 안전관리실¦ B1¦ 904정거장 종합무선중계,열차무선설비 DIAGRAM¦ S = NONE¦ RFCL-42D-광대역¦ RFCL-42D-광대역¦ 2D¦ 상행¦ UTP Cat.5E 4Px2조¦ 라디오 송수신제어 ANTENNA¦ 하행¦ 2D¦ 무선호출 및¦ 이동전화 ANT.¦ (예비)¦ 경찰 C3 ANT.¦ (예비)¦ 이동전화 중계기¦ 무선호출 및¦ 경찰 무선중계기¦ HFC-22D-FR¦ From: 934정거장¦ 외부접속 단자함¦ 소방무선통신¦ 통신기계실 (종합무선중계설비)¦ D1¦ 광전변환기¦ 광전송장치¦ 광커플러¦ FM¦ 중계장치2¦ HFC-12D-FR¦ HFC-12D-FR¦ MIXER¦ COMBINER¦ D4¦ HFC-12D-FR¦ 복합통신 ANTENNA¦ 콘솔내 접속단자¦ 역무관리실¦ OF-SM-1Core¦ HFC-12D-FR¦ 제2,3이동통신사업자기계실¦ 열차무선장치 (기지국,TRS)¦ OF-SM-1Core¦ c¦ To: 정거장¦ 복합통신안테나 및 콤바이너 철거전 주파수 대역 ¦ NOTE¦ RFCL-42D-광대역¦ RFCL-42D-광대역¦ To: 936정거장¦ OF-SM-1Core¦ B1¦ 복합통신 ANTENNA¦ 복합통신 ANTENNA¦ 복합통신 ANTENNA¦ 선¦ 터¦ 본¦ 널¦ RFCL-42D-광대역¦ RFCL-42D-광대역¦ B2¦ 전¦ 실¦ 변¦ 기¦ 실¦ 환¦ 합¦ 실¦ 대¦ 기¦ 실¦ 환¦ From: 934정거장¦ D2¦ 광전변환기¦ 광전송장치¦ 광커플러¦ DMB¦ 중계장치2¦ OF-SM-1Core¦ To: 936정거장¦ OF-SM-1Core¦ 타사업분¦ RRU¦ I¦ Q¦ 본선터널¦ 철거¦ 신설¦ FM¦ 중계장치1¦ 2D¦ DMB¦ 중계장치1¦ MIXER¦ COMBINER¦ IP MPLS¦ OF-SM-2Core¦ D3¦ 철거¦ 복합통신ANTENNA 철거 후 설치¦ RFCL-42D-광대역¦ RFCL-42D-광대역¦ RFCL-42D-광대역¦ RFCL-42D-광대역¦ : FM, DMB, TRS, 소방¦ : FM, DMB, TRS, 소방, LTE-R¦ 복합통신안테나 및 콤바이너 철거후 주파수 대역 ¦ LTE-R¦ 교체¦ 무선호출 및¦ 이동전화 ANT.¦ (예비)¦ 경찰 C3 ANT.¦ (예비)¦ 이동전화 중계기¦ 무선호출 및¦ 경찰 무선중계기¦ HFC-22D-FR¦ From: 903정거장¦ To: 905정거장¦ OF-SM-1Core¦ 외부접속 단자함¦ 소방무선통신¦ 통신기계실 (종합무선중계설비)¦ D¦ 광전변환기¦ 광전송장치¦ 광커플러¦ FM¦ 중계장치¦ HFC-12D-FR¦ HFC-12D-FR¦ MIXER¦ COMBINER¦ COMBINER¦ 2D¦ HFC-12D-FR¦ 합¦ RFCL-42D-광대역¦ RFCL-42D-광대역¦ 2D¦ HFC-12D-FR¦ 2D¦ 복합통신 ANTENNA¦ 강¦ 선¦ 널¦ 터¦ &¦ 본¦ 장¦ B2¦ 승¦ 실¦ 콘솔내 접속단자¦ 안전관리실¦ 대¦ B1¦ OF-SM-1Core¦ HFC-12D-FR¦ 복합통신 ANTENNA¦ HFC-12D-FR¦ 이동통신기계실¦ 열차무선장치¦ OF-SM-1Core¦ To: 905정거장¦ C¦ 2D¦ RFCL-42D-광대역¦ RFCL-42D-광대역¦ 2D¦ HFC-22D-FR¦ OF-SM-1Core¦ From: 903정거장¦ 장비사 공급분¦ 본선시공¦ 역사시공¦ NOTE¦ 상행¦ UTP Cat.5E 4Px2조¦ 라디오 송수신제어 ANTENNA¦ 하행¦ UTP Cat.5E 4Px2조¦ 복합통신 ANT¦ HFC-12D-FRx2조¦ 3D¦ 2D¦ 물탱크실¦ 전기실¦ 공조기계실¦ 무선호출 및¦ 이동전화 ANT.¦ (예비)¦ 경찰 C3 ANT.¦ (예비)¦ 이동전화 중계기¦ 무선호출 및¦ 경찰 무선중계기¦ HFC-22D-FR¦ From: 903정거장¦ 외부접속 단자함¦ 소방무선통신¦ 통신기계실 (종합무선중계설비)¦ D1¦ 광전변환기¦ 광전송장치¦ 광커플러¦ FM¦ 중계장치2¦ HFC-12D-FR¦ HFC-12D-FR¦ MIXER¦ COMBINER¦ D4¦ HFC-12D-FR¦ OF-SM-1Core¦ HFC-12D-FR¦ 제2,3이동통신사업자기계실¦ 열차무선장치 (기지국,TRS)¦ OF-SM-1Core¦ c¦ To: 정거장¦ To: 905정거장¦ OF-SM-1Core¦ From: 903정거장¦ D2¦ 광전변환기¦ 광전송장치¦ 광커플러¦ DMB¦ 중계장치2¦ OF-SM-1Core¦ To: 905정거장¦ OF-SM-1Core¦ RRU¦ A¦ B¦ 철거¦ 신설¦ FM¦ 중계장치1¦ 2D¦ DMB¦ 중계장치1¦ MIXER¦ COMBINER¦ IP MPLS¦ OF-SM-2Core¦ D3¦ 철거후 직결¦ LTE-R¦ NOTE¦ 2D¦ 2D¦ 대합실¦ 2D¦ 3D¦ 전기실¦ 2D¦ 공조기계실-1¦ 2D¦ 본선환기실¦ 대합실¦ 물탱크실¦ 공조기계실-1¦ 3D¦ 본선환기실¦ MCC¦ MCC¦ MCC¦ 2D¦ 904정거장 종합무선중계,열차무선설비 DIAGRAM¦ NONE¦ 공항시장¦ 신방화¦ 마곡나루¦ T¦ 1¦ 0¦ 0¦ 1¦ 0¦ 2¦ 6¦ 0¦ 0¦ 6¦ 2D¦ -¦ T¦ 0¦ 0¦ 0¦ 0¦ 0¦ 0¦ 0¦ 0¦ 0¦ 0¦ 기설역사내 종합무선 공중선¦
| 1단계_정거장 - 복사본 | 1단계_정거장 - 복사본 | 022. T7001034-005 919정거장 전화설비 지하1층 철거평면도 (1_2).dwg | INT¦ AMP¦ 배선반¦ IP¦ \A1;4,250¦ \A1;3,100¦ \A1;5,000¦ \A1;{\fHY울릉도M¦b0¦i0¦c129¦p50;5,000}¦ \A1;{\fHY울릉도M¦b0¦i0¦c129¦p50;5,000}¦ \A1;{\fHY울릉도M¦b0¦i0¦c129¦p50;5,000}¦ \A1;{\fHY울릉도M¦b0¦i0¦c129¦p50;5,000}¦ \A1;{\fHY울릉도M¦b0¦i0¦c129¦p50;5,000}¦ \A1;{\fHY울릉도M¦b0¦i0¦c129¦p50;5,000}¦ \A1;{\fHY울릉도M¦b0¦i0¦c129¦p50;5,000}¦ \A1;{\fHY울릉도M¦b0¦i0¦c129¦p50;5,000}¦ \A1;{\fHY울릉도M¦b0¦i0¦c129¦p50;5,000}¦ \A1;{\fHY울릉도M¦b0¦i0¦c129¦p50;5,000}¦ \A1;{\fHY울릉도M¦b0¦i0¦c129¦p50;5,000}¦ \A1;{\fHY울릉도M¦b0¦i0¦c129¦p50;5,000}¦ \A1;{\fHY울릉도M¦b0¦i0¦c129¦p50;5,000}¦ \A1;{\fHY울릉도M¦b0¦i0¦c129¦p50;5,000}¦ \A1;7,500¦ \A1;3,750¦ \A1;23,200¦ \A1;13,600¦ \A1;4,250¦ \A1;7,350¦ \A1;7,350¦ \A1;4,250¦ \A1;7,100¦ \A1;6,500¦ 각도 : 1.5˚¦ KEY PLAN¦ MATCH LINE DWG No. "S1-TA-S19-DB-010-0"¦ x2¦ x2¦ x2¦ x2¦ (16) UTP Cat.5E 4Px2조 (공조기계실-1)¦ (P1:100x100x100)¦ (16) UTP Cat.5E 4Px2조 (공조기계실-1)¦ (28) UTP Cat 5E 25Px1조 (전기실)¦ (16) 인터폰선 0.6x2Px4조 (INT)¦ DOWN TO CP PANEL¦ UTP Cat.5E 4Px3조 (승강장 INT)¦ UPT Cat.5E 4Px3조 (공중전화)¦ TRAY (900x150)¦ DOWN TO 지하 2층¦ B¦ A¦ C¦ D¦ E¦ F¦ H¦ I¦ I¦ J¦ TRAY (900x150)¦ A¦ UPT Cat.5E 4Px3조 (공중전화)¦ UTP Cat.5E 4Px3조 (승강장 INT)¦ DOWN TO 지하 2층¦ TRAY (900x150)¦ UTP Cat.5E 4Px6조 (임대상가)¦ UTP Cat.5E 4Px2조 (이동통신기계실)¦ B¦ UTP Cat.5E 25Px3조 (안전관리실)¦ UTP Cat.5E 25Px1조 (전기실)¦ DOWN TO 통신기계실 ACCESS FLOOR¦ UTP Cat.5E 4Px2조 (편의점)¦ UTP Cat.5E 4Px2조 (공조기계실-2)¦ UTP Cat.5E 4Px2조 (공조기계실-1)¦ UTP Cat.5E 4Px6조 (승강장 INT)¦ UTP Cat.5E 25Px2조 (CONSOLE CONTROL, LSE)¦ UTP Cat.5E 4Px2조 (용역원 대기실)¦ C¦ UTP Cat.5E 25Px3조 (안전관리실)¦ UTP Cat.5E 25Px1조 (전기실)¦ TRAY (300x100)¦ UTP Cat.5E 4Px2조 (공조기계실-2)¦ UTP Cat.5E 4Px2조 (공조기계실-1)¦ UTP Cat.5E 4Px3조 (승강장 INT)¦ UTP Cat.5E 25Px2조 (CONSOLE CONTROL, LSE)¦ UTP Cat.5E 4Px2조 (용역원 대기실)¦ UTP Cat.5E 4Px2조 (이동통신기계실)¦ UTP Cat.5E 4Px6조 (임대상가)¦ UTP Cat.5E 4Px2조 (편의점)¦ UTP Cat.5E 4Px3조 (승강장 공중전화)¦ D¦ UTP Cat.5E 25Px3조 (안전관리실)¦ TRAY (300x100)¦ UTP Cat.5E 4Px2조 (공조기계실-2)¦ UTP Cat.5E 4Px3조 (승강장 INT)¦ UTP Cat.5E 25Px2조 (CONSOLE CONTROL, LSE)¦ UTP Cat.5E 4Px2조 (용역원 대기실)¦ UTP Cat.5E 4Px2조 (이동통신기계실)¦ UTP Cat.5E 4Px6조 (임대상가)¦ UTP Cat.5E 4Px2조 (편의점)¦ UTP Cat.5E 4Px3조 (승강장 공중전화)¦ G¦ UTP Cat.5E 25Px3조 (안전관리실)¦ TRAY (300x100)¦ UTP Cat.5E 4Px2조 (공조기계실-2)¦ UTP Cat.5E 4Px3조 (승강장 INT)¦ UTP Cat.5E 25Px2조 (CONSOLE CONTROL, LSE)¦ UTP Cat.5E 4Px6조 (임대상가)¦ UTP Cat.5E 4Px2조 (편의점)¦ UTP Cat.5E 4Px3조 (승강장 공중전화)¦ G¦ E¦ (16) UPT Cat.5E 4Px2조 (용역원대기실)¦ F¦ (16) UPT Cat.5E 4Px2조 (이동통신기계실)¦ UPT Cat.5E 4Px3조 (공중전화)¦ 인터폰선 0.6x2Px4조 (INT)¦ H¦ UTP Cat.5E 4Px3조 (승강장 INT)¦ TRAY (300x100)¦ I¦ (16) 인터폰선 0.6x2Px4조 (INT)¦ J¦ UPT Cat.5E 4Px3조 (공중전화)¦ UTP Cat.5E 4Px3조 (승강장 INT)¦ TRAY (300x100)¦ 1. 음향유도기 전원은 전기콘센트를 이용한다.¦ NOTE¦ 2. 증폭기전원은 전기콘센트를 이용한다.¦ 3. 통신기계실 및 안전관리실 MAIN 분전반은 전기에서 설치한다.¦ (P2:100x100x100)¦ UTP 25P¦ [TB No.5]¦ (P3:100x100x100)¦ (36) SPARE (전기실)¦ UTP Cat.5E 4Px3조 (대합실 공중전화)¦ UTP Cat.5E 4Px6조 (승강장 공중전화)¦ UTP Cat.5E 4Px3조 (대합실 공중전화)¦ UTP Cat.5E 4Px3조 (대합실 공중전화)¦ UTP Cat.5E 4Px3조 (대합실 공중전화)¦ 비상전원실¦ 복 도¦ 용역원대기실 및용역창고¦ 통신기계실¦ 비품창고¦ CO2실¦ 공조기계실-1¦ 물탱크실¦ 전기실¦ 내부계단1¦ 내부계단4¦ 내부엘리베이터1¦ 내부엘리베이터2¦ DN¦ DN¦ 이동통신기계실¦ 용역창고¦ X15¦ X14¦ X13¦ X12¦ X11¦ X10¦ X09¦ X08¦ X07¦ X06¦ X05¦ X04¦ X03¦ X02¦ X01¦ X00¦ X-1¦ Y00¦ Y01¦ Y02¦ Y03¦ Y04¦ Y05¦ Y06¦ 86,250¦ (16) 인터폰선 0.6x2Px4조 (INT)¦ DOWN TO CP PANEL¦ K¦ UTP Cat.5E 25Px3조 (안전관리실)¦ TRAY (300x100)¦ UTP Cat.5E 4Px2조 (공조기계실-2)¦ UTP Cat.5E 25Px2조 (CONSOLE CONTROL, LSE)¦ UTP Cat.5E 4Px6조 (임대상가)¦ UTP Cat.5E 4Px2조 (편의점)¦ UTP Cat.5E 4Px3조 (대합실 공중전화)¦ 인터폰선 0.6x2Px8조 (INT)¦ K¦ 2-31~34¦ 2-35~38¦ V1.2¦ 4-1~4¦ 4-5~8¦ 3-1~4¦ 3-5~8¦ (철거)¦ (철거)¦ (철거)¦ 지하철 919정거장¦ 노들¦ 중앙대입구¦ 동작¦ 1/400¦ 919정거장 전화설비 지하1층 철거평면도(1/2)¦ S = 1/400¦ 919정거장 전화설비 지하1층 철거평면도(1/2)¦ T¦ 7¦ 0¦ 0¦ 1¦ 0¦ 3¦ 4¦ 0¦ 0¦ 5¦ (기설활용)¦ P¦
| 1단계_정거장 - 복사본 | 1단계_정거장 - 복사본 | 005. T1001026-001 901정거장 CIRCUIT WIRING SYSTEM DIAGRAM_신설.dwg | KT¦ IP¦ G¦ C/R¦ -¦ T¦ 0¦ 0¦ 0¦ 0¦ 0¦ 0¦ 0¦ 0¦ 0¦ 0¦ 통신기계실¦ 통신기계실¦ 안전관리실¦ POWER DISTRIBUTION¦ O/F(SM)¦ To: 종합관리 및 복지후생동¦ UPS¦ CCTV¦ 광화상전송장치¦ MATRIX¦ RACK¦ TV AMP¦ 부모시계¦ To: NEXT STATION¦ O/F(SM)¦ O/F(SM)¦ To: KT¦ M/D¦ KT¦ 전력사령¦ 방재사령¦ 통신사령¦ FAX¦ Data Line (전력)¦ Data Line¦ Data Line¦ Data Line¦ Data Line (AFC)¦ Data Line (통신)¦ Data Line (방재)¦ Data Line (운전)¦ SMS¦ AGM¦ AAM¦ ATVM¦ x2¦ IP¦ P.A AMP¦ x6¦ 지상2층 (대합실) x 4¦ 지상1층 (승강장상선) x 17¦ G¦ G¦ G¦ G¦ G¦ 지상1층 (승강장상선) x 2¦ 지상1층 (승강장하선) x 2¦ CCTV¦ CONSOLE¦ POWER LINE¦ x2¦ INT¦ T¦ x11¦ x13¦ x2¦ x10 ¦ 인터폰¦ 모장치¦ 배 선 반¦ T¦ 지상1층 (승강장하선) x 17¦ 출입통제¦ C/R¦ C/R¦ C/R¦ C/R¦ 운전사령¦ Data Line¦ 체력단력실¦ 기능실복도¦ 통신작업실¦ 락카룸¦ 설비작업실¦ 다용도실¦ 전기실¦ 침실(숙소) x 6¦ 탕비실¦ 화장실 (남,여)¦ 발매기실¦ 실승기관사 (승무대기실)¦ 편의점¦ 신호작업실¦ 비상발전기실¦ 장애자화장실¦ 시설작업실¦ ELEV, 화장실, 숙소¦ 용역원대기실¦ 전기작업실¦ 지상2층 (대합실)¦ Callphone¦ 승강장 INT¦ 통합분소¦ x4¦ x25¦ x6¦ T¦ x6¦ T¦ T¦ T¦ x2¦ x2¦ x15¦ x2¦ x2¦ x3¦ 시설창고¦ 설비창고¦ 비품창고, 탈의실 (남,여)¦ 통신창고¦ 신호창고¦ 전기창고¦ INT¦ x3¦ 신호사령¦ Data Line (신호)¦ x3¦ x3¦ 운영기관사¦ x6¦ IP¦ 지상1층 (임대상가) x 6¦ x6¦ x2¦ 지상2층 (대합실) x 8¦ 복도¦ 환급기¦ O/F(SM) 인접역¦ 통신기계실¦ 소방외부 무선통신 보조설비¦ 경찰통신설비¦ O/F(SM) FM RADIO¦ POWER DISTRIBUTION¦ O/F(SM)¦ O/F(SM)¦ UPS¦ CCTV¦ 광화상전송장치¦ MATRIX¦ RACK¦ TV 광전송장치¦ 부모시계¦ To: NEXT STATION¦ O/F(SM)¦ O/F(SM)¦ To: KT¦ M/D¦ FAX¦ P.A AMP¦ 배 선 반¦ 출입통제¦ 통신장치¦ IP MPLS¦ 역사백본¦ 시리얼 ¦ FXO/FXS¦ Ethernet¦ L3 Switch¦ 신설¦ O/F(SM) 인접역¦ O/F(SM) 열차무선 / DU¦ 신설¦ 열차무선 RRU¦ LTE-R¦ EQUIP¦ MULTI¦ COMM¦ FM/DMB¦ 광전송장치¦ C¦ 통신장치¦ IP MPLS¦ 역사백본¦ 시리얼 ¦ FXO/FXS¦ Ethernet¦ L3 Switch¦ 신설¦ OF-SM-8C(난연),FR-CV 3c/4.0㎟¦ UTP Cat. 5E4P¦ 승강장모니터(상선)¦ UTP Cat. 5E4P¦ OF-SM-8C(난연),FR-CV 3c/4.0㎟¦ 승강장모니터(하선)¦ OF-SM-8C(난연),FR-CV 3c/4.0㎟¦ OF-SM-8C(난연),FR-CV 3c/4.0㎟¦ 901정거장 CIRCUIT WIRING SYSTEM DIAGRAM / 신설¦ 901정거장 CIRCUIT WIRING SYSTEM DIAGRAM / 신설¦ S = NONE¦ NONE¦ 개화¦ 김포공항¦ T¦ 1¦ 0¦ 0¦ 1¦ 0¦ 2¦ 6¦ 0¦ 0¦ 1¦
| 1단계_정거장 - 복사본 | 1단계_정거장 - 복사본 | 036. T7005034-007 905정거장 CCTV,TDI,시계설비 지하2층 철거평면도(1_2).dwg | P¦ G¦ KEY PLAN¦ \A1;4400¦ \A1;4400¦ \A1;7500¦ \A1;7500¦ \A1;7500¦ \A1;7500¦ \A1;7500¦ \A1;7500¦ \A1;7500¦ \A1;7500¦ \A1;7500¦ \A1;7500¦ \A1;7880¦ \A1;8000¦ \A1;8000¦ \A1;7880¦ \A1;31760¦ \A1;4400¦ \A1;83800¦ A¦ (28) UL 2919-AMESB 24AWG 4Px2조 (TDI) ¦ (28) ECX 5C-2Vx3조 (CAMERA)(기존활용) ¦ (36) FR-CV 3C/4.0㎟x2조 (TDI POWER) ¦ UL 2919-AMESB 24AWG 4Px2조 (TDI) ¦ FR-CV 3C/4.0㎟x2조 (TDI POWER) ¦ ECX 5C-2Vx3조 (CAMERA)(기존활용) ¦ UP TO 지하1층¦ TRAY (900x150)¦ FR-CV 3C/4.0㎟x2조 (TDI POWER) ¦ UL 2919-AMESB 24AWG 4x2조 (TDI) ¦ ECX 5C-2Vx3조 (CAMERA)(기존활용) ¦ UP TO 지하1층¦ TRAY (900x150) ¦ (28) UL 2919-AMESB 24AWG 4Px2조 (TDI) ¦ (36) FR-CV 3C/4.0㎟x2조 (TDI POWER) ¦ (28) UL 2919-AMESB 24AWG 4x2조 (TDI) ¦ (36) FR-CV 3C/4.0㎟x2조 (TDI POWER) ¦ (16) ECX 5C-2Vx1조 (CAMERA)(기존활용) ¦ (16) UTP Cat.5E 4Px2조 (TDI) ¦ (16) UL 2919-AMESB 24AWG 4Px1조 (TDI) ¦ (28) FR-CV 3C/4.0㎟x1조 (TDI POWER) ¦ (28) FR-CVVSB 6C/1.5㎟x2조 (TDI) ¦ (36) FR-CV 3C/4.0㎟x2조 (TDI POWER) ¦ MATCH LINE DWG No. "S1-TA-S05-DB-020-1.dwg"¦ ELE-8¦ ELE-7¦ (22) ECX 5C-2Vx2조 (CAMERA)(기존활용) ¦ (22) ECX 5C-2Vx2조 (CAMERA)(기존활용) ¦ (P20:200x200x100)¦ (P21:400x400x200)¦ (P23:400x400x200)¦ P-1¦ (16) ECX 5C-2Vx1조 (CAMERA)(기존활용) ¦ P-3¦ (16) ECX 5C-2Vx1조 (CAMERA)(기존활용) ¦ P-5¦ P-7¦ (16) ECX 5C-2Vx1조 (CAMERA)(기존활용) ¦ (P22:300x300x200)¦ UP¦ UP¦ UP¦ UP¦ 창 고¦ 창 고¦ 창 고¦ 승 강 장¦ X08¦ X09¦ X10¦ X11¦ X12¦ X00¦ X01¦ X02¦ X03¦ X04¦ X05¦ X06¦ X07¦ Y00¦ Y01¦ Y02¦ Y03¦ Y04¦ 창 고¦ (28) OF-MM-12Core(난연) x1조(TDI) ¦ (22) UTP Cat.5E 4Px4조 (TDI) ¦ (28)x2 OF-MM-12Core(난연) x1조x2 (TDI) ¦ (22) UTP Cat.5E 4Px4조 (TDI) ¦ (28)x2 OF-MM-12Core(난연) x1조x2 (TDI) ¦ UTP Cat.5E 4Px4조 (TDI) ¦ OF-MM-12Core(난연) x2조(TDI) ¦ (22) UTP Cat.5E 4Px4조 (TDI) ¦ (28)x2 OF-MM-12Core(난연) x1조x2 (TDI) ¦ (22) UTP Cat.5E 4Px4조 (TDI) ¦ (28)x2 OF-MM-12Core(난연) x1조x2 (TDI) ¦ UTP Cat.5E 4Px4조 (TDI) ¦ OF-MM-12Core(난연) x2조(TDI) ¦ OF-SM-8Cx1조 [공간화상)(철거)¦ 본선 TRAY 이용¦ F-CV 3C/2.5㎟x1조 (공간화상)(철거) ¦ OF-SM-4Cx1조 [공간화상)(철거) ¦ 본선 TRAY 이용¦ F-CV 3C/2.5㎟x1조 (공간화상)(철거) ¦ OF-SM-8Cx1조 [공간화상)(철거)¦ 본선 TRAY 이용¦ F-CV 3C/2.5㎟x1조 (공간화상)(철거) ¦ OF-SM-8Cx1조 [공간화상)(철거) ¦ F-CV 3C/2.5㎟x1조 (공간화상)(철거) ¦ A¦ (28) FR-CV 3C/4.0㎟x1조 (TDI POWER) ¦ (16) UL 2919-AMESB 24AWG 4Px1조 (TDI) ¦ (16) ECX 5C-2Vx1조 (CAMERA)(기존활용) ¦ (16) UTP Cat.5E 4Px2조 (TDI) ¦ (28) OF-MM-12Core(난연) x1조(TDI) ¦ vmh¦ vmh¦ vmh¦ vmh¦ vmh¦ vmh¦ B¦ (28) FR-CV 3C/4.0㎟x1조 (TDI POWER) ¦ (16) UL 2919-AMESB 24AWG 4Px1조 (TDI) ¦ (16) UTP Cat.5E 4Px2조 (TDI) ¦ (28) OF-MM-12Core(난연) x1조(TDI) ¦ B¦ B¦ (철거)¦ (철거)¦ 지하철 905정거장¦ 신방화¦ 마곡나루¦ 양천향교¦ 1/400¦ S = 1 / 400¦ 905정거장 CCTV,TDI,시계설비 지하2층 철거평면도(1/2)¦ 905정거장 CCTV,TDI,시계설비 지하2층¦ 철거평면도(1/2)¦ T¦ 7¦ 0¦ 0¦ 5¦ 0¦ 3¦ 4¦ 0¦ 0¦ 7¦ CCTV(기존동축활용)¦ P¦
| 1단계_정거장 - 복사본 | 1단계_정거장 - 복사본 | 039. T7003034-003 913정거장 방송설비 지하2층 신설평면도 (1_3).dwg | P¦ \A1;21,370¦ \A1;6,750¦ \A1;7,800¦ \A1;6,820¦ \A1;11,000¦ \A1;5,500¦ \A1;5,500¦ \A1;7,500¦ \A1;7,500¦ \A1;7,500¦ \A1;7,500¦ \A1;7,500¦ \A1;7,500¦ \A1;7,500¦ \A1;7,500¦ \A1;3,481¦ \A1;85,481¦ S = 1 / 400¦ 903정거장 방송설비 지하1층 신설평면도(2/2)¦ 1/400¦ 904정거장 방송설비 지하1층 신설평면도 (1/2)¦ 0¦ 0¦ 0¦ -¦ 0¦ 0¦ 0¦ 0¦ (기설활용)¦ -¦ T¦ 7¦ 0¦ 0¦ 3¦ 0¦ 3¦ 4¦ 0¦ 1¦ 6¦ (22) HIV 1.5㎟x8조 (승강장 SP)¦ TRAY (900x150)¦ HIV 1.5㎟x5조 (지하2층 SP)¦ A¦ UP TO 신호통신기계실¦ HIV 1.5㎟x8조 (승강장 SP)¦ : (16) HIV 1.5㎟x2조¦ NOTE¦ : (16) HIV 1.5㎟x5조¦ : (16) HIV 1.5㎟x6조¦ : (22) HIV 1.5㎟x7조¦ : (22) HIV 1.5㎟x8조¦ : (22) HIV 1.5㎟x10조¦ : (16) HIV 1.5㎟x4조¦ : (16) HIV 1.5㎟x3조¦ MATCH LINE DWG No. "S1-TA-S13-DB-019-0"¦ KEY PLAN¦ X01¦ X02¦ X03¦ X04¦ X05¦ X06¦ X07¦ X08¦ X09¦ X10¦ X11¦ X12¦ Y00¦ Y02¦ Y05¦ Y07¦ Y01¦ Y03¦ Y06¦ Y04¦ 2호선 교각¦ 2호선 교각¦ 2호선 환승 에스컬레이터¦ 물탱크실¦ CO2실¦ 전기실¦ 공조기계실¦ A¦ (P1:200x200x100)¦ B¦ (16) UTP Cat.5E 4Px1조 (화재탐지용)¦ (22) UL 2464-AMESB 24AWG 16Cx2조 (PA)¦ (16) UL 2464-AMESB 24AWG 4Cx1조 (PA)¦ (16) UTP Cat.5E 4Px1조 (자동방송, 근접화재)¦ B¦ (16) CPEV 0.9/5Px1조 (PA)¦ UTP Cat.5E 4Px1조 (화재탐지용)¦ UL 2464 AMESB 24AWG 16Cx2조 (PA)¦ UL 2464 AMESB 24AWG 4Cx1조 (PA)¦ CPEV 0.9/5Px1조 (PA)¦ UTP Cat.5E 4Px1조 (자동방송, 근접화재)¦ 벽부형 스피커 이동¦ 벽부형 3W : 3 EA¦ 천정형 3W : 9 EA¦ 지하철 913정거장¦ 선유도¦ 당산¦ 국회의사당¦ S = 1 / 400¦ 913정거장 방송설비 지하2층 신설평면도(1/3)¦ 1/400¦ 913정거장 방송설비 지하2층 신설평면도 (1/3)¦ (기설활용)¦ T¦ 7¦ 0¦ 0¦ 3¦ 0¦ 3¦ 4¦ 0¦ 0¦ 3¦
| 1단계_정거장 - 복사본 | 1단계_정거장 - 복사본 | 029. T7003034-004 911정거장 방송설비 지하3층 신설평면도 (2_2).dwg | \A1;7,330¦ \A1;7,330¦ \A1;500¦ \A1;3,880¦ \A1;7,830¦ \A1;3,880¦ \A1;7,830¦ \A1;23,420¦ \A1;500¦ \A1;3,750¦ \A1;7,500¦ \A1;7,500¦ \A1;5,000¦ \A1;5,000¦ \A1;5,000¦ \A1;5,000¦ \A1;5,000¦ \A1;5,000¦ \A1;5,000¦ \A1;5,000¦ \A1;5,000¦ \A1;7,500¦ \A1;7,500¦ \A1;30,000¦ \A1;20,000¦ S = 1 / 400¦ 903정거장 방송설비 지하1층 신설평면도(2/2)¦ 1/400¦ 904정거장 방송설비 지하1층 신설평면도 (1/2)¦ 0¦ 0¦ 0¦ -¦ 0¦ 0¦ 0¦ 0¦ (기설활용)¦ -¦ T¦ 7¦ 0¦ 0¦ 3¦ 0¦ 3¦ 4¦ 0¦ 1¦ 6¦ : (16) HIV 1.5㎟x2조¦ NOTE¦ : (16) HIV 1.5㎟x5조¦ : (16) HIV 1.5㎟x6조¦ : (22) HIV 1.5㎟x7조¦ : (22) HIV 1.5㎟x8조¦ : (22) HIV 1.5㎟x10조¦ : (16) HIV 1.5㎟x4조¦ : (16) HIV 1.5㎟x3조¦ KEY PLAN¦ Y00¦ Y01¦ Y03¦ Y05¦ Y06¦ MATCH LINE DWG No. "000.dwg"¦ 28,750¦ 78,750¦ X15¦ X16¦ X17¦ X18¦ X19¦ X20¦ X21¦ X22¦ X23¦ X24¦ X25¦ X26¦ X27¦ X28¦ UP¦ UP¦ PSD기계실1¦ PSD기계실2¦ 승강장¦ 레일부¦ 배수펌프실¦ 벽부형 3W : 2 EA¦ 천정형 5W : 20 EA¦ 911정거장 방송설비 지하3층 평면도 (2/2)¦ 지하철 911정거장¦ 염창¦ 신목동¦ 선유도¦ S = 1 / 400¦ 911정거장 방송설비 지하3층 신설평면도(2/2)¦ 1/400¦ 911정거장 방송설비 지하3층 신설평면도 (2/2)¦ (기설활용)¦ T¦ 7¦ 0¦ 0¦ 3¦ 0¦ 3¦ 4¦ 0¦ 0¦ 4¦
| 1단계_정거장 - 복사본 | 1단계_정거장 - 복사본 | 095. T7001034-038 차량기지 부속동 구내통신설비 & 방송설비 신설평면도 (중정비쎈타1_2).dwg | P¦ IDF¦ 광HUB¦ HUB¦ KT¦ IP¦ 6D¦ AMP¦ T¦ H¦ \A1;350¦ \A1;490¦ \A1;490¦ \A1;100,000¦ \A1;10,000¦ \A1;10,000¦ \A1;10,000¦ \A1;10,000¦ \A1;10,000¦ \A1;10,000¦ \A1;10,000¦ \A1;10,000¦ \A1;10,000¦ \A1;3,500¦ \A1;3,000¦ \A1;3,500¦ \A1;3,500¦ \A1;3,000¦ \A1;3,500¦ \A1;3,500¦ \A1;3,000¦ \A1;3,500¦ \A1;3,500¦ \A1;3,000¦ \A1;3,500¦ \A1;3,500¦ \A1;3,000¦ \A1;3,500¦ \A1;3,500¦ \A1;3,000¦ \A1;3,500¦ \A1;3,500¦ \A1;3,000¦ \A1;3,500¦ \A1;3,500¦ \A1;3,000¦ \A1;3,500¦ \A1;3,500¦ \A1;3,000¦ \A1;3,500¦ \A1;20,000¦ \A1;12,000¦ \A1;4,000¦ \A1;4,000¦ \A1;15,000¦ \A1;5,000¦ \A1;10,000¦ \A1;3,500¦ \A1;3,000¦ \A1;3,500¦ \A1;8,200¦ \A1;8,300¦ \A1;7,000¦ \A1;7,000¦ \A1;6,000¦ 중정비쎈타 구내통신설비 1층평면도¦ (P6:300x300x200)¦ [IDF 100P/200P]¦ [광24Port]¦ F/S (JF) 0.65x12P (50%차폐)x4조 (종합창고, 기취고, 차륜전삭고, 폐수처리장)¦ F/S (JF) 0.65x100P (50%차폐)x1조¦ COD 100mmx1조 (28mmx4조)¦ OF-SM-8Corex1조 (중정비쎈타 광 S/W HUB)¦ x2¦ x2 ¦ x2 ¦ x2¦ x2 ¦ (P7:200x200x100)¦ (P3:200x200x100)¦ (P2:200x200x100)¦ (P1:200x200x100)¦ x2¦ x2 ¦ x2¦ x2 ¦ x2 ¦ [24Port]¦ ux1¦ ux2¦ ux1¦ ux3¦ ux4¦ ux2¦ ux3¦ ux4¦ ux1¦ ux2¦ ux3¦ ux4¦ ux5¦ ux5¦ ux5¦ (16) UTP Cat.5E 4Px2조¦ UP TO 전장품자재창고¦ UTP 50P¦ NOTE¦ (16) UTP Cat.5E 4Px2조¦ (22) UTP Cat.5E 4Px3조¦ : (16) HIV 1.5㎟x2조¦ : (16) HIV 1.5㎟x3조¦ : (16) HIV 1.5㎟x4조¦ ux2¦ ux3¦ (16) UTP Cat.5E 4Px2조¦ (16) UTP Cat.5E 4Px2조 (HUB)¦ (22) UTP Cat.5E 4Px4조¦ (16) UTP Cat.5E 4Px2조¦ (16) UTP Cat.5E 4Px2조 (HUB)¦ (36) UTP Cat.5E 25Px2조 (교관제어실)¦ (22) 5C-HFBTx2조 (TV)¦ (16) UTP Cat.5E 4Px2조 (HUB)¦ (36) UTP Cat.5E 25Px2조 (교관제어실)¦ (16) UTP Cat.5E 4Px2조 (HUB)¦ (36) UTP Cat.5E 25Px2조 (교관제어실)¦ (16) UTP Cat.5E 4Px2조¦ (22) 5C-HFBTx2조 (TV)¦ (16) UTP Cat.5E 4Px2조¦ (16) UTP Cat.5E 4Px1조¦ ux1¦ (22) UTP Cat.5E 4Px4조¦ (28) UTP Cat.5E 4Px5조¦ ux4¦ ux5¦ : (16) HIV 1.5㎟x5조¦ FC 100mmx1조¦ FC 50mmx4조¦ 10C-HFBTx1조 (중정비쎈타 TV)¦ FC 100mmx1조 (SPARE)¦ (16) 5C-HFBTx1조 (TV)¦ (22) UTP Cat.5E 4Px4조¦ (22) 5C-HFBTx2조 (TV)¦ (16) 5C-HFBTx1조 (TV)¦ (16) UTP Cat.5E 4Px2조¦ (16) 5C-HFBTx1조 (TV)¦ (16) 5C-HFBTx1조 (TV)¦ R¦ (22) 5C-HFBTx2조 (TV)¦ FR-CV 2C/4.0㎟x1조 (TV AMP POWER)¦ SLOPE¦ AFC작업실¦ 교 육 실¦ 통신창고¦ 신호창고¦ AFC창고¦ CO2실¦ 화장실(남,여)¦ 복도¦ SLOPE¦ 회 의 실¦ 복 도¦ 복 도¦ 영선창고¦ 영선작업실¦ 교 육 실¦ 기계, 전기 작업실¦ X00¦ X01¦ X02¦ X03¦ X04¦ X05¦ X06¦ X07¦ X08¦ X09¦ X10¦ Y02¦ Y01¦ Y00¦ 기계창고¦ 전기창고¦ SLOPE¦ 훈련생대기실¦ 방풍실¦ UP¦ 사 무 실¦ 사무실¦ 방풍실¦ 전기능 ¦ 교관제어실¦ 기본기능 ¦ 모의운전연습기실¦ 운전연습기실¦ 예비품¦ 항온항¦ 보관실¦ 습기실¦ 컴퓨터 지원교육 ¦ 시스템 및 전자강의실¦ 통신작업실¦ 교 육 실¦ 신호작업실¦ 교 육 실¦ ux2¦ ux2¦ x2 ¦ x2¦ x2¦ x2 ¦ x2 ¦ (P5:300x300x200)¦ R¦ (28) UTP Cat.5E 4Px6조¦ (22) 5C-HFBTx2조 (TV)¦ (22) 5C-HFBTx2조 (TV)¦ (16) UTP Cat.5E 4Px2조 (HUB)¦ (36) UTP Cat.5E 25Px2조 (교관제어실)¦ (36) UTP Cat.5E 4Px11조¦ (22) 5C-HFBTx2조 (TV)¦ (P4:300x300x200)¦ (22) UTP Cat.5E 4Px3조¦ (16) 5C-HFBTx1조 (TV)¦ 수3-11¦ x2¦ x2 ¦ (36) UTP Cat.5E 4Px7조¦ (16) 5C-HFBTx1조 (TV)¦ (16) UTP Cat.5E 4Px2조(FAX)¦ (16) UTP Cat.5E 4Px2조(FAX)¦ x2 ¦ x2 ¦ 7.8¦ 5.6¦ 10¦ 3.4¦ 1.2¦ 9¦ 19.20¦ 16¦ 17.18¦ 14.15¦ 12.13¦ 21.22¦ 10.11¦ 8.9¦ 7¦ 5.6¦ 3.4¦ 1.2¦ 차량기지 부속동 구내통신설비 신설평면도 (중정비쎈타-1)¦ S = 1/400¦ 1/400¦ 차량기지¦ 차량기지¦ (중정비쎈타-1)¦ 차량기지 부속동 구내통신설비 신설평면도 ¦ T¦ 7¦ 0¦ 0¦ 1¦ 0¦ 3¦ 4¦ 0¦ 3¦ 8¦
| 1단계_정거장 - 복사본 | 1단계_정거장 - 복사본 | 012. T1001026-008 904정거장 AFC SYSTEM DIAGRAM (철거).dwg | ATVM¦ ATVM¦ 02¦ 01¦ 통신기계실¦ D/I MUX¦ I/F¦ S/W HUB¦ L-AFC-1-분전반¦ MAIN POWER¦ 접지단자함¦ [ 비상게이트 NO.2]¦ CONTROL¦ EM.GATE¦ BOX¦ 안전관리실¦ BOX¦ DPC¦ COM¦ INTER¦ COMMS¦ S/W HUB¦ SMS¦ 화재¦ 수신반¦ 주장치¦ 통로안내표시기¦ AAM¦ 02¦ AGM6¦ AGM8¦ 08¦ Cross Cable¦ [ 비상게이트 NO.1]¦ AAM¦ 01¦ 09¦ AGM8¦ AGM10¦ 12¦ Cross Cable¦ Cross Cable¦ Cross Cable¦ AGM6¦ AGM8¦ 01¦ 02¦ Cross Cable¦ 03¦ AGM8¦ AGM10¦ 05¦ Cross Cable¦ Cross Cable¦ Cross Cable¦ AIM¦ AIM¦ GROUND¦ 접지단자함¦ MAIN¦ 승강장¦ ATVM¦ ATVM¦ 04¦ 03¦ 904정거장 AFC SYSTEM DIAGRAM (철거)¦ S = NONE¦ AGM8¦ 04¦ Cross Cable¦ 10¦ AGM8¦ 11¦ Cross Cable¦ NO.05(AGM10)¦ H U B¦ NO.14(AGM10)¦ H U B¦ AGM12¦ 14¦ AGM11¦ 13¦ AGM11¦ 06¦ AGM12¦ 07¦ 분전반~AAM, AGM, SMS, ATVM, AIM¦ : IN USE¦ 접지반~AAM, AGM, SMS, ATVM¦ EM. GATE¦ MAIN GROUND¦ INTERCOM~ATVM, AAM¦ SMS(S/W HUB)~TOM, AGM, ATVM¦ D/I MUX(ROUTER)~SMS(S/W HUB)¦ NOTE¦ 화재수신반~DPC BOX¦ I/F¦ DPC¦ DPC SW~AGM(DPC)¦ : FR-CV 3C/4.0㎟¦ : F-GV 4.0㎟¦ : FR-CV 2C/4.0㎟¦ : F-GV 50㎟¦ : CPEV 0.65/5P, STP Cat.5E 4P¦ : STP Cat.5E 4Px1조¦ : STP Cat.5E 4Px1조¦ : CPEV 0.9x5P¦ : Interface Unit¦ : Direct Power Control¦ : FR-CVVS 4C/2.5㎟¦ INTERCOM~EM.GATE¦ : UTP Cat.5E 4P¦ AIS~AIM¦ : OF-SM-2Core¦ : UTP Cat.5E 4P¦ AIS~AIM¦ 환급기¦ 02¦ 환급기¦ 01¦ 904정거장 AFC SYSTEM DIAGRAM (철거)¦ NONE¦ 지하철 904정거장¦ 공항시장¦ 신방화¦ 마곡나루¦ T¦ 1¦ 0¦ 0¦ 1¦ 0¦ 2¦ 6¦ 8¦ 0¦ 0¦
| 1단계_정거장 - 복사본 | 1단계_정거장 - 복사본 | 016. T1001026-012 909정거장 출입통제설비 CABLE WIRING DIAGRAM (철거).dwg | 통신기계실¦ UTP Cat.5E 4Px12조 (출입통제)¦ 출입¦ 통제¦ 시스템¦ (ACU)¦ ELE1- (대합실)¦ ELE-2 (지상층)¦ ELE-3 (대합실)¦ ELE-4 (대합실)¦ ELE-5 (승강장)¦ ELE-6 (승강장)¦ ES-1 (외부계단출입구)¦ ES-2[1] (외부계단출입구)¦ ES-3 (외부계단출입구)¦ ES-4[1] (외부계단출입구)¦ ES-5 (외부계단출입구)¦ ES-6 (외부계단출입구)¦ ES-7 (외부계단출입구)¦ ES-8 (대합실)¦ ES-9 (대합실)¦ ES-10 (대합실)¦ ES-11 (대합실)¦ ES-12 (외부계단출입구)¦ ES-13(1) (외부계단출입구)¦ P-1 (승강장)¦ P-2 (승강장)¦ P-3 (승강장)¦ P-4 (승강장)¦ P-5 (승강장)¦ P-6 (승강장)¦ AGM-1 (대합실)¦ AGM-3 (대합실)¦ ATVM-1 (대합실)¦ ATVM-2 (대합실)¦ C-1 (대합실)¦ T-1 (화장실,여)¦ COMM-1 (통신기계실)¦ ELEC-1 (전기실)¦ ELEC-2 (변전실)¦ 안전관리실¦ 발매기실¦ 용역원대기실¦ 운영원대기실¦ 대합실¦ C/R¦ C/R¦ C/R¦ C/R¦ C/R¦ x2¦ AGM-2 (대합실)¦ AGM-4 (대합실)¦ ES-2[2] (외부계단출입구)¦ ES-4[2] (외부계단출입구)¦ 외부추가1 (외부계단출입구)¦ 외부추가2 (외부계단출입구)¦ ES-13(2) (외부계단출입구)¦ 909정거장 출입통제설비 CABLE WIRING DIAGRAM (철거)¦ 909정거장 출입통제설비 CABLE WIRING DIAGRAM (철거)¦ S = NONE¦ NONE¦ 지하철 909정거장¦ 가양¦ 등촌¦ 염창¦ T¦ 1¦ 0¦ 0¦ 1¦ 0¦ 2¦ 6¦ 2¦ 0¦ 1¦
| 1단계_정거장 - 복사본 | 1단계_정거장 - 복사본 | 046. T7005034-003 913정거장 CCTV,TDI,시계설비 지하2층 신설평면도 (1_3).dwg | P¦ \A1;21,370¦ \A1;6,750¦ \A1;7,800¦ \A1;6,820¦ \A1;11,000¦ \A1;5,500¦ \A1;5,500¦ \A1;7,500¦ \A1;7,500¦ \A1;7,500¦ \A1;7,500¦ \A1;7,500¦ \A1;7,500¦ \A1;7,500¦ \A1;7,500¦ \A1;3,481¦ \A1;85,481¦ L¦ TRAY (300x100)¦ UTP CAT.5E 25Px1조 (CONSOLE)¦ UTP CAT.5E 4Px4조 (CONSOLE)¦ FR-CV 3C/6.0㎟x1조 (LSE POWER)¦ UTP Cat.5E 4Px2조 (CL POWER)(신설)¦ F-CV 3C/2.5㎟x1조 (공간화상)(기존활용)¦ OF- SM-4Cx1조 (공간화상)(기존활용)¦ UTP Cat.5E4Px15조 (CAMERA)(신설)¦ OF-SM-8C(난연)x10조(신설) ¦ FR-CV 3C/4.0㎟x10조(신설) ¦ OF-SM-8C(난연)x2조(승강장모니터)(신설) ¦ FR-CV 3C/4.0㎟x2조(승강장모니터)(신설) ¦ C/R¦ MATCH LINE DWG No. "S1-TA-S13-DB-026-0"¦ A¦ B¦ C¦ KEY PLAN¦ X01¦ X02¦ X03¦ X04¦ X05¦ X06¦ X07¦ X08¦ X09¦ X10¦ X11¦ X12¦ Y00¦ Y02¦ Y05¦ Y07¦ Y01¦ Y03¦ Y06¦ Y04¦ 2호선 교각¦ 2호선 교각¦ 물탱크실¦ CO2실¦ 전기실¦ 공조기계실¦ 지상E/L¦ (P17:300x300x200)¦ ELEC-1¦ (P19:200x200x100)¦ (P18:200x200x100)¦ ELE-7¦ C¦ B¦ ELE-6¦ ES-7(1)¦ A¦ ES-7(2)¦ NOTE¦ 1. 광케이블, 전원/접지케이블 (OF-SM-4Core, CV 3C/2.5㎟)¦ 3. 승강장 ANT설치위치: 열차 진행방향 정거장 시종점부에 설치¦ 2. 광케이블, 전원/접지케이블 (OF-SM-8Core, CV 3C/2.5㎟)¦ vmh¦ vmh¦ vmh¦ vmh¦ vmh¦ 2호선 환승통로¦ (16) UTP Cat.5E4Px1조 (CAMERA)¦ UP TO 2호선 환승 E/L¦ UP TO 통신기계실¦ TRAY (900x150)¦ UTP Cat.5E 25Px1조 (CONSOLE)¦ UTP Cat.5E 4Px4조 (CONSOLE)¦ TRAY (300x100)¦ UTP Cat.5E 25Px1조 (CONSOLE)¦ UTP Cat.5E 4Px4조 (CONSOLE)¦ TRAY (300x100)¦ UTP Cat.5E 25Px1조 (CONSOLE)¦ UTP Cat.5E 4Px4조 (CONSOLE)¦ (16) UTP Cat.5E4Px1조 (CAMERA)¦ (16) UTP Cat.5E4Px1조 (CAMERA)¦ DOWN TO 지하2층 E/L¦ (16) UTP Cat.5E4Px1조 (CAMERA)¦ (16) UTP Cat.5E4Px1조 (CAMERA)¦ (28) UTP Cat.5E4Px4조 (CAMERA)¦ (22) UTP Cat.5E4Px2조 (CAMERA)¦ (22) UTP Cat.5E4Px2조 (CAMERA)¦ (16) UTP Cat.5E4Px1조 (CAMERA)¦ (16) UTP Cat.5E4Px1조 (CAMERA)¦ FR-CV 3C/6.0㎟x1조 (LSE POWER)¦ FR-CV 3C/6.0㎟x1조 (LSE POWER)¦ FR-CV 3C/6.0㎟x1조 (LSE POWER)¦ UTP Cat.5E4Px15조 (CAMERA)¦ OF-SM-8C(난연)x13조(신설) ¦ FR-CV 3C/4.0㎟x13조(신설) ¦ UTP Cat.5E4Px14조 (CAMERA)¦ OF-SM-8C(난연)x13조(신설) ¦ FR-CV 3C/4.0㎟x13조(신설) ¦ UTP Cat.5E4Px10조 (CAMERA)¦ OF-SM-8C(난연)x13조(신설) ¦ FR-CV 3C/4.0㎟x13조(신설) ¦ vmh¦ OF-SM-8Core(난연)x2조 (모니터)(신설)¦ FR-CV 3C/4.0㎟x2조 (모니터POWER)(신설) ¦ OF-SM-8Core(난연)x2조 (모니터)(신설)¦ FR-CV 3C/4.0㎟x2조 (모니터POWER)(신설) ¦ OF-SM-8Core(난연)x2조 (모니터)(신설)¦ FR-CV 3C/4.0㎟x2조 (모니터POWER)(신설) ¦ 지하철 913정거장¦ 선유도¦ 당산¦ 국회의사당¦ 1/400¦ S = 1 / 400¦ 913정거장 CCTV,TDI,시계설비 지하2층 신설평면도(1/3)¦ 913정거장 CCTV,TDI,시계설비 지하2층¦ 신설평면도(1/3)¦ T¦ 7¦ 0¦ 0¦ 5¦ 0¦ 3¦ 4¦ 0¦ 0¦ 3¦ CCTV(기존동축활용)¦ P¦
| 1단계_정거장 - 복사본 | 1단계_정거장 - 복사본 | 040. T7005034-005 914정거장 CCTV,TDI,시계설비 지하2층 철거평면도 (1_2).dwg | \A1;7,500¦ \A1;7,500¦ \A1;7,500¦ \A1;7,500¦ \A1;7,500¦ \A1;7,500¦ \A1;7,500¦ \A1;7,500¦ \A1;5,500¦ \A1;7,500¦ \A1;7,500¦ \A1;7,500¦ \A1;7,500¦ \A1;7,500¦ \A1;4,270¦ \A1;5,400¦ \A1;10,000¦ \A1;20,980¦ \A1;5490¦ \A1;5490¦ L¦ L1¦ C/R¦ 각도: -5˚¦ HIV 2.5㎟x2조 (CL POWER)(철거)¦ MATCH LINE DWG No. "S1-TA-S14-DB-022-0"¦ A¦ (16) ECX 5C-2Vx1조 (CAMERA)(기존활용)¦ B¦ (28) ECX 5C-2Vx3조 (CAMERA)(기존활용)¦ C¦ (16) HIV 2.5㎟x4조 (CL POWER)(철거)¦ D¦ TRAY (300x100)¦ ECX 5C-2Vx10조 (CAMERA)(기존활용)¦ FR-CV 3C/4.0㎟x1조 (CA POWER)(철거)¦ FR-CVVSB 10C/1.5㎟x1조 (PAN/TILT)(철거)¦ HIV 2.5㎟x2조 (CL POWER)(철거)¦ FR-CV 3C/4.0㎟x1조 (CA POWER)(철거)¦ FR-CVVSB 10C/1.5㎟x1조 (PAN/TILT)(철거)¦ ECX 5C-2Vx9조 (CAMERA)(기존활용)¦ (16) ECX 5C-2Vx1조 (CAMERA)(기존활용)¦ KEY PLAN¦ X-01¦ X-02¦ X-03¦ X-05¦ X-04¦ X-06¦ X-07¦ X00¦ X01¦ X02¦ X03¦ X04¦ X05¦ X06¦ X07¦ X08¦ 47,170¦ Y00¦ Y01¦ Y02¦ Y03¦ 65,500¦ UP¦ DN¦ UP¦ UP¦ 발매기실¦ 국회민원출장소¦ 본선환기실¦ 본선환기실¦ 대합실¦ 화장실-1¦ 오수펌프실¦ 내부계단1¦ 외부출입구통로4¦ 외부출입구1¦ 외부출입구통로1¦ 내부계단5¦ 외부출입구5¦ 외부출입구2¦ 외부출입구통로2¦ 방범셔터설치¦ 외부출입구6¦ D¦ ES-2¦ (22) ECX 5C-2Vx2조 (CAMERA)(기존활용)¦ (22) ECX 5C-2Vx2조 (CAMERA)(기존활용)¦ TRAY (300x100)¦ HIV 2.5㎟x2조 (CL POWER)(철거)¦ FR-CV 3C/4.0㎟x1조 (CA POWER)(철거)¦ FR-CVVSB 10C/1.5㎟x1조 (PAN/TILT)(철거)¦ TRAY (300x100)¦ ECX 5C-2Vx6조 (CAMERA)(기존활용)¦ (16) HIV 2.5㎟x2조 (CL POWER)(철거)¦ (28) FR-CV 3C/4.0㎟x1조 (CA POWER)(철거)¦ (36) FR-CVVSB 10C/1.5㎟x1조 (PAN/TILT)(철거)¦ (28) ECX 5C-2Vx3조 (CAMERA)(기존활용)¦ (28) FR-CV 3C/4.0㎟x1조 (CA POWER)(철거)¦ (36) FR-CVVSB 10C/1.5㎟x1조 (PAN/TILT)(철거)¦ (28) ECX 5C-2Vx3조 (CAMERA)(기존활용)¦ (16) HIV 2.5㎟x2조 (CL POWER)(철거)¦ (22) ECX 5C-2Vx2조 (CAMERA)(기존활용)¦ (16) ECX 5C-2Vx1조 (CAMERA)(기존활용)¦ (36) FR-CVVSB 10C/1.5㎟x1조 (PAN/TILT)(철거)¦ (28) FR-CV 3C/4.0㎟x1조 (CA POWER)(철거)¦ (16) ECX 5C-2Vx1조 (CAMERA)(기존활용)¦ (16) ECX 5C-2Vx1조 (CAMERA)(기존활용)¦ (16) ECX 5C-2Vx1조 (CAMERA)(기존활용)¦ (16) ECX 5C-2Vx1조 (CAMERA)(기존활용)¦ C¦ B¦ A¦ ES-5(1)¦ (P11:200x200x100)¦ (P6:200x200x100)¦ (P9:200x200x100)¦ AGM-1¦ ES-7¦ T-1¦ (P8:200x200x100)¦ ES-3(1)¦ ATVM-1¦ (P4:300x300x200)¦ (P3:200x200x100)¦ C-1¦ (P5:200x200x100)¦ (P2:200x200x100)¦ (P1:200x200x100)¦ ES-1¦ (P7:200x200x100)¦ (16) ECX 5C-2Vx1조 (CAMERA)(기존활용)¦ (P10:200x200x100)¦ AGM-2¦ ES-3(2)¦ (16) ECX 5C-2Vx1조 (CAMERA)(기존활용)¦ ES-5(2)¦ vmh¦ vmh¦ vmh¦ vmh¦ vmh¦ vmh¦ vmh¦ vmh¦ vmh¦ vmh¦ vmh¦ MATCH LINE¦ 외부출입구6¦ MATCH LINE¦ 지상E/L¦ (16) ECX 5C-2Vx1조 (CAMERA)(기존활용)¦ DOWN TO 지하 2층 E/L¦ (16) ECX 5C-2Vx1조 (CAMERA)(기존활용)¦ ELE-7(1)¦ vmh¦ (16) ECX 5C-2Vx1조 (CAMERA)(기존활용)¦ UP TO 지상 E/L¦ ELE-7(2)¦ vmh¦ (16) ECX 5C-2Vx1조 (CAMERA)(기존활용)¦ (22) ECX 5C-2Vx2조 (CAMERA)(기존활용)¦ (22) ECX 5C-2Vx2조 (CAMERA)(기존활용)¦ (22) ECX 5C-2Vx2조 (CAMERA)(기존활용)¦ (22) ECX 5C-2Vx2조 (CAMERA)(기존활용)¦ (16) ECX 5C-2Vx1조 (CAMERA)(기존활용)¦ (28) FR-CV 3C/4.0㎟x1조 (출입구게시기)(철거)¦ (16) UTP Cat 5E 4Px1조 (출입구게시기)(철거)¦ (28) FR-CV 3C/4.0㎟x1조 (출입구게시기)(철거)¦ (16) UTP Cat 5E 4Px1조 (출입구게시기)(철거)¦ (28) FR-CV 3C/4.0㎟x1조 (출입구게시기)(철거)¦ (16) UTP Cat 5E 4Px1조 (출입구게시기)(철거)¦ (28) FR-CV 3C/4.0㎟x1조 (출입구게시기)(철거)¦ (16)x2 UTP Cat 5E 4Px2조 (출입구게시기)(철거)¦ (28) FR-CV 3C/4.0㎟x1조 (출입구게시기)(철거)¦ (16)x2 UTP Cat 5E 4Px2조 (출입구게시기)(철거)¦ FR-CV 3C/4.0㎟x1조 (출입구게시기)(철거)¦ UTP Cat 5E 4Px2조 (출입구게시기)(철거)¦ FR-CV 3C/4.0㎟x1조 (출입구게시기)(철거)¦ UTP Cat 5E 4Px2조 (출입구게시기)(철거)¦ (28) FR-CV 3C/4.0㎟x1조 (출입구게시기)(철거)¦ (16) UTP Cat 5E 4Px1조 (출입구게시기)(철거)¦ (28) FR-CV 3C/4.0㎟x1조 (출입구게시기)(철거)¦ (16) UTP Cat 5E 4Px1조 (출입구게시기)(철거)¦ (28) FR-CV 3C/4.0㎟x1조 (출입구게시기)(철거)¦ (16) UTP Cat 5E 4Px1조 (출입구게시기)(철거)¦ (28) FR-CV 3C/4.0㎟x1조 (출입구게시기)(철거)¦ (16) UTP Cat 5E 4Px1조 (출입구게시기)(철거)¦ (28) FR-CV 3C/4.0㎟x1조 (출입구게시기)(철거)¦ (16) UTP Cat 5E 4Px1조 (출입구게시기)(철거)¦ E¦ E¦ 임대상가1¦ 임대상가3¦ (철거)¦ (철거)¦ F¦ F¦ (16) UTP Cat.5E 4Px2조 (대합실게시기)(철거)¦ (28) FR-CV 3C/4.0㎟x1조 (대합실게시기 POWER)(기존활용)¦ UTP Cat.5E 4Px2조 (대합실게시기)(철거)¦ FR-CV 3C/4.0㎟x1조 (대합실게시기 POWER)(기존활용)¦ D-1¦ TRAY (300x100)¦ OF-SM-8C(난연)x9조(CAMERA)(신설) ¦ FR-CV 3C/4.0㎟9x조(CAMERA)(신설) ¦ D-1¦ UTP Cat.5E 4Px2조 (대합실게시기)(철거)¦ FR-CV 3C/4.0㎟x1조 (대합실게시기 POWER)(기존활용)¦ (철거)¦ (철거)¦ (철거)¦ (철거)¦ HIV 1.5㎟x2조 (CLOCK)(철거)¦ (16) HIV 1.5㎟x4조 (CLOCK)(철거)¦ HIV 1.5㎟x2조 (CLOCK)(철거)¦ HIV 1.5㎟x2조 (CLOCK)(철거)¦ (16) HIV 1.5㎟x2조 (CLOCK)(철거)¦ (16) HIV 1.5㎟x2조 (CLOCK)(철거)¦ HIV 2.5㎟x2조 (CL POWER)(철거)¦ HIV 1.5㎟x2조 (CLOCK)(철거)¦ 지하철 914정거장¦ 당산¦ 국회의사당¦ 여의도¦ 1/400¦ S = 1 / 400¦ 914정거장 CCTV,TDI,시계설비 지하2층 철거평면도(1/2)¦ 914정거장 CCTV,TDI,시계설비 지하2층¦ 철거평면도(1/2)¦ T¦ 7¦ 0¦ 0¦ 5¦ 0¦ 3¦ 4¦ 0¦ 0¦ 5¦ CCTV(기존동축활용)¦ P¦
| 1단계_정거장 - 복사본 | 1단계_정거장 - 복사본 | 009. T9203026-003 종합관리 및 복지후생동 CIRCUIT WIRING SYSTEM DIAGRAM_신설(3_3).dwg | T¦ 0¦ 0¦ 0¦ 0¦ 0¦ 0¦ 0¦ 0¦ 0¦ 0¦ H/E¦ 모시계¦ O/F(SM)¦ O/F(SM)¦ KEY PHONE¦ M/D¦ Data Line¦ Data Line¦ P.A AMP¦ 출입통제¦ Data Line¦ Data Line¦ 종합사령실 기계실 (3F)¦ 당직실 (1F)¦ EPS실 (3F)¦ To: KT¦ AMP¦ TV¦ (2D)¦ 마켓팅¦ 운영본부¦ 운영부본부장실¦ 운영본부 비서실¦ 운영본부장실¦ 대회의실¦ 회의실¦ 운영본부 사무실 1¦ 창고¦ CO2실¦ HALL / 복도¦ 예비실¦ 상황실¦ 탕비실¦ 화장실 (남,여)¦ 대표이사실¦ 임원실2¦ 회의실¦ 문서고¦ 접견실¦ SPC 사무실¦ 화장실 (남,여)¦ 비서실¦ 갱의실¦ 대회의실¦ T¦ HALL-6 (지상5층)¦ CCC-1 (지상5층)¦ 지상4층¦ 지상5층¦ HALL-5 (지상4층)¦ C¦ C¦ T¦ V¦ R¦ A¦ C¦ K¦ To: EPS실 (2F) ¦ 탕비실¦ 장애인화장실 (남,여)¦ C/R¦ Data Line (운전,전력,신호,통신,방재)¦ 수신장치¦ 재난방송¦ ANT¦ ANT¦ To: 검사고¦ To: 변전소¦ To: 주공장, 검사고, 부속동¦ ANT¦ To: 주공장, 검사고,¦ To: 주공장, 검사고¦ (2,450W)¦ From: 감시실 인터폰모장치 ¦ 종합사령실¦ 부사장실¦ 사장실¦ 탕비실¦ T¦ T¦ T¦ T¦ T¦ T¦ x2¦ x2¦ x2¦ x11¦ x2¦ x2¦ x2¦ x2¦ T¦ T¦ x5¦ x2¦ x4¦ T¦ x2¦ T¦ T¦ x4¦ HALL / 복도¦ x2¦ 공조실¦ 부속동, 901정거장¦ x6¦ 종합사령실¦ x2¦ x2¦ x2¦ x2¦ x2¦ EPS실 (3F)¦ AMP¦ TV¦ (2D)¦ AMP¦ TV¦ (3D)¦ EPS실 (4F)¦ AMP¦ TV¦ Horn (30W)¦ Horn (30W)¦ 인터폰¦ 모장치¦ [기계설비분]¦ FAX¦ 운전,전력,신호,통신,방재사령¦ x12¦ x14¦ 임원실1¦ T¦ KT¦ KT¦ KT¦ KT¦ KT¦ KT¦ KT¦ KT¦ KT¦ KT¦ KT¦ KT¦ KT¦ KT¦ KT¦ IP¦ IP¦ IP¦ IP¦ IP¦ IP¦ IP¦ IP¦ IP¦ IP¦ IP¦ IP¦ IP¦ IP¦ IP¦ IP¦ R¦ R¦ 운영본부 사무실 2¦ 운영본부 사무실 3¦ T¦ T¦ ANT¦ H/E¦ 모시계¦ O/F(SM)¦ O/F(SM)¦ KEY PHONE¦ M/D¦ FAX¦ Data Line¦ Data Line¦ Data Line (전력)¦ P.A AMP¦ 출입통제¦ Data Line¦ Data Line¦ 전력사령¦ 종합사령실 기계실 (3F)¦ 당직실 (1F)¦ To: KT¦ C¦ C¦ T¦ V¦ To: EPS실 (3F)¦ R¦ A¦ C¦ K¦ 수신장치¦ 재난방송¦ ANT¦ ANT¦ To: 검사고¦ To: 변전소¦ To: 주공장, 검사고, 부속동¦ To: 주공장, 검사고, 부속동, 901정거장¦ To: 주공장, 검사고¦ (2,450W)¦ 신설¦ 통신장치¦ IP MPLS¦ 역사백본¦ 시리얼 ¦ FXO/FXS¦ Ethernet¦ L3 Switch¦ 열차무선 RRU¦ LTE-R¦ O/F(SM) 인접역¦ O/F(SM) 인접역¦ O/F(SM) 열차무선 / DU¦ 신설¦ 신설¦ 통신장치¦ IP MPLS¦ 역사백본¦ 시리얼 ¦ FXO/FXS¦ Ethernet¦ L3 Switch¦ O/F(SM) 인접역¦ O/F(SM) 인접역¦ 열차무선 RRU¦ LTE-R¦ O/F(SM) 열차무선 / DU¦ 신설¦ 종합관리 및 복지후생동 CIRCUIT WIRING SYSTEM DIAGRAM / 신설(3/3)¦ S = NONE¦ NONE¦ 차량기지¦ 종합관리 및 복지후생동 CIRCUIT WIRING SYSTEM DIAGRAM / 신설 (3/3)¦ T¦ 9¦ 2¦ 0¦ 3¦ 0¦ 2¦ 6¦ 0¦ 0¦ 3¦ KT¦ IP¦
| 1단계_정거장 - 복사본 | 1단계_정거장 - 복사본 | 061. T9103038-011 PIPING 상세도 (3_3).dwg | \A1;TRAY WIDTH¦ \A1;150¦ \A1;300¦ \A1;300¦ \A1;300¦ \A1;300¦ \A1;300¦ \A1;300¦ \A1;300¦ \A1;300¦ \A1;300¦ \A1;150¦ \A1;3,000¦ \A1;H¦ \A1;TRAY WIDTH¦ \A1;H¦ \A1;W¦ \A1;A¦ \A1;125¦ \A1;125¦ \A1;125¦ \A1;125¦ \A1;125¦ \A1;125¦ \A1;{\fHY헤드라인M¦b0¦i0¦c129¦p50;TRAY WIDTH}¦ \A1;{\fHY헤드라인M¦b0¦i0¦c129¦p50;TRAY WIDTH}¦ \A1;{\fHY헤드라인M¦b0¦i0¦c129¦p50;125}¦ \A1;{\fHY헤드라인M¦b0¦i0¦c129¦p50;125}¦ \A1;{\fHY헤드라인M¦b0¦i0¦c129¦p50;H}¦ \A1;{\fHY헤드라인M¦b0¦i0¦c129¦p50;L}¦ \A1;{\fHY헤드라인M¦b0¦i0¦c129¦p50;W}¦ \A1;{\fHY헤드라인M¦b0¦i0¦c129¦p50;T}¦ -¦ T¦ 0¦ 0¦ 0¦ 0¦ 0¦ 0¦ 0¦ 0¦ 0¦ 0¦ 공통¦ CABLE TRAY¦ 전산볼트 1m¦ Φ28이상 전선관은 노말밴드(45˚) 사용¦ C형 CHANNEL¦ DETAIL "A"¦ DOUBLE CEILING¦ 후강전선관¦ 장애물 통과 배관 DETAIL¦ 금속관(후강전선관)¦ DETAIL "A"¦ 전산볼트¦ 보강판¦ 높이(H)¦ 폭(W)¦ 풀박스¦ 길이(L)¦ 보강판¦ PIPING DETAIL (2단)¦ 어스본드¦ 1,000¦ 금속관(후강전선관)¦ 전산볼트¦ PIPING DETAIL (1단)¦ C형찬넬¦ 전산볼트¦ C형찬넬¦ 전산볼트¦ PULL BOX¦ 30¦ 30¦ 30¦ W¦ 90¦ TYPE¦ W¦ CABLE TRAY 상세도¦ VERTICAL ELBOW ( 90 )¦ CABLE TRAY 상세도¦ HORIZONTAL ELBOW (45)¦ TRAY JOINT CONNECTOR¦ 45¦ SIDE RAIL¦ RUNG¦ 150¦ R - 15¦ R - 20¦ 200¦ R - 25¦ 250¦ R - 30¦ 300¦ R - 35¦ 350¦ R - 40¦ 400¦ R - 45¦ 450¦ R - 50¦ 500¦ R - 55¦ 550¦ R - 60¦ 600¦ R - 65¦ 650¦ R - 70¦ 700¦ 1,900¦ R - 190¦ 1,700¦ R - 170¦ 1,600¦ R - 160¦ 1,500¦ R - 150¦ 1,400¦ R - 140¦ 1,300¦ R - 130¦ 1,100¦ R - 110¦ 1,050¦ R - 105¦ 1,000¦ R - 100¦ 900¦ R - 90¦ TYPE¦ W¦ R - 80¦ 800¦ R - 200¦ 2,000¦ 2,500¦ 2,000¦ RV9 - 170¦ RV9 - 200¦ RV9 - 250¦ 1,700¦ 1,400¦ RV9 - 140¦ 750¦ 800¦ RV9 - 80¦ RV9 - 75¦ RV9 - 100¦ RV9 - 70¦ RV9 - 65¦ RV9 - 60¦ RV9 - 55¦ RV9 - 50¦ RV9 - 45¦ RV9 - 40¦ RV9 - 35¦ RV9 - 30¦ RV9 - 25¦ RV9 - 20¦ RV9 - 15¦ TYPE¦ 700¦ 650¦ 600¦ 550¦ 500¦ 450¦ 400¦ 350¦ 300¦ 250¦ 200¦ 150¦ W¦ TYPE¦ 1,000¦ W¦ W¦ 500¦ TYPE¦ W¦ 900¦ 1,200¦ 1,200¦ 1,200¦ 1,500¦ TYPE¦ RT-9050¦ 12040¦ 12070¦ 120110¦ 15035¦ 52¦ 33¦ 44¦ 400¦ 300¦ 72¦ 700¦ 700¦ 6520¦ 143¦ 73¦ 1,400¦ 650¦ 450¦ 400¦ 152¦ 435¦ 4535¦ 150¦ 1,200¦ 12055¦ W¦ 300¦ 550¦ 200¦ 350¦ 350¦ 200¦ 300¦ 300¦ 200¦ 400¦ 200¦ 75¦ 535¦ 500¦ 350¦ 500¦ 700¦ 500¦ 400¦ 700¦ 1,100¦ 350¦ B¦ 200¦ 200¦ 250¦ 150¦ 600¦ 400¦ 250¦ 325¦ 32¦ 22¦ 215¦ C¦ B¦ RT - A¦ 400¦ 450¦ 500¦ 550¦ 600¦ 650¦ 700¦ RV9 - 70¦ RV9 - 65¦ RV9 - 60¦ RV9 - 55¦ RV9 - 50¦ RV9 - 45¦ RV9 - 40¦ RV9 - 35¦ RV9 - 30¦ RV9 - 25¦ RV9 - 20¦ RV9 - 15¦ TYPE¦ 700¦ 650¦ 600¦ 550¦ 500¦ 450¦ 400¦ 350¦ 300¦ 250¦ 200¦ 150¦ W¦ 800¦ 1,000¦ 1,100¦ 750¦ 1,700¦ RH9 - 80¦ RH9 - 100¦ RH9 - 110¦ RH9 - 75¦ RH9 - 170¦ RH4 -150¦ RH4 -120¦ RH4 -100¦ RH4 - 80¦ RH4 - 50¦ RH4 - 25¦ RH4 - 20¦ TYPE¦ 150¦ 1,200¦ 1,000¦ 800¦ 500¦ 250¦ 200¦ W¦ H¦ W¦ 60¦ 90¦ 8¦ 13¦ 2.0¦ 160¦ L¦ 2.5¦ 1.6¦ T¦ 어스본드¦ PIPING 상세도 (3/3)¦ PIPING 상세도 (3/3)¦ S = NONE¦ NONE¦ T¦ 9¦ 1¦ 0¦ 3¦ 0¦ 3¦ 8¦ 0¦ 1¦ 1¦
| 1단계_정거장 - 복사본 | 1단계_정거장 - 복사본 | 020. T7001034-003 918정거장 전화설비 지하2층 신설평면도 (1_2).dwg | \A1;26,150¦ \A1;11,300¦ \A1;3,550¦ \A1;11,300¦ \A1;9,600¦ \A1;7,500¦ \A1;108,750¦ \A1;7,500¦ \A1;7,500¦ \A1;7,500¦ \A1;7,500¦ \A1;7,500¦ \A1;7,500¦ \A1;7,500¦ \A1;7,500¦ \A1;7,500¦ \A1;7,500¦ \A1;7,500¦ \A1;3,750¦ \A1;7,500¦ \A1;7,500¦ \A1;5,500¦ \A1;6,500¦ \A1;6,500¦ \A1;6,500¦ \A1;5,000¦ \A1;30,000¦ \A1;100¦ 1. 일반교환기에 수용된 전화기는 IP전화기로 교체한다.¦ NOTE¦ 2. 콜폰, E/L폰, 승강장 비상통화장치도 교체한다.¦ 3. 전화 및 인터폰 구간의 배선배관은 기존활용한다.¦ MATCH LINE DWG No. "S1-TA-D18-DB-012-0"¦ (22) UTP Cat.5E 4Px3조 (승강장 공중전화)¦ A¦ (16) UTP Cat.5E 4Px2조 (승강장 INT)¦ B¦ 1. 음향유도기 전원은 전기콘센트를 이용한다.¦ NOTE¦ 2. 증폭기전원은 전기콘센트를 이용한다.¦ 3. 통신기계실 및 안전관리실 MAIN 분전반은 전기에서 설치한다.¦ (22) UTP Cat.5 4Px3조 (승강장 공중전화)¦ C¦ (16) UTP Cat.5E 4Px2조 (승강장 INT)¦ (22) UTP Cat.5 4Px3조 (승강장 공중전화)¦ KEY PLAN¦ Y00¦ Y01¦ Y02¦ Y-01¦ X-05¦ X-04¦ X-03¦ X-02¦ X-01¦ X00¦ X01¦ X02¦ X03¦ X04¦ X05¦ X06¦ X07¦ X08¦ X09¦ X10¦ X11¦ X12¦ X13¦ X14¦ Y03¦ UP¦ 승강장-1¦ 승강장-2¦ PSD 기계실-1¦ 창고-2¦ 창고-1¦ 정화조¦ UP¦ UP¦ UP¦ PSD 기계실-2¦ 내부엘리베이터 2¦ 정거장 중심¦ Sta.20K 200.000¦ UTP 25P¦ [TB No.6]¦ (P19:500x500x300)¦ (P25:500x500x300)¦ (P18:500x500x300)¦ (P17:500x500x300)¦ (P16:500x500x300)¦ (P22:500x500x300)¦ (P21:500x500x300)¦ UTP 25P¦ [TB No.5]¦ (16) UTP Cat.5E 4Px1조 (승강장 INT)¦ (16) UTP Cat.5E 4Px1조 (승강장 INT)¦ (16) UTP Cat.5E 4Px1조 (승강장 INT)¦ (16) UTP Cat.5E 4Px1조 (승강장 INT)¦ (16) 인터폰선 0.6x2Px4조 (INT)¦ DOWN TO CP PANEL¦ (22) UTP Cat.5 4Px3조 (승강장 공중전화)¦ (16) UTP Cat.5E 4Px1조 (승강장 INT)¦ UP TO 지하1층¦ TRAY (900x150)¦ UTP Cat.5E 4Px3조 (승강장 공중전화)¦ UTP Cat.5E 4Px3조 (승강장 INT)¦ (16) UTP Cat.5E 4Px1조 (승강장 INT)¦ (16) UTP Cat.5E 4Px1조 (승강장 INT)¦ C¦ A¦ A¦ C¦ UP TO 지하1층¦ TRAY (900x150)¦ UTP Cat.5E 4Px3조 (승강장 공중전화)¦ UTP Cat.5E 4Px3조 (승강장 INT)¦ (P15:500x500x300)¦ 공중전화¦ 공중전화¦ (P23:500x500x300)¦ (P24:500x500x300)¦ A¦ B¦ C¦ (16) 인터폰선 0.6x2Px4조 (INT)¦ DOWN TO CP PANEL¦ (16) UTP Cat.5E 4Px1조 (승강장 INT)¦ 1. 일반교환기에 수용된 전화기는 안전관리실만 IP전화기로 교체한다.¦ NOTE¦ 2. 콜폰, E/L폰, 승강장 비상통화장치도 교체한다.¦ 3. 전화 및 인터폰 구간의 배선배관은 기존활용한다.¦ 지하철 918정거장¦ 노량진¦ 노들¦ 중앙대입구¦ 1/400¦ 918정거장 전화설비 지하2층 신설평면도(1/2)¦ S = 1/400¦ 918정거장 전화설비 지하2층 신설평면도(1/2)¦ T¦ 7¦ 0¦ 0¦ 1¦ 0¦ 3¦ 4¦ 0¦ 0¦ 3¦ (기설활용)¦ INT¦ P¦
| 1단계_정거장 - 복사본 | 1단계_정거장 - 복사본 | 085. T9203038-035 검사고 통신기계실 및 운전취급실 RACK 실장도.dwg | ¦ ¦ 1EA¦ MPU¦ 11¦ LCD MONITOR¦ CCTV MONITOR¦ NO¦ 1¦ DESCRIPTION¦ 21inch¦ 규 격¦ 21inch¦ 수 량¦ 2EA¦ 12EA¦ 2¦ 2EA¦ 9CH¦ Digital Video/Data Optical Link RX¦ 6¦ 5¦ FDF¦ 4EA¦ 2EA¦ 16CH¦ Stand-Alone DVR¦ 4¦ 3¦ PDP MONITOR¦ 42inch¦ 1EA¦ 4EA¦ VDA¦ 8¦ 2EA¦ ID/TIME GENERATOR¦ 7¦ 1IN 3OUT 8CH¦ [ 통신기계실 RACK ]¦ 10¦ SDU¦ 1EA¦ 1EA¦ VIDEO MATRIX SWITCHER¦ 9¦ 4CH¦ 12¦ QUAD VIEW¦ 5EA¦ 16CH¦ 64x32¦ 4분할기¦ SIGNAL DISRIBUTION UNIT¦ POWER¦ OFF¦ ON¦ MULTI PROCESSING UNIT¦ POWER¦ OFF¦ ON¦ SELECT¦ ENT¦ DISPLAY¦ VIDEO MATRIX SWITCHER¦ BLANK PANEL¦ BLANK PANEL¦ 9¦ 10¦ 11¦ BLANK PANEL¦ BLANK PANEL¦ BLANK PANEL¦ 5¦ 5¦ 5¦ 5¦ BLANK PANEL¦ POWER¦ GND¦ TEST¦ VCC¦ FAIL¦ FAIL¦ VCC¦ POWER¦ TEST¦ GND¦ ACTIVE¦ FAIL¦ POWER¦ P S U¦ P S U¦ POWER¦ FAIL¦ ACTIVE¦ ON¦ OFF¦ ON¦ OFF¦ PWR¦ OPTIC¦ TD DATA¦ RD DATA¦ PWR¦ OPTIC¦ TD DATA¦ RD DATA¦ PWR¦ OPTIC¦ TD DATA¦ RD DATA¦ PWR¦ OPTIC¦ TD DATA¦ RD DATA¦ PWR¦ OPTIC¦ TD DATA¦ RD DATA¦ PWR¦ OPTIC¦ TD DATA¦ RD DATA¦ PWR¦ OPTIC¦ TD DATA¦ RD DATA¦ PWR¦ OPTIC¦ TD DATA¦ RD DATA¦ PWR¦ OPTIC¦ TD DATA¦ RD DATA¦ {\fVerdana¦b1¦i0¦c0¦p34;\C252;NMU}¦ {\f@ﾱﾼﾸﾲ¦b0¦i0¦c129¦p50;P 1 2 A}¦ {\f@ﾱﾼﾸﾲ¦b0¦i0¦c129¦p50;RST}¦ {\f@ﾱﾼﾸﾲ¦b0¦i0¦c129¦p50;RS 232C}¦ PWR¦ VIDEO OUT ¦ PWR¦ VIDEO OUT ¦ BLANK PANEL¦ POWER¦ GND¦ TEST¦ VCC¦ FAIL¦ FAIL¦ VCC¦ POWER¦ TEST¦ GND¦ ACTIVE¦ FAIL¦ POWER¦ P S U¦ P S U¦ POWER¦ FAIL¦ ACTIVE¦ ON¦ OFF¦ ON¦ OFF¦ PWR¦ OPTIC¦ TD DATA¦ RD DATA¦ PWR¦ OPTIC¦ TD DATA¦ RD DATA¦ PWR¦ OPTIC¦ TD DATA¦ RD DATA¦ PWR¦ OPTIC¦ TD DATA¦ RD DATA¦ PWR¦ OPTIC¦ TD DATA¦ RD DATA¦ PWR¦ OPTIC¦ TD DATA¦ RD DATA¦ PWR¦ OPTIC¦ TD DATA¦ RD DATA¦ PWR¦ OPTIC¦ TD DATA¦ RD DATA¦ PWR¦ OPTIC¦ TD DATA¦ RD DATA¦ {\fVerdana¦b1¦i0¦c0¦p34;\C252;NMU}¦ {\f@ﾱﾼﾸﾲ¦b0¦i0¦c129¦p50;P 1 2 A}¦ {\f@ﾱﾼﾸﾲ¦b0¦i0¦c129¦p50;RST}¦ {\f@ﾱﾼﾸﾲ¦b0¦i0¦c129¦p50;RS 232C}¦ PWR¦ VIDEO OUT ¦ PWR¦ VIDEO OUT ¦ BLANK PANEL¦ ID TIME GENERATOR¦ BLANK PANEL¦ ID TIME GENERATOR¦ 7¦ 7¦ BLANK PANEL¦ BLANK PANEL¦ BLANK PANEL¦ VIDEO DISTRIBUTION AMP.¦ POWER¦ OFF¦ ON¦ VIDEO DISTRIBUTION AMP.¦ POWER¦ OFF¦ ON¦ VIDEO DISTRIBUTION AMP.¦ POWER¦ OFF¦ ON¦ 8¦ 8¦ 8¦ BLANK PANEL¦ VIDEO DISTRIBUTION AMP.¦ POWER¦ OFF¦ ON¦ 8¦ BLANK PANEL¦ ON¦ OFF¦ POWER¦ AUTO SWITCHER¦ SCQ-041P¦ COLOR QUAD SWITCHER¦ DIGITAL¦ SINGLE DISPLAY¦ 3¦ 1¦ 4¦ 2¦ MENU¦ SELECT¦ CHARACTER¦ FREEZE¦ 3¦ 1¦ 2¦ 4¦ QUAD DISPLAY¦ 3¦ 4¦ 1¦ 2¦ SYSTEM SETUP¦ SETUP¦ ENTER¦ RESET¦ LIST¦ ALARM¦ BLANK PANEL¦ BLANK PANEL¦ BLANK PANEL¦ BLANK PANEL¦ ON¦ OFF¦ POWER¦ AUTO SWITCHER¦ SCQ-041P¦ COLOR QUAD SWITCHER¦ DIGITAL¦ SINGLE DISPLAY¦ 3¦ 1¦ 4¦ 2¦ MENU¦ SELECT¦ CHARACTER¦ FREEZE¦ 3¦ 1¦ 2¦ 4¦ QUAD DISPLAY¦ 3¦ 4¦ 1¦ 2¦ SYSTEM SETUP¦ SETUP¦ ENTER¦ RESET¦ LIST¦ ALARM¦ ON¦ OFF¦ POWER¦ AUTO SWITCHER¦ SCQ-041P¦ COLOR QUAD SWITCHER¦ DIGITAL¦ SINGLE DISPLAY¦ 3¦ 1¦ 4¦ 2¦ MENU¦ SELECT¦ CHARACTER¦ FREEZE¦ 3¦ 1¦ 2¦ 4¦ QUAD DISPLAY¦ 3¦ 4¦ 1¦ 2¦ SYSTEM SETUP¦ SETUP¦ ENTER¦ RESET¦ LIST¦ ALARM¦ ON¦ OFF¦ POWER¦ AUTO SWITCHER¦ SCQ-041P¦ COLOR QUAD SWITCHER¦ DIGITAL¦ SINGLE DISPLAY¦ 3¦ 1¦ 4¦ 2¦ MENU¦ SELECT¦ CHARACTER¦ FREEZE¦ 3¦ 1¦ 2¦ 4¦ QUAD DISPLAY¦ 3¦ 4¦ 1¦ 2¦ SYSTEM SETUP¦ SETUP¦ ENTER¦ RESET¦ LIST¦ ALARM¦ ON¦ OFF¦ POWER¦ AUTO SWITCHER¦ SCQ-041P¦ COLOR QUAD SWITCHER¦ DIGITAL¦ SINGLE DISPLAY¦ 3¦ 1¦ 4¦ 2¦ MENU¦ SELECT¦ CHARACTER¦ FREEZE¦ 3¦ 1¦ 2¦ 4¦ QUAD DISPLAY¦ 3¦ 4¦ 1¦ 2¦ SYSTEM SETUP¦ SETUP¦ ENTER¦ RESET¦ LIST¦ ALARM¦ 12¦ 12¦ 12¦ 12¦ 12¦ BLANK PANEL¦ BLANK PANEL¦ BLANK PANEL¦ BLANK PANEL¦ BLANK PANEL¦ BLANK PANEL¦ BLANK PANEL¦ BLANK PANEL¦ BLANK PANEL¦ BLANK PANEL¦ [ FRONT VIEW ]¦ [ 운전취급실 RACK ]¦ %%U600(W)x2000(H)x750(D)mmx2Set¦ BLANK PANEL¦ BLANK PANEL¦ 3¦ 3¦ 13¦ 13¦ 13¦ 전원중첩 영상전송장치¦ 2EA¦ < FRONT VIEW>¦ 3¦ 1¦ 1¦ 2¦ 2¦ 2¦ 2¦ 2¦ 2¦ 2¦ 2¦ 2¦ 2¦ 2¦ 2¦ 4¦ 4¦ 검사고 통신기계실 및 운전취급실 RACK 실장도¦ S = NONE¦ 검사고 통신기계실 및 운전취급실 RACK 실장도¦ NONE¦ 차량기지¦ 차량기지¦ T¦ 9¦ 2¦ 0¦ 3¦ 0¦ 3¦ 8¦ 0¦ 3¦ 5¦ POWER¦ CH 1¦ SC-VRP0608¦ CH 2¦ VIDEO RECEIVER WITH SUPPLY¦ SeeEyes¦ CH 3¦ CH 4¦ CH 5¦ CH 6¦ CH 7¦ CH 8¦ Green : Normal¦ Yellow : Loss/Short¦ Red : Short¦
| 1단계_정거장 - 복사본 | 1단계_정거장 - 복사본 | 027. T7003034-002 918정거장 방송설비 지하1층 신설평면도 (2_2).dwg | \A1;56,300¦ \A1;3,800¦ \A1;7,500¦ \A1;7,500¦ \A1;5,000¦ \A1;5,000¦ \A1;5,000¦ \A1;5,000¦ \A1;5,000¦ \A1;5,000¦ \A1;5,000¦ \A1;5,000¦ \A1;5,000¦ \A1;5,000¦ \A1;5,000¦ \A1;5,000¦ \A1;5,000¦ \A1;5,000¦ \A1;5,000¦ \A1;5,000¦ \A1;30,150¦ \A1;11,300¦ \A1;7,550¦ \A1;11,300¦ \A1;9,600¦ \A1;3,550¦ \A1;4,000¦ \A1;42,500¦ \A1;200¦ S = 1 / 400¦ 903정거장 방송설비 지하1층 신설평면도(2/2)¦ 1/400¦ 904정거장 방송설비 지하1층 신설평면도 (1/2)¦ 0¦ 0¦ 0¦ -¦ 0¦ 0¦ 0¦ 0¦ (기설활용)¦ -¦ T¦ 7¦ 0¦ 0¦ 3¦ 0¦ 3¦ 4¦ 0¦ 1¦ 6¦ : (16) HIV 1.5㎟x2조¦ NOTE¦ : (16) HIV 1.5㎟x5조¦ : (16) HIV 1.5㎟x6조¦ : (22) HIV 1.5㎟x7조¦ : (22) HIV 1.5㎟x8조¦ : (22) HIV 1.5㎟x10조¦ : (16) HIV 1.5㎟x4조¦ : (16) HIV 1.5㎟x3조¦ KEY PLAN¦ X15¦ X16¦ X17¦ X18¦ X19¦ X20¦ X21¦ X22¦ X23¦ X24¦ X25¦ X26¦ X27¦ X28¦ X29¦ X30¦ X31¦ X32¦ X33¦ Y00¦ Y01¦ Y02¦ Y-01¦ Y03¦ Y03-1¦ UP¦ 공조기계실-2¦ 전 기 실¦ 비상전원실¦ CO2실-1¦ 변 전 실¦ 운영원대기실¦ 복도 -2¦ 연결통로¦ 외부출입구2¦ 방범셔터¦ UP¦ 외부엘리베이터 2¦ UP¦ 내부엘리베이터 3¦ 본동 지하도(기존)¦ (기존)¦ (기존)¦ CO2실-2¦ MATCH LINE DWG No. "000.dwg"¦ MATCH LINE¦ MATCH LINE¦ 벽부형 스피커 이동¦ 벽부형 스피커 이동¦ E/V¦ 지상E/L¦ 임대상가¦ 벽부형 3W : 7 EA¦ 천정형 3W : 16 EA¦ 지하철 918정거장¦ 노량진¦ 노들¦ 중앙대입구¦ S = 1 / 400¦ 918정거장 방송설비 지하1층 신설평면도(2/2)¦ 1/400¦ 904정거장 방송설비 지하1층 신설평면도 (2/2)¦ (기설활용)¦ T¦ 7¦ 0¦ 0¦ 3¦ 0¦ 3¦ 4¦ 0¦ 0¦ 2¦
| 1단계_정거장 - 복사본 | 1단계_정거장 - 복사본 | 070. T9103038-023 행선안내 표시기 외형도.dwg | \A1;139¦ \A1;633¦ \A1;100¦ \A1;832¦ \A1;2,671¦ \A1;88¦ \A1;819¦ \A1;819¦ \A1;819¦ \A1;126¦ \A1;88¦ \A1;2,671¦ \A1;131¦ \A1;131¦ \A1;602¦ \A1;340¦ \A1;340¦ \A1;131¦ \A1;131¦ \A1;90°¦ \A1;214¦ \A1;79¦ \A1;756¦ \A1;121¦ \A1;100¦ \A1;121¦ \A1;1,210¦ \A1;151¦ \A1;101¦ -¦ T¦ 0¦ 0¦ 0¦ 0¦ 0¦ 0¦ 0¦ 0¦ 0¦ 0¦ 공통¦ 1. 도장 색상 : Dark Gray¦ NOTE¦ 2. 표시기 Weight : 약 200 Kg¦ 경첩¦ Top View¦ Front View¦ \A1;180¦ \A1;180¦ \A1;180¦ \A1;180¦ Right View¦ 40" LCD¦ 행선안내 표시기 외형도¦ 행선안내 표시기 외형도¦ S = NONE¦ NONE¦ 공통¦ T¦ 9¦ 1¦ 0¦ 3¦ 0¦ 3¦ 8¦ 0¦ 2¦ 3¦ \A1;1,121¦ \A1;139¦
| 1단계_정거장 - 복사본 | 1단계_정거장 - 복사본 | 041. T9103075-001 901정거장 역사 L3스위치 인터페이스 구성도.dwg | NONE¦ 901(개화)정거장 역사 L3 스위치 인터페이스 구성도¦ S = NONE¦ NMS¦ 시리얼 통신장치¦ 역사 L3 스위치-A¦ 역사 L3 스위치-B¦ B¦ A¦ B¦ PDP분배반¦ 전원 A¦ 전원 B¦ 10G 라인카드¦ 10G 라인카드¦ 10/ 100/ 1000Base-T¦ PDP분배반¦ 전원 A¦ 전원 B¦ 10G 라인카드¦ 10G 라인카드¦ 10/ 100/ 1000Base-T¦ 기계설비¦ CTC-1¦ VTS(대열차)¦ UPS¦ 사령전화¦ 방송설비¦ 중앙집중¦ CCTV¦ NTP¦ 교환기¦ 종합무선¦ AFC#1¦ PSD용 신호회선¦ SCADA MMI¦ 열차무선¦ 출입통제¦ PSD¦ 행선안내¦ AFC#3¦ CTC-2¦ AFC#2¦ A¦ 역사백본¦ 전송설비 과업¦ 타시스템 과업¦ 역사백본¦ VTS(대열차)¦ -철 거-¦ 901정거장 역사 L3스위치 인터페이스 구성도¦ NONE¦ T¦ 9¦ 1¦ 0¦ 3¦ 0¦ 7¦ 5¦ 0¦ 0¦ 1¦ 901¦ 902¦ 차량기지¦ 901¦ CCC¦ 902¦
| 1단계_정거장 - 복사본 | 1단계_정거장 - 복사본 | 067. T7009934-006 903정거장 출입통제설비 지하1층 철거 평면도-2.dwg | C/R¦ CCTV¦ ACU¦ KEY PLAN¦ \A1;7450¦ \A1;23600¦ \A1;7450¦ \A1;4350¦ \A1;4350¦ L¦ \A1;7,500¦ \A1;7,500¦ \A1;7,500¦ \A1;7,500¦ \A1;7,500¦ \A1;7,500¦ \A1;7,500¦ \A1;5,000 ¦ \A1;5,000 ¦ \A1;5,000 ¦ \A1;5,000 ¦ \A1;5,000 ¦ DN¦ DN¦ E/V¦ DN¦ E/V¦ E/V¦ UP¦ UP¦ UP¦ UP¦ 비품창고¦ 편 의 점¦ 발매기실¦ 발매기실 창고¦ 안전관리실¦ 내부계단¦ 통신기계실¦ 용역원대기실¦ 이동통신¦ 기계실¦ 복 도¦ 용역창고¦ (16) UTP Cat.5E 4Px2조 (출입통제)¦ TRAY (600x150)¦ DOWN TO 지하2층¦ UTP Cat.5E 4Px2조x2 (출입통제)¦ UTP Cat.5E 4Px2조 (출입통제)¦ DOWN TO 통신기계실 ACCESS FLOOR¦ TRAY (600x150)¦ MATCH LINE DWG No. "S1-TA-S03-DB-025-1.dwg"¦ (16) UTP Cat.5E 4Px2조 (출입통제)¦ UTP Cat.5E 4Px2조x5 (출입통제)¦ 903정거장 출입통제설비 지하1층 철거 평면도 (2/2)¦ S = 1 / 400¦ Y04¦ Y03¦ Y02¦ Y01¦ Y00¦ UTP Cat.5E 4Px2조x3 (출입통제)¦ UTP Cat.5E 4Px2조x4 (출입통제)¦ UTP Cat.5E 4Px2조x5 (출입통제)¦ UTP Cat.5E 4Px2조 (출입통제)¦ X19¦ X13¦ X14¦ X15¦ X16¦ X17¦ X18¦ X24¦ X20¦ X21¦ X22¦ X23¦ X25¦ X26¦ 903정거장 출입통제설비 지하1층 철거 평면도 (2/2)¦ 1 / 400¦ 지하철 903정거장¦ 김포공항¦ 공항시장¦ 신방화¦ T¦ 7¦ 0¦ 0¦ 9¦ 9¦ 3¦ 4¦ 6¦ 0¦ 0¦ P¦
| 1단계_정거장 - 복사본 | 1단계_정거장 - 복사본 | 009. T1001026-005 915정거장 CCTV,TDI,시계설비 CABLE WIRING DIAGRAM.dwg | FR-CV 3C/4.0㎟, OF-SM-8C(난연)¦ FR-CV 3C/4.0㎟, OF-SM-8C(난연)¦ 통신기계실¦ 안전관리실¦ CONSOLE DESK¦ UTP Cat.5E 4Px4조(신설)¦ UTP Cat.5E 25Px1조(신설)¦ x2¦ OF-SM-4C, F-CV 3C/2.5㎟ (공간화상)(철거)¦ OF-SM-4C, F-CV 3C/2.5㎟ (공간화상)(철거) ¦ L¦ S¦ E¦ ELE-1 (대합실)¦ ELE-2 (지상층)¦ ELE-3 (대합실)¦ ELE-5 (대합실)¦ ELE-6 (대합실)¦ ELE-7 (승강장)¦ ELE-8 (승강장)¦ ES-1[1] (외부계단출입구)¦ ES-2 (외부계단출입구)¦ ES-3 (외부계단출입구)¦ ES-4 (외부계단출입구)¦ ES-5 (대합실)¦ ES-6 (대합실)¦ ES-7 (대합실)¦ ES-8 (대합실)¦ ES-9 (대합실)¦ ES-10 (대합실)¦ T-1 (화장실.여)¦ P-1 (승강장)¦ P-2 (승강장)¦ P-3 (승강장)¦ P-4 (승강장)¦ AGM-1 (대합실)¦ AGM-3 (대합실)¦ ATVM-1 (대합실)¦ ATVM-2 (대합실)¦ C-1 (대합실)¦ C-2 (대합실)¦ COMM-1 (통신기계실)¦ ELEC-1 (전기실)¦ ELEC-2 (변전실)¦ 안전관리실¦ 운영원대기실¦ 대합실¦ 발매기실x2¦ AGM-2 (대합실)¦ AGM-4 (대합실)¦ C¦ C¦ T¦ M¦ A¦ T¦ R¦ V¦ R¦ A¦ C¦ K¦ I¦ X¦ 공간화상¦ (차량기지방향)¦ 공간화상¦ (강남방향)¦ T-2 (화장실.여)¦ ES-1[2] (외부계단출입구)¦ UL 2919-AMESB 24AWG 4Px1조 (TDI), FR-CV 3C/4.0㎟x1조 (TDI POWER), OF-MM-12Core(난연)x1조 (TDI), UTP Cat.5E 4Px2조 (TDI):기존활용¦ UL 2919-AMESB 24AWG 4Px1조 (TDI), FR-CV 3C/4.0㎟x1조 (TDI POWER), OF-MM-12Core(난연)x1조 (TDI), UTP Cat.5E 4Px2조 (TDI):기존활용¦ UL 2919-AMESB 24AWG 4Px1조 (TDI), FR-CV 3C/4.0㎟x1조 (TDI POWER), OF-MM-12Core(난연)x1조 (TDI), UTP Cat.5E 4Px2조 (TDI):기존활용¦ UL 2919-AMESB 24AWG 4Px1조 (TDI), FR-CV 3C/4.0㎟x1조 (TDI POWER), OF-MM-12Core(난연)x1조 (TDI), UTP Cat.5E 4Px2조 (TDI):기존활용¦ 승강장모니터(상선)¦ 승강장모니터(하선)¦ FR-CV 3C/4.0㎟(신설), OF-SM-8C(난연)(신설)¦ FR-CV 3C/4.0㎟(신설), OF-SM-8C(난연)(신설)¦ FR-CV 3C/4.0㎟x1조 (출입구 게시기 POWER), UTP Cat.5E4Px2조 (출입구게시기)(철거)¦ FR-CV 3C/4.0㎟x1조 (출입구 게시기 POWER), UTP Cat.5E4Px2조 (출입구게시기)(철거)¦ FR-CV 3C/4.0㎟x1조 (환승게시기 POWER), UTP Cat.5E4Px2조 (환승게시기)(철거)¦ FR-CV 3C/4.0㎟x1조 (환승게시기 POWER), UTP Cat.5E4Px2조 (환승게시기)(철거)¦ 스위치¦ L2¦ HIV 1.5㎟x2조 (CLOCK)(철거), HIV 2.5㎟x2조 (CLOCK POWER)(철거)¦ HIV 1.5㎟x2조 (CLOCK)(철거)¦ ECX 5C-2V(기존활용)¦ ECX 5C-2V(기존활용)¦ ECX 5C-2V(기존활용)¦ ECX 5C-2V(기존활용)¦ ECX 5C-2V(기존활용)¦ ECX 5C-2V(기존활용)¦ ECX 5C-2V(기존활용)¦ ECX 5C-2V(기존활용)¦ ECX 5C-2V(기존활용)¦ ECX 5C-2V(기존활용)¦ ECX 5C-2V(기존활용)¦ ECX 5C-2V(기존활용)¦ ECX 5C-2V(기존활용)¦ ECX 5C-2V(기존활용)¦ ECX 5C-2V(기존활용)¦ ECX 5C-2V(기존활용)¦ ECX 5C-2V(기존활용)¦ ECX 5C-2V(기존활용)¦ ECX 5C-2V(기존활용)¦ ECX 5C-2V(기존활용)¦ ECX 5C-2V(기존활용)¦ ECX 5C-2V(기존활용)¦ ECX 5C-2V(기존활용)¦ ECX 5C-2V(기존활용)¦ ECX 5C-2V(기존활용)¦ ECX 5C-2V(기존활용)¦ ECX 5C-2V(기존활용)¦ ECX 5C-2V(기존활용)¦ ECX 5C-2V(기존활용)¦ ECX 5C-2V(기존활용)¦ ECX 5C-2V(기존활용)¦ ECX 5C-2V(기존활용)¦ ECX 5C-2V(기존활용)¦ ECX 5C-2V(기존활용)¦ ECX 5C-2V(기존활용)¦ FR-CV 3C/4.0㎟x1조 (대합실 게시기 POWER)(기존활용), OF-SM-8Core(난연)x2조 (대합실게시기)(신설)¦ 지하철 915정거장¦ 국회의사당¦ 여의도¦ 샛강¦ NONE¦ 915정거장 CCTV,TDI,시계설비 CABLE WIRING DIAGRAM¦ S = NONE¦ 915정거장 CCTV,TDI,시계설비 CABLE WIRING¦ DIAGRAM¦ T¦ 1¦ 0¦ 0¦ 1¦ 0¦ 2¦ 6¦ 0¦ 0¦ 5¦
| 1단계_정거장 - 복사본 | 1단계_정거장 - 복사본 | 088. T9203026-021 차량기지 부속동 구내통신설비 & 방송설비 CABLE WIRING DIAGRAM (1_2).dwg | T¦ 대기실¦ 전삭고¦ 운영대기실¦ 변전실¦ 관리실¦ 화장실¦ 기계실¦ FR-CVVSB 3C/2.5㎟x1조¦ x5¦ FR-CVVSB 3C/2.5㎟x1조¦ x6¦ 종합관리 및 복지후생동¦ MIS/AFC실 (3F)¦ 종합관리 및 복지후생동¦ 종합사령실기계실 (3F)¦ 폐수처리장¦ OF-SM-8Corex1조¦ F/S(JF) 0.65x25P(50%차폐)x1조¦ F/S(JF) 0.65x50P(50%차폐)x1조¦ F/S(JF) 0.65x100P(50%차폐)x1조¦ F/S(JF) 0.65x12P(50%차폐)x1조¦ FR-CVVSB 3C/2.5㎟x1조¦ x4¦ FR-CVVSB 3C/2.5㎟x1조¦ x5¦ FR-CVVSB 3C/2.5㎟x1조¦ FR-CVVSB 3C/2.5㎟x1조¦ OF-MM-4Corex1조 (CAMERA), FR-CV 3C/6.0㎟x1조 (CA POWER):(기존활용)¦ (차륜전삭고 x 1)¦ OF-MM-4Corex1조 (CAMERA), FR-CV 3C/6.0㎟x1조 (CA POWER):(기존활용)¦ (변전소 x 1)¦ OF-MM-4Corex1조 (CAMERA), FR-CV 3C/6.0㎟x1조 (CA POWER):(기존활용)¦ (폐수처리장 x 1)¦ C¦ C¦ T¦ V¦ R¦ A¦ C¦ K¦ 검사고¦ (통신기계실)¦ F/S(JF) 0.65x12P(50%차폐)x1조¦ I¦ S¦ M¦ 사무실 (좌)¦ 신호작업실 및 교육실¦ 영선작업실 및 교육실¦ 기계창고¦ 전기창고¦ 화장실 (남,여)¦ AFC 창고¦ 영선창고¦ 통신창고¦ 신호창고¦ 복도¦ 전기능 모의운전연습기실¦ 예비품보관실¦ 교관제어실¦ 기본기능운전연습기실¦ 전자강의실¦ 종합창고¦ x8¦ 복도¦ 훈련생대기실¦ 전장품통합창고¦ 회의실¦ AFC작업실 및 교육실¦ 사무실 (우)¦ 통신작업실 및 교육실¦ x2¦ x2¦ x4¦ x4¦ x2¦ x4¦ x6¦ x2¦ x2¦ x2¦ x3¦ x2¦ x14¦ x2¦ x4¦ 변전소¦ 차륜전삭고¦ 창고¦ M¦ D¦ F¦ HUB¦ 광S/W¦ HUB¦ F/S(JF) 0.65x12P(50%차폐)x1조¦ F/S(JF) 0.65x12P(50%차폐)x1조¦ To: 기취고¦ UTP Cat.5E 4Px2조¦ UTP CaT.5E 4Px15조¦ To: 자동일상검사장치실¦ To: 차체자동세척고¦ F/S(JF) 0.65x12P(50%차폐)x1조¦ F/S(JF) 0.65x12P(50%차폐)x1조¦ UTP Cat.5E 25Px2조¦ .¦ P¦ A¦ A¦ M¦ P¦ R¦ A¦ C¦ K¦ TV¦ AMP¦ (2D)¦ TV¦ AMP¦ (6D)¦ R¦ H/E¦ 10C-HFBTx1조¦ To: 경비실(후문)¦ 10C-HFBTx1조¦ 10C-HFBTx1조¦ R¦ 5C-HFBTx1조¦ 5C-HFBTx1조¦ 10C-HFBTx1조¦ FR-CV 2C/4.0㎟x1조 (TV AMP POWER)¦ FR-CV 2C/4.0㎟x1조 (TV AMP POWER)¦ 창고¦ 모터카실¦ 모터카고¦ 유류고¦ 신호창고¦ 전차선 / 전기창고¦ 기계,전기작업실¦ 중정비쎈타/종합창고¦ R¦ x4¦ (기설활용)¦ 차량기지 부속동 구내통신설비 CABLE WIRING DIAGRAM (1/2)¦ WIRING DIAGRAM (1/2)¦ S = NONE¦ 차량기지¦ 차량기지¦ NONE¦ 차량기지 부속동 구내통신설비 CABLE¦ T¦ 9¦ 2¦ 0¦ 3¦ 0¦ 2¦ 6¦ 0¦ 2¦ 1¦
| 1단계_정거장 - 복사본 | 1단계_정거장 - 복사본 | 047. T9103066-001 904정거장 통신기계실 기기배치도 및 바닥 TRAY 설치도.dwg | \A1;7500¦ \A1;7500¦ \A1;7200¦ \A1;7570¦ \A1;6943¦ \A1;851¦ \A1;800¦ \A1;500¦ \A1;500¦ \A1;3,099¦ \A1;800¦ \A1;1500¦ \A1;1200¦ \A1;10,354¦ \A1;4065¦ \A1;3,910¦ \A1;346¦ \A1;997¦ \A1;802¦ \A1;1351¦ \A1;1,350¦ \A1;704¦ \A1;4,187¦ \A1;4,977¦ \A1;799¦ \A1;1000¦ \A1;3,350¦ \A1;3300¦ \A1;1006¦ \A1;4,732¦ \A1;600¦ \A1;1,175¦ 종합관리 및 복지후생동 안내실 CCTV 설비¦ NONE¦ 0¦ 0¦ 0¦ -¦ 0¦ 0¦ 0¦ 0¦ 계통도¦ : 철거¦ \A1;3,800¦ : 철거¦ OFD 랙¦ 기지국¦ 역사노드¦ 스위치 ¦ MDF 랙¦ 장치 랙¦ 백본 랙¦ 랙¦ OFD 랙¦ 기지국장치 랙¦ 역사노드백본 랙¦ 스위치 랙¦ MDF 랙¦ 600x600x2200¦ 600x600x2200¦ 600x600x2200¦ 600x600x2200¦ 600x600x2200¦ : 철거¦ 904정거장 통신기계실 기기배치도 및 바닥 TRAY 설치도¦ S = 1 / 100¦ 안전관리실¦ 비품창고¦ X02¦ X03¦ X04¦ X05¦ X06¦ Y03¦ Y04¦ UPS¦ ATS&AVR&DIST¦ BATT¦ 냉난방기¦ MDF¦ ADM ¦ MUX ¦ 대열차¦ 전송¦ CCTV¦ CCTV¦ 사령¦ 전화¦ PA¦ PA¦ CLOCK¦ 복합¦ 통신¦ SOR¦ PSD 제어반¦ 조명제어반¦ 종합집중관리¦ 설비 콘솔1¦ 종합집중관리¦ 설비 콘솔2¦ 장 비 명¦ Equipment Schedule¦ 규 격 (W x D x H)¦ 냉난방기 (기계설비)¦ UPS(15KVA)¦ 1,272 x 500 x 2200¦ 600 x 300 x 2200¦ 701.5 x 750 x 2200¦ 575 x 600 x 1920¦ 600 x 750 x 1800¦ 570 x 650 x 1913¦ 600 x 750 x 1800¦ 1,100 x 500¦ 800 x 950 x 1800¦ ATS&AVR&DIST¦ BATTERY¦ 1000 x 950 x 1800¦ 1600 x 950 x 1800¦ 장 비 명¦ 규 격 (W x D x H)¦ 배선반(MDF)¦ 전송장비(ADM+MUX) ¦ 화상설비(CCTV) ¦ 방송설비(PA)¦ 전기시계설비(CLOCK) ¦ 종합무선 중계설비(복합통신)¦ 열차무선설비(SOR) ¦ 사령전화역장치¦ 대열차공간화상설비(지상)¦ 600 x 600 x 800¦ 600 x 750 x 2200¦ 행선안내¦ 1200x750x1000¦ 설비자동제어반¦ 화재탐지반¦ 조명제어반¦ CCTV 및 통신종합집중관리반¦ PSD 제어반¦ SMS¦ PRINTER¦ 종합집중관리 설비 콘솔1¦ 종합집중관리 설비 콘솔2¦ 1000x600x1600¦ 1800x600x1600¦ 600x600x1600¦ 2652x600x1600¦ 800x800x2000¦ 650x800x1000¦ 700x800x750¦ 600x600x1600¦ 600x600x1600¦ CCTV 및 통신종합집중관리반¦ 화재탐지반¦ 설비자동제어반¦ 행선안내¦ 행선안내¦ SMS¦ PRINTER¦ G¦ T¦ B¦ TRAY 300¦ NO.¦ NO.¦ 1¦ 2¦ 3¦ 4¦ 5¦ 6¦ 7¦ 8¦ 9¦ 10¦ 11¦ 12¦ 13¦ 14¦ 15¦ 16¦ 17¦ 18¦ 19¦ 20¦ 21¦ 22¦ 23¦ DUCT (150x100)¦ DUCT (150x100)¦ \pi49.321;{\C0;접지단자함}¦ PA¦ (기지국)¦ BS¦ PSD 제어반¦ 조명제어반¦ 종합집중관리¦ 설비 콘솔1¦ 종합집중관리¦ 설비 콘솔2¦ CCTV 및 통신¦ 화재탐지반¦ 설비자동제어반¦ 행선안내¦ 행선안내¦ SMS¦ \A1;600¦ (LSE 1)¦ (LSE 2)¦ \A1;3,850¦ 금고¦ L-C¦ 종합집중관리반¦ OFD 랙¦ 기지국¦ 역사노드¦ 장치 랙¦ 백본 랙¦ 기지국장치 랙¦ 600x600x2200¦ OFD 랙¦ 600x600x2200¦ 24¦ 25¦ 26¦ 역사노드백본 랙¦ 600x600x2200¦ : 철거¦ 신설 TRAY (150x100)¦ 904정거장 통신기계실 기기배치도 및 바닥¦ 1/100¦ 공항시장¦ 신방화¦ 마곡나루¦ T¦ 9¦ 1¦ 0¦ 3¦ 0¦ 6¦ 6¦ 0¦ 0¦ 1¦ TRAY 설치도¦ \A1;1000¦
| 1단계_정거장 - 복사본 | 1단계_정거장 - 복사본 | 014. T1001026-010 901정거장 출입통제설비 CABLE WIRING DIAGRAM.dwg | 통신기계실¦ ELE-1 (대합실)¦ ELE-2 (대합실)¦ ELE-3 (승강장)¦ ELE-4 (대합실)¦ ES-1 (대합실)¦ ES-2 (대합실)¦ T-1 (화장실.여)¦ P-1 (승강장)¦ P-2 (승강장)¦ P-3 (승강장)¦ P-4 (승강장)¦ AGM-1 (대합실)¦ AGM-2 (대합실)¦ ATVM-1 (대합실)¦ C-1 (대합실)¦ COMM-1 (통신기계실)¦ ELEC-1 (전기실)¦ 통신작업실¦ 안전관리실¦ 신호작업실¦ 발매기실¦ 승무대기실¦ 전기작업실¦ 대합실¦ 통합분소¦ 용역원대기실¦ 출입¦ 통제¦ 시스템¦ (ACU)¦ UTP Cat.5E 4Px8조 (출입통제)¦ C/R¦ C/R¦ C/R¦ C/R¦ 시설작업실¦ 설비작업실¦ 침실¦ AGM-3 (대합실)¦ AGM-4 (대합실)¦ 901정거장 출입통제설비 CABLE WIRING DIAGRAM¦ 901정거장 출입통제설비 CABLE WIRING DIAGRAM¦ S = NONE¦ NONE¦ 지하철 901정거장¦ 개화¦ 김포공항¦ T¦ 1¦ 0¦ 0¦ 1¦ 0¦ 2¦ 6¦ 0¦ 1¦ 0¦
| 1단계_정거장 - 복사본 | 1단계_정거장 - 복사본 | 070. T9203026-018 검사고 방송설비 CABLE WIRING DIAGRAM.dwg | 통신기계실¦ IDF¦ 일상검수원대기실¦ 휴게실¦ 월상검수원대기실¦ 구내기관사실¦ 자재창고¦ 화장실-1,2 (남, 여)¦ 1층 복도¦ 비품창고¦ 전자실¦ 용역사무/대기실¦ 남자탈의실, 여자탈의실¦ 화장실-3,4 (남,여)¦ 청소원사무실/대기실 (남)¦ 밧데리실¦ 필터세척실¦ 운전취급실¦ 신호기계실¦ 통합운영관리실¦ 검수사무실¦ 통신기계실¦ 전산자료실¦ 남,여화장실¦ 공조기계실¦ 교육실¦ A/S 창고¦ A/S 사무실¦ 침실x8¦ 지상1층¦ 지상2층¦ 지상3층¦ HIV 1.5㎟x3조¦ HIV 1.5㎟x3조¦ 2층 복도¦ HIV 1.5㎟x2조¦ HIV 1.5㎟x2조¦ HIV 1.5㎟x3조¦ HIV 1.5㎟x2조¦ HIV 1.5㎟x2조¦ HIV 1.5㎟x2조¦ 6일 검사선-1¦ 옥외청소원-1¦ 대청소선-1¦ HIV 1.5㎟x2조¦ FR-CVVSB 6C/1.5㎟x1조¦ x7¦ FR-CVVSB 6C/1.5㎟x1조¦ x7¦ FR-CVVSB 6C/1.5㎟x1조¦ x7¦ .¦ P¦ A¦ A¦ M¦ P¦ R¦ A¦ C¦ K¦ TO: 종합관리 및 복지후생동¦ FR-CVVSB 20C/1.5㎟1조, MIC-SH 2C/0.75㎟x2조¦ 3월 검사선-1¦ x7¦ x7¦ x7¦ x7¦ x4¦ x2¦ x2¦ x2¦ x6¦ x4¦ x2¦ x4¦ x4¦ x4¦ x8¦ x2¦ x6¦ x2¦ x2¦ x2¦ x6¦ x2¦ x2¦ x4¦ x2¦ x22¦ x2¦ x2¦ x4¦ x22¦ 청소원사무실/대기실 (여)¦ x2¦ 창고¦ x2¦ x8¦ x8¦ 복도¦ x3¦ FR-CVVSB 6C/1.5㎟x1조¦ (탁상형 PAGING)¦ (PAGING)¦ (PAGING)¦ (PAGING)¦ (1,450W)¦ 이사장실¦ x2¦ 검사고 방송설비 CABLE WIRING DIAGRAM¦ 검사고 방송설비 CABLE WIRING DIAGRAM¦ S = NONE¦ NONE¦ 차량기지¦ 차량기지¦ T¦ 9¦ 2¦ 0¦ 3¦ 0¦ 2¦ 6¦ 0¦ 1¦ 8¦
| 1단계_정거장 - 복사본 | 1단계_정거장 - 복사본 | 043. T7009934-004 917정거장 출입통제설비 지하1층 철거 평면도 (2_2).dwg | C/R¦ {\C0;vmh}¦ CONSOLE¦ P¦ \A1;2,000¦ \A1;7,500¦ \A1;7,500¦ \A1;7,500¦ \A1;7,500¦ \A1;7,500¦ \A1;7,500¦ \A1;7,500¦ \A1;7,500¦ \A1;7,500¦ \A1;7,500¦ \A1;7,500¦ \A1;84,500¦ \A1;7,500¦ \A1;7,500¦ \A1;7,500¦ \A1;7,500¦ \A1;7,500¦ \A1;37,500¦ \A1;7,070¦ \A1;9,160¦ \A1;9,160¦ \A1;3,300¦ \A1;28,690¦ DN¦ L¦ UTP Cat.5E 4Px2조 (출입통제)¦ (16) UTP Cat.5E 4Px2조 (출입통제)¦ KEY PLAN¦ X11¦ X12¦ X13¦ X14¦ X15¦ X16¦ X17¦ X18¦ X19¦ X20¦ X21¦ X22¦ X23¦ X24¦ X25¦ X26¦ X27¦ Y04¦ Y02¦ Y00¦ Y01¦ Y03¦ 안전관리실¦ 발매기실 2¦ 화장실 2 (PAID)¦ 공조기계실 2¦ 물탱크실¦ 환승통로¦ 대 합 실¦ DN¦ DN¦ 화장실 1 (FREE)¦ 국철노량진역과환승¦ 신축중인 건물과연결¦ 대합실(PAID)¦ UP¦ UP¦ 방범셔터¦ DN¦ 내부계단 3¦ 외부출입구 3¦ 외부출입구 2¦ 내부계단 2¦ UP¦ UP¦ 외부엘리베이터 1¦ 내부엘리베이터 1¦ 내부엘리베이터 2¦ 917 정거장 ¦ STA.18km111.750¦ MATCH LINE DWG No. "S1-TA-S17-DB-018-0"¦ 지상E/L¦ 임대상가2¦ 임대상가1¦ UTP Cat.5E 4Px2조 (출입통제)¦ 917정거장 출입통제설비 지하1층 철거 평면도 (2/2)¦ 917정거장 출입통제설비 지하1층 철거 평면도 (2/2)¦ S = 1 / 400¦ 1/400¦ 지하철 917정거장¦ 샛강¦ 노량진¦ 노들¦ T¦ 7¦ 0¦ 0¦ 9¦ 9¦ 3¦ 4¦ 4¦ 0¦ 0¦ P¦
| 1단계_정거장 - 복사본 | 1단계_정거장 - 복사본 | 044. T9203038-004 FDF 24C 상세도.dwg | FDF 24C 상세도¦ NONE¦ FDF 24C 상세도¦ S = NONE¦ Unregistered Version - http://www.aidecad.com¦ FDF¦ FDF 24C (외부도면)¦ FDF 24C (내부도면)¦ 케이블 그랜드PG29¦ 48C 취부판¦ T¦ 9¦ 2¦ 0¦ 3¦ 0¦ 3¦ 8¦ 0¦ 0¦ 4¦ 공통¦
| 1단계_정거장 - 복사본 | 1단계_정거장 - 복사본 | 077. T9103038-029 AGM CHANEL BASE 설치 상세도.dwg | \A1;300¦ \A1;75¦ \A1;225¦ \A1;30¦ \A1;40¦ \A1;70¦ \A1;290¦ \A1;2¦ \A1;33.0¦ \A1;35.0¦ \A1;225¦ \A1;75(POWER CABLE)¦ \A1;50¦ \A1;250¦ \A1;50¦ \A1;250¦ \A1;300¦ \A1;300¦ \A1;8¦ \A1;213¦ \A1;8¦ \A1;600¦ \A1;225¦ \A1;2¦ \A1;2¦ \A1;2¦ \A1;15¦ \A1;304¦ \A1;200¦ \A1;600¦ \A1;200¦ \A1;600¦ \A1;200¦ \A1;600¦ \A1;600¦ \A1;200¦ \A1;200¦ \A1;900¦ \A1;(GATE FRAME SIZE)1800¦ \A1;225¦ \A1;295.0¦ \A1;225(F7 SIZE)¦ \A1;295.0¦ \A1;790¦ \A1;30¦ \A1;40¦ \A1;(GATE FRAME SIZE)¦ \A1;900.0(BASE SIZE)¦ \A1;100¦ \A1;200¦ \A1;15.0¦ \A1;225¦ \A1;30¦ \A1;40¦ \A1;75(DATE CABLE)¦ \A1;75(DATE CABLE)¦ \A1;75¦ \A1;75¦ \A1;229¦ -¦ T¦ 0¦ 0¦ 0¦ 0¦ 0¦ 0¦ 0¦ 0¦ 0¦ 0¦ ¦ ¦ ¦ ¦ ¦ ¦ ¦ ¦ ¦ ¦ ¦ ¦ ¦ ¦ ¦ ¦ ¦ ¦ ¦ ¦ ¦ ¦ ¦ ¦ TYPE : 7 - 3¦ FLOOR MAKER¦ (300x300x2t)¦ JUNCTION 덮개¦ (황동제 5mm)¦ 볼트¦ 대리석¦ 대리석¦ 뚜껑(신주)¦ F7-3¦ F7¦ JUNCTION BOX 덮개 : (AGM F7)¦ 덮개단면도 A-A'¦ 덮개¦ (황동제 5mm)¦ 볼트¦ ¦ ¦ C¦ C'¦ ¦ ¦ ¦ A'¦ B¦ B'¦ A¦ SECTION "A-A'"¦ 몰타르 윗면¦ 대리석¦ 몰타르¦ SECTION "B-B'"¦ SECTION "C-C'"¦ 대리석¦ 몰타르¦ 대리석¦ 대리석 윗면¦ 콘크리트 윗면¦ 기초 ANCHOR BOLT (M16용)¦ 몰타르¦ Φ290¦ Φ265¦ 1. 재질 : STS 302,304¦ NOTE¦ 2. 가공후 BURR제거 할 것¦ 3. 개집표기간 뚜껑 크기는 600mm로 할 것¦ 4. 매표소에서 최초 AGM 까지는 전체길이로 할 것¦ AGM CHANEL BASE 설치 상세도¦ AGM CHANEL BASE 설치 상세도¦ S = NONE¦ NONE¦ 공통¦ T¦ 9¦ 1¦ 0¦ 3¦ 0¦ 3¦ 8¦ 0¦ 2¦ 9¦ \A1;8¦ \A1;8¦ \A1;300¦ \A1;150¦ 공통¦
| 1단계_정거장 - 복사본 | 1단계_정거장 - 복사본 | 045. T7005034-002 913정거장 CCTV,TDI,시계설비 지하1층 신설평면도 (2_2).dwg | P¦ \A1;21,370¦ \A1;6,750¦ \A1;7,800¦ \A1;6,820¦ \A1;3,870¦ \A1;7,500¦ \A1;81,370¦ \A1;7,500¦ \A1;7,500¦ \A1;7,500¦ \A1;7,500¦ \A1;7,500¦ \A1;7,500¦ \A1;7,500¦ \A1;5,000¦ \A1;5,000¦ \A1;7,500¦ L¦ L1¦ TRAY (300x100)¦ UTP CAT.5E 25Px1조 (CONSOLE)¦ UTP CAT.5E 4Px4조 (CONSOLE)¦ FR-CV 3C/6.0㎟x1조 (LSE POWER)¦ UTP Cat.5E 4Px2조 (CL POWER)(신설)¦ F-CV 3C/2.5㎟x1조 (공간화상)(기존활용)¦ OF- SM-4Cx1조 (공간화상)(기존활용)¦ UTP Cat.5E4Px15조 (CAMERA)(신설)¦ OF-SM-8C(난연)x10조(신설) ¦ FR-CV 3C/4.0㎟x10조(신설) ¦ OF-SM-8C(난연)x2조(승강장모니터)(신설) ¦ FR-CV 3C/4.0㎟x2조(승강장모니터)(신설) ¦ C/R¦ MATCH LINE DWG No. "S1-TA-S13-DB-023-0"¦ MATCH LINE¦ B¦ C¦ A¦ D¦ TRAY (300x100)¦ E¦ TRAY (300x100)¦ F¦ G¦ H¦ KEY PLAN¦ J¦ X13¦ X14¦ X15¦ X16¦ X17¦ X18¦ X19¦ X20¦ X21¦ X22¦ X23¦ X24¦ Y00¦ Y02¦ Y05¦ Y07¦ Y01¦ Y03¦ Y06¦ Y04¦ 2호선 대합실 외부출입구¦ UP¦ 이동통신기계실¦ 편 의 점¦ 대합실¦ 승무대기실(남)¦ 용역원대기실¦ 승무원 락커룸(여)¦ 승무원 락커룸(남)¦ 승무대기실(여)¦ 화장실¦ 외부출입구2¦ 내부엘리베이터1¦ 외부통로2¦ 외부출입구7¦ 외부엘리베이터4¦ 외부통로4¦ ES-4¦ (P11:200x200x100)¦ ELE-3¦ 지상E/L¦ ELE-4¦ MATCH LINE¦ (P16:200x200x100)¦ ES-6(1)¦ ELE-5¦ (P10:200x200x100)¦ ES-5¦ (P14:200x200x100)¦ T-1¦ AGM-1¦ (P13:300x300x200)¦ ATVM-1¦ A¦ B¦ D¦ E¦ F¦ (P8:200x200x100)¦ (P9:200x200x100)¦ C¦ H¦ G¦ AGM-2¦ (P12:300x300x200)¦ (P15:200x200x100)¦ J¦ ES-6(2)¦ NOTE¦ 1. 광케이블, 전원/접지케이블 (OF-SM-4Core, CV 3C/2.5㎟)¦ 3. 승강장 ANT설치위치: 열차 진행방향 정거장 시종점부에 설치¦ 2. 광케이블, 전원/접지케이블 (OF-SM-8Core, CV 3C/2.5㎟)¦ vmh¦ vmh¦ vmh¦ vmh¦ vmh¦ vmh¦ vmh¦ vmh¦ vmh¦ vmh¦ vmh¦ 발매기실¦ 용역창고¦ K¦ K¦ J¦ 임대상가1¦ TRAY (300x100)¦ UTP Cat.5E4Px7조 (CAMERA)¦ TRAY (300x100)¦ TRAY (300x100)¦ UTP Cat.5E4Px10조 (CAMERA)¦ UTP Cat.5E4Px5조 (CAMERA)¦ TRAY (300x100)¦ UTP Cat.5E4Px4조 (CAMERA)¦ UTP Cat.5E4Px3조 (CAMERA)¦ UTP Cat.5E4Px1조 (CAMERA)¦ (16) UTP Cat.5E4Px2조 (CAMERA)¦ (22) UTP Cat.5E4Px1조 (CAMERA)¦ (16) UTP Cat.5E4Px1조 (CAMERA)¦ (28) UTP Cat.5E4Px3조 (CAMERA)¦ (16) UTP Cat.5E4Px1조 (CAMERA)¦ UP TO 지상E/L¦ (16) UTP Cat.5E4Px1조 (CAMERA)¦ (16) UTP Cat.5E4Px1조 (CAMERA)¦ (16) UTP Cat.5E4Px1조 (CAMERA)¦ DOWN TO 지하1층 E/L¦ (16) UTP Cat.5E4Px1조 (CAMERA)¦ (16) UTP Cat.5E4Px1조 (CAMERA)¦ (16) UTP Cat.5E4Px1조 (CAMERA)¦ (16) UTP Cat.5E4Px1조 (CAMERA)¦ (22) UTP Cat.5E4Px2조 (CAMERA)¦ (16) UTP Cat.5E4Px1조 (CAMERA)¦ (28) UTP Cat.5E4Px3조 (CAMERA)¦ DOWN TO 지하2층¦ TRAY (600x150)¦ L¦ L¦ (28) FR-CV 3C/4.0㎟x2조 (대합실게시기 POWER)(기존활용)¦ L¦ M¦ M¦ FR-CV 3C/4.0㎟x2조 (대합실게시기 POWER)(기존활용)¦ 지하2층¦ TRAY (300x100)¦ (16) OF-MM-8Core(난연)x1조 (대합실게시기)(신설)¦ OF-MM-8Core(난연)x1조 (대합실게시기)(신설)¦ FR-CV 3C/4.0㎟x2조 (대합실게시기 POWER)(기존활용)¦ OF-MM-8Core(난연)x1조 (대합실게시기)(신설)¦ FR-CV 3C/4.0㎟x2조 (대합실게시기 POWER)(기존활용)¦ OF-MM-8Core(난연)x1조 (대합실게시기)(신설)¦ FR-CV 3C/4.0㎟x2조 (대합실게시기 POWER)(기존활용)¦ OF-MM-8Core(난연)x1조 (대합실게시기)(신설)¦ 지하철 913정거장¦ 선유도¦ 당산¦ 국회의사당¦ 1/400¦ S = 1 / 400¦ 913정거장 CCTV,TDI,시계설비 지하1층 신설평면도(2/2)¦ 913정거장 CCTV,TDI,시계설비 지하1층¦ 신설평면도(2/2)¦ T¦ 7¦ 0¦ 0¦ 5¦ 0¦ 3¦ 4¦ 0¦ 0¦ 2¦ CCTV(기존동축활용)¦ P¦
| 1단계_정거장 - 복사본 | 1단계_정거장 - 복사본 | 019. T7001034-002 912정거장 전화설비 지하2층 신설평면도 (1_2).dwg | IP¦ CONSOLE¦ \A1;500¦ KT¦ \A1;2,400¦ \A1;30,700¦ \A1;12,950¦ \A1;2,400¦ \A1;12,950¦ \A1;78,750¦ \A1;3,750¦ \A1;7,500¦ \A1;7,500¦ \A1;7,500¦ \A1;6,000¦ \A1;4,000¦ \A1;7,500¦ \A1;5,000¦ \A1;5,000¦ \A1;5,000¦ \A1;5,000¦ \A1;5,000¦ \A1;5,000¦ \A1;5,000¦ \A1;5,000¦ \A1;5,000¦ \A1;5,000¦ \A1;5,000¦ \A1;20,000¦ \A1;37,750¦ \A1;41,000¦ 1. 일반교환기에 수용된 전화기는 IP전화기로 교체한다.¦ NOTE¦ 2. 콜폰, E/L폰, 승강장 비상통화장치도 교체한다.¦ 3. 전화 및 인터폰 구간의 배선배관은 기존활용한다.¦ 1. 음향유도기 전원은 전기콘센트를 이용한다.¦ NOTE¦ 2. 증폭기전원은 전기콘센트를 이용한다.¦ 3. 통신기계실 및 안전관리실 MAIN 분전반은 전기에서 설치한다.¦ 상세"A"¦ 단면 상세(A-A)¦ G¦ (28) UTP Cat.5E 25Px1조 (전기실)¦ (28) UTP Cat.5E 25Px1조 (운영원대기실)¦ (16) UTP Cat.5E 4Px2조 (공조기계실1)¦ (16) UTP Cat.5E 4Px2조 (이동통신기계실)¦ (16) UTP Cat.5E 4Px2조 (용역원대기실)¦ H¦ TRTAY (300x100)¦ UTP Cat.5E 25Px1조 (운영원대기실)¦ UTP Cat.5E 25Px1조 (전기실)¦ UTP Cat.5E 4Px2조 (공조기계실1)¦ UTP Cat.5E 4Px2조 (이동통신기계실)¦ UTP Cat.5E 4Px2조 (용역원대기실)¦ UTP Cat.5E 25Px2조 (안전관리실)¦ UTP Cat.5E 25Px1조 (콜폰)¦ UTP Cat.5E 25Px2조 (CONSOLE CONTROL, LSE)¦ (36)x2 SPARE (전기실, 운영원대기실)¦ F¦ (16) UTP Cat.5E 4Px2조 (이동통신기계실)¦ (16) UTP Cat.5E 4Px2조 (용역원대기실)¦ E¦ UTP Cat.5E 25Px2조 (안전관리실)¦ TRTAY (300x100)¦ UTP Cat.5E 25Px2조 (CONSOLE CONTROL, LSE)¦ D¦ UTP Cat.5E 25Px2조 (안전관리실)¦ TRAY (600x150)¦ DOWN TO 안전관리실 ACCESS FLOOR¦ UTP Cat.5E 25Px2조 (CONSOLE CONTROL, LSE)¦ (28) UTP Cat.5E 25Px1조 (전기실)¦ C¦ (28) UTP Cat.5E 25Px1조 (운영원대기실)¦ (16) UTP Cat.5E 4Px2조 (공조기계실1)¦ A¦ (28) UTP Cat.5E 25Px1조 (운영원대기실)¦ B¦ (28) UTP Cat.5E 25Px1조 (전기실)¦ (36) SPARE (운영원대기실)¦ (36) SPARE (전기실)¦ (36)x2 SPARE (전기실, 운영원대기실)¦ 정거장 환기구에 설치¦ 접지 인출 BOX(STS):통신분야(3회선)¦ A¦ B¦ B¦ A¦ 접지 인출 BOX(STS) ¦ G.L=109.546¦ 환기구(배기)¦ 70C¦ (TO:접지봉)¦ 500x400 (통신분야)¦ (16) UTP Cat.5E 4Px1조 (운영원대기실)¦ (16) UTP Cat.5E 4Px1조 (운영원대기실)¦ (16) UTP Cat.5E 4Px1조 (운영원대기실)¦ UTP Cat.5E 4Px1조 (운영원대기실)¦ KEY PLAN¦ X07¦ X08¦ X09¦ X11¦ X12¦ X15¦ X16¦ X10¦ X13¦ X14¦ X17¦ X20¦ X21¦ X18¦ X19¦ X22¦ X23¦ X24¦ Y00¦ Y02¦ Y03¦ Y06¦ Y04¦ DN¦ DN¦ 이동통신기계실¦ 용역원 대기실¦ 비상전원실¦ 전기실¦ 안전관리실¦ 변전실 ¦ 운영원대기실¦ 복 도¦ CO2실¦ 공조기계실1¦ CO2실¦ MATCH LINE DWG No. "S1-TA-S12-DB-011-0"¦ x4 ¦ x2 ¦ x2 ¦ x2 ¦ x2¦ x2¦ (16) UTP Cat.5E 4Px2조 (공조기계실1)¦ B¦ A¦ C¦ (16) UTP Cat.5E 4Px2조 (이동통신기계실)¦ (42) 인터폰선 0.6x2Px14조 (INT)¦ UTP 25P¦ [TB No.3]¦ UTP 50P¦ [TB No.4]¦ UTP 25P¦ [TB No.1]¦ (P9:400x400x200)¦ UTP 25P¦ [TB No.2]¦ (P11:400x400x200)¦ (P10:200x200x100)¦ D¦ UP TO 환기구¦ 상세도 "A"참조¦ (P7:200x200x100)¦ (16) UTP Cat.5E 4Px2조 (공조기계실1)¦ (P8:300x300x200)¦ F¦ Hi-PVC 54mm¦ (P6:400x400x200)¦ x2 ¦ (16) UTP Cat.5E 4Px2조 (공조기계실1)¦ G¦ H¦ E¦ 접지단자함¦ UTP Cat.5E 4Px1조 (편의점)¦ UTP Cat.5E 4Px1조 (편의점)¦ UTP Cat.5E 4Px1조 (편의점)¦ 인터폰선 0.6x2Px14조 (INT)¦ UTP Cat.5E 25Px1조 (콜폰)¦ 인터폰선 0.6x2Px14조 (INT)¦ UTP Cat.5E 25Px1조 (콜폰)¦ 인터폰선 0.6x2Px14조 (INT)¦ 4-31~34¦ 4-35~38¦ 5-1~4¦ 5-5~8¦ 4-11~14¦ 4-15~18¦ V1.2.3.4¦ V1.2¦ D7¦ D1~6¦ UTP Cat.5E 25Px2조 (안전관리실)(신설)¦ UTP Cat.5E 25Px2조 (안전관리실)(신설)¦ UTP Cat.5E 25Px2조 (안전관리실)(신설)¦ OF-SM-24Core(난연)x1조 (안전관리실)(신설)¦ OF-SM-24Core(난연)x1조 (안전관리실)(신설)¦ OF-SM-24Core(난연)x1조 (안전관리실)(신설)¦ 1. 일반교환기에 수용된 전화기는 안전관리실만 IP전화기로 교체한다.¦ NOTE¦ 2. 콜폰, E/L폰, 승강장 비상통화장치도 교체한다.¦ 3. 전화 및 인터폰 구간의 배선배관은 기존활용한다.¦ 지하철 912정거장¦ 신목동¦ 선유도¦ 당산¦ 1/400¦ 912정거장 전화설비 지하2층 신설평면도(1/2)¦ S = 1/400¦ 912정거장 전화설비 지하2층 신설평면도(1/2)¦ T¦ 7¦ 0¦ 0¦ 1¦ 0¦ 3¦ 4¦ 0¦ 0¦ 2¦ (기설활용)¦ P¦
| 1단계_정거장 - 복사본 | 1단계_정거장 - 복사본 | 007. T1001026-003 902정거장 COMMUNICATION AND ADMINISTRATION ROOM.dwg | INT¦ KEY PLAN¦ 1. 일반교환기에 수용된 전화기는 IP전화기로 교체한다.¦ NOTE¦ 2. 콜폰, E/L폰, 승강장 비상통화장치도 교체한다.¦ 3. 전화 및 인터폰 구간의 배선배관은 기존활용한다.¦ ~¦ \A1;15000¦ \A1;15000¦ \A1;15000¦ \A1;15000¦ \A1;15000¦ \A1;706¦ \A1;1263¦ \A1;675¦ \A1;1369¦ \A1;3001¦ \A1;1588¦ 보안접지(100 )¦ 통신기기접지(10 )¦ 통신SHEATH접지(5 )¦ 비상벨 모장치¦ CV 4C/22 X2¦ CPEV 5P/.65(RAIL CONDITION)¦ CPEV 5P/.65X1(궤도), UTP CAT.5 25P(방송)¦ CPEV 5P/.65(RAIL CONDITION)¦ COMMUNICATION ROOM WIRING PLAN¦ GV 14¦ GV 14¦ GV 14¦ VCT 2C/5.5 (LAN)¦ TO : 신호 LDTS¦ O/F JUMPER CORD(FC-PC)¦ CPEV-S 0.9/10PX2¦ CPEV-S 0.9/20PX2¦ 연선전화¦ O/F-16CX2(SM)¦ TO:NEXT¦ STATION¦ UTP CAT.5 4PX1¦ UTP CAT.5 25PX2¦ UTP CAT.5 4PX1¦ CPEV 10P/.65X1¦ CVV 2C/2¦ IV 2.0X2¦ UTP CAT.5 4PX1¦ UTP CAT.5 25PX1¦ UTP CAT.5 25PX2¦ CVVS 20C/1.25¦ O/F JUMPER CORD(FC-PC)¦ UTP CAT.5 25PX4¦ CVVS 10C/.65X2¦ O F D¦ 배 선 반¦ 분 전 반¦ VCT 2C/5.5 X2¦ VCT 2C/5.5¦ GV 14¦ GV 14¦ VCT 2C/5.5 X2¦ GV 14¦ GV 14¦ GV 14¦ GV 14¦ GV 14¦ VCT 2C/5.5¦ VCT 2C/5.5¦ GV 14¦ GV 14¦ GV 14¦ 접지단자함¦ GV 14¦ VCT 2C/5.5 X2¦ VCT 2C/14¦ VCT 2C/5.5¦ RACK¦ KEY PHONE¦ UTP CAT.5 4PX1, CPEV 5P/.65X1¦ UL2464-24AWGX60C(방송), CPEV-S 0.9X5P¦ 5C-2V X5¦ VCT 2C/5.5 X2¦ CVVS 5C/2.0 X2¦ FR-3 2.0X3¦ M U X¦ U. P. S¦ V T S¦ RACK¦ SUB MASTER¦ 방 송 설 비¦ RACK¦ CLOCK¦ 복합통신 설비¦ RACK¦ LIMIT S/W¦ 종합 CONSOLE¦ LIMIT SWITCH¦ 복합통신 설비¦ 예비랙(이동통신용)¦ KEYPHONE RACK¦ 14¦ 13¦ 12¦ 11¦ F A X ¦ 10¦ 9¦ 8¦ 7¦ 전기 시계¦ 6¦ 5¦ 4¦ 3¦ 방송 장비¦ 배 선 반¦ D/I MUX¦ VTS RACK¦ 2¦ 1¦ BATTERY¦ U P S¦ GV 14¦ 블럭 단자(200P)¦ ADMINISTRATION ROOM WIRING PLAN¦ 종 합 C O N S O L E¦ 안내 게시기¦ P.A REMOTE¦ PANEL¦ TRAIN RADIO¦ MONITOR¦ F A X¦ 비상벨 모장치¦ 화재 수신반¦ (방재 단자함)¦ X¦ 06¦ X¦ 05¦ 03¦ Y¦ 04¦ X¦ 03¦ X¦ 02¦ X¦ 01¦ X¦ Y¦ 04¦ 방송설비 ¦ 전기시계설비 ¦ SMS¦ PRINTER¦ 출입통제설비 ¦ PRINTER¦ 열차무선설비 ¦ 종합집중 관리 CONSOLE¦ 종합무선 중계설비¦ 11¦ 12¦ 14¦ 13¦ 6¦ 7¦ 8¦ 10¦ 9¦ 2,700 x 1,400 x 1,580¦ 700 x 800¦ 653 x 540¦ 600 x 800 x 814¦ 600 x 700¦ 600 x 700¦ 500 x 200¦ 600 x 700¦ 600 x 700¦ 배선반 (OFD)¦ 키폰¦ 전송장비 ¦ 화상설비 ¦ Equipment Schedule¦ 번 호¦ 1¦ 4¦ 3¦ 5¦ 2¦ 규 격 (W x D)¦ 600 x 700¦ 600 x 700¦ 600 x 300¦ 1270 x 500¦ 장 비 명¦ 냉난방기¦ 1100 x 500¦ 통신,신호기계실¦ 비품창고¦ 12¦ 11¦ 14¦ 13¦ 역무실¦ 1¦ 2¦ BATT¦ DIST¦ UPS¦ AVR¦ 9¦ 2¦ 5¦ 5¦ 6¦ 3¦ 4¦ 4¦ 7¦ 8¦ 8¦ 8¦ 15¦ 15¦ 행선안내설비¦ 600 x 700¦ 접지 단자함¦ 품 목¦ W450 x H100¦ W450 x 10개¦ W450 x 5개¦ 규 격 (W x H)¦ 2¦ 3¦ 1¦ 번 호¦ CABLR TRAY 규격¦ HORIZONTAL ELBOW¦ HORIZONTAL TEE¦ CABLE TRAY¦ 지하철 902정거장¦ 김포공항¦ 공항시장¦ NONE¦ COMMUNICATION AND ADMINISTRATION ROOM PLAN¦ S = NONE¦ T¦ 1¦ 0¦ 0¦ 1¦ 0¦ 2¦ 6¦ 0¦ 0¦ 3¦ 개화¦ COMMUNICATION AND ADMINISTRATION ¦ ROOM PLAN¦ P¦
| 1단계_정거장 - 복사본 | 1단계_정거장 - 복사본 | 062. T9203038-020 TERMINAL BOX 상세도.dwg | \A1;15¦ \A1;95¦ \A1;250¦ \A1;95¦ \A1;60¦ \A1;232¦ \A1;15¦ \A1;20¦ \A1;20¦ \A1;120¦ \A1;15¦ \A1;95¦ \A1;15¦ \A1;40¦ \A1;15¦ \A1;350¦ \A1;70¦ \A1;70¦ \A1;210¦ \A1;120¦ \A1;16¦ \A1;20¦ \A1;25¦ \A1;15¦ \A1;15¦ \A1;10¦ \A1;92.5¦ \A1;20¦ \A1;95¦ \A1;450¦ \A1;350¦ \A1;15¦ \A1;232¦ \A1;210¦ \A1;400¦ \A1;40¦ \A1;95¦ \A1;95¦ \A1;40¦ \A1;300¦ \A1;110¦ \A1;91¦ \A1;6¦ \A1;94.4¦ \A1;238¦ \A1;121¦ \A1;196.7¦ \A1;50¦ \A1;50¦ \A1;66¦ \A1;11.2500¦ \A1;44.0750¦ \A1;35.5750¦ A¦ B¦ A¦ B¦ \A1;H¦ -¦ T¦ 0¦ 0¦ 0¦ 0¦ 0¦ 0¦ 0¦ 0¦ 0¦ 0¦ 공통¦ 통합 배선 단자함¦ 열쇠구멍¦ DOOR¦ (전화, LAN)¦ 육각볼트,넛트(M6x15)¦ 통합 배선 단자함¦ 버튼손잡이¦ 통풍구¦ UTP TB.NO¦ 열쇠구멍¦ 버튼손잡이¦ 통풍구¦ DOOR¦ (전화, LAN)¦ UTP TB.NO¦ UTP TB 50P용 [400x300x120]¦ 블럭단자(50P)¦ WELDING¦ 블럭단자(50P)¦ WELDING¦ 육각볼트,넛트(M6X15)¦ UTP TB 25P용 [350x250x120]¦ 페크라이트판¦ 함체¦ (M6x20)¦ 육각볼트넛트¦ 92.5¦ 15¦ 20¦ WELDING¦ 50P 피뢰탄기반 구조도¦ 육각볼트너트¦ (10T)¦ 50P 피뢰탄기반¦ DETAIL "D"¦ (M6x20)¦ BAKLITE¦ (25x12x3t)¦ 소형 ㄷ형강¦ WELDING¦ TERMINAL¦ DOOR¦ DOOR PIN¦ WASHER¦ RUBBER PACKING¦ DETAIL "A"¦ DETAIL "B"¦ 페크라이트판¦ 50P 피뢰탄기반¦ Φ8mm¦ 함체¦ DETAIL "C"¦ 1. 카바는 스텐레스 (27종 t:1.5) 제로하고 몸체는 2.0t스텐레스로 한다.¦ NOTE¦ 2. 단자함 KEY는 각 단자함 동일한 제품으로 우수한 재료를 사용한다.¦ 3. 절연 베크라이트 두께는 10t로 한다.¦ 4. 스텐레스 원판은 헤어라인 처리하고 절곡부분은 V Cut 시공하여 외관상 미려¦ 하게 제작하여야 한다.¦ 5. 단자함 커버내에는 선번장을 넣을수 있도록 제작한다.¦ 1부는 감독관에 제출한다.¦ 7. 케이블 성단이 완료되면 최종시험후 선번장을 작성하여 1부는 단자반에 배치하고¦ 6. 단자함 중앙상단에 단자함 번호를 아크릴로 인쇄하여 부착한다.¦ {\fArial¦b0¦i0¦c0¦p32;A}¦ {\fArial¦b0¦i0¦c0¦p32;B}¦ {\fArial¦b0¦i0¦c0¦p32;50P}¦ 100{\fArial¦b0¦i0¦c0¦p32;P}¦ 200{\fArial¦b0¦i0¦c0¦p32;P}¦ 600¦ 600¦ 200¦ 300¦ 500¦ 500¦ {\fArial¦b0¦i0¦c0¦p32;H}¦ 130¦ 130¦ 100¦ 110 BK - 100¦ 스텐레스 1.5t¦ 카바¦ 스텐레스 2.0t¦ 함체¦ I D F 단 자 함¦ ( ) P ¦ UTP TB.NO¦ 300¦ 400¦ 100¦ {\fArial¦b0¦i0¦c0¦p32;25P}¦ IDF 단자함¦ TERMINAL BOX 상세도¦ TERMINAL BOX 상세도¦ S = NONE¦ NONE¦ 공통¦ T¦ 9¦ 2¦ 0¦ 3¦ 0¦ 3¦ 8¦ 0¦ 2¦ 0¦
| 1단계_정거장 - 복사본 | 1단계_정거장 - 복사본 | 089. T9203026-022 차량기지 부속동 구내통신설비 & 방송설비 CABLE WIRING DIAGRAM (2_2).dwg | T¦ x2¦ x2¦ x3¦ x4¦ x4¦ 경비실(정문)¦ 수위실¦ 종합관리 및 복지후생동¦ 종합사령실기계실 (3F)¦ 검사고¦ (통신기계실)¦ .¦ P¦ A¦ A¦ M¦ P¦ R¦ A¦ C¦ K¦ M¦ D¦ F¦ 펌프실¦ 유류고-2¦ 유류고-3¦ 기취고실¦ 수위실¦ 숙직실¦ 창고¦ 화장실¦ 일반쓰레기저장고¦ 재활용쓰레기저장고¦ 지정폐기물저장고¦ 시험동¦ 화장실¦ 분철창고¦ 데이타처리장치실¦ 자동일상검사장실¦ 차체자동세척고¦ 유류고¦ 경비실(정문)¦ 유류고-1¦ 기취고¦ 재활용집하장¦ 시험동¦ 분철창고¦ 자동일상검사장치실¦ 수위실¦ 창고¦ 화장실¦ 경비실(후문)¦ 발전기실¦ To: 모타카고 창고¦ To: 모타카고 창고¦ To: 중정비쎈타 통합분소¦ F/S(JF) 0.65x25P(50%차폐)x1조¦ F/S(JF) 0.65x25P(50%차폐)x1조¦ F/S(JF) 0.65x12P(50%차폐)x1조¦ x2¦ x2¦ FR-CVVSB 3C/2.5㎟x1조¦ FR-CVVSB 3C/2.5㎟x1조¦ FR-CVVSB 3C/2.5㎟x1조¦ FR-CVVSB 3C/2.5㎟x1조¦ FR-CVVSB 3C/2.5㎟x1조¦ FR-CVVSB 3C/2.5㎟x1조¦ FR-CVVSB 3C/2.5㎟x1조¦ FR-CVVSB 3C/2.5㎟x1조¦ FR-CVVSB 3C/2.5㎟x1조¦ OF-MM-4Corex1조 (CAMERA), FR-CV 3C/6.0㎟x1조 (CA POWER):(기존활용)¦ (차체자동세척고 x 1)¦ OF-MM-4Corex1조 (CAMERA), FR-CV 3C/6.0㎟x1조 (CA POWER):(기존활용)¦ (기취고 x 1)¦ OF-MM-4Corex1조 (CAMERA), FR-CV 3C/6.0㎟x1조 (CA POWER):(기존활용)¦ (경비실(정문) x 1)¦ C¦ C¦ T¦ V¦ R¦ A¦ C¦ K¦ 종합창고¦ H/E¦ R¦ 10C-HFBTx1조¦ 10C-HFBTx1조¦ TV¦ AMP¦ (2D)¦ R¦ 10C-HFBTx1조¦ (기설활용)¦ 차량기지 부속동 구내통신설비 CABLE WIRING DIAGRAM (2/2)¦ WIRING DIAGRAM (2/2)¦ S = NONE¦ 차량기지¦ 차량기지¦ NONE¦ 차량기지 부속동 구내통신설비 CABLE¦ T¦ 9¦ 2¦ 0¦ 3¦ 0¦ 2¦ 6¦ 0¦ 2¦ 2¦
| 1단계_정거장 - 복사본 | 1단계_정거장 - 복사본 | 015. T1001026-011 919정거장 출입통제설비 CABLE WIRING DIAGRAM.dwg | 통신기계실¦ UTP Cat.5E 4Px8조 (출입통제)¦ C/R¦ C/R¦ C/R¦ C/R¦ ELE-4 (지상층)¦ ELE-3 (대합실)¦ ELE-2 (지상층)¦ ELE-1 (대합실)¦ ELE-5 (대합실)¦ ELE-6 (대합실)¦ ES-1 (대합실)¦ ES-2 (대합실)¦ ES-3 (대합실)¦ ES-4 (대합실)¦ ES-5 (외부계단출입구)¦ ES-6 (외부계단출입구)¦ ES-7 (외부계단출입구)¦ T-1 (화장실.여)¦ P-1 (승강장)¦ P-2 (승강장)¦ P-4 (승강장)¦ P-5 (승강장)¦ AGM-1 (대합실)¦ ATVM-1 (대합실)¦ C-1 ( (대합실)¦ COMM-1 (통신기계실)¦ 안전관리실¦ 대합실¦ ELEC-1 (전기실)¦ ES-8 (외부계단출입구)¦ ELE-7 (승강장)¦ ELE-8 (승강장)¦ P-3 (승강장)¦ P-6 (승강장)¦ 발매기실¦ ES-9 (외부계단출입구)¦ ES-10 (외부계단출입구)¦ C-2 ( (대합실)¦ 용역원대기실¦ 출입¦ 통제¦ 시스템¦ (ACU)¦ AGM-2 (대합실)¦ 919정거장 출입통제설비 CABLE WIRING DIAGRAM¦ 919정거장 출입통제설비 CABLE WIRING DIAGRAM¦ S = NONE¦ NONE¦ 지하철 919정거장¦ 노들¦ 중앙대입구¦ 동작¦ T¦ 1¦ 0¦ 0¦ 1¦ 0¦ 2¦ 6¦ 0¦ 1¦ 1¦
| 1단계_정거장 - 복사본 | 1단계_정거장 - 복사본 | 074. T7001034-028 검사고 구내통신설비 지상3층 신설평면도.dwg | INT¦ P¦ \A1;10,000¦ \A1;10,000¦ \A1;10,000¦ \A1;10,000¦ \A1;10,000¦ \A1;10,000¦ \A1;10,000¦ \A1;10,000¦ \A1;10,000¦ \A1;10,000¦ \A1;10,000¦ \A1;10,000¦ \A1;10,000¦ \A1;10,000¦ \A1;140,000¦ \A1;24,000¦ \A1;50,000¦ \A1;27,500¦ \A1;43,000¦ \A1;3,500¦ \A1;15,000¦ \A1;6,400¦ \A1;6,400¦ \A1;2,200¦ \A1;2,000¦ \A1;2,000¦ 옥상 휴게실¦ 옥 상¦ SLOPE¦ SLOPE¦ SLOPE¦ SLOPE¦ SLOPE¦ X12¦ X14¦ X11¦ X10¦ X05¦ X04¦ X02¦ X03¦ X02¦ X01¦ X07¦ X06¦ X08¦ X13¦ X09¦ X00¦ YO0¦ YO1¦ YO3¦ YO2¦ 계단실-1¦ 계단실-2¦ 침실¦ 린넨창고¦ 휴 게 실¦ DN¦ SLOPE¦ SLOPE¦ SLOPE¦ SLOPE¦ DN¦ SLOPE¦ SLOPE¦ SLOPE¦ SLOPE¦ SLOPE¦ SLOPE¦ SLOPE¦ SLOPE¦ SLOPE¦ SLOPE¦ SLOPE¦ SLOPE¦ SLOPE¦ SLOPE¦ SLOPE¦ SLOPE¦ SLOPE¦ SLOPE¦ SLOPE¦ SLOPE¦ SLOPE¦ SLOPE¦ SLOPE¦ SLOPE¦ Ø150 아연도강관선홈통¦ 탕 비 실¦ 샤워실¦ (16) 5C-HFBTx1조 (TV)¦ (22) UTP Cat.5E 4Px4조 (침실)¦ (16) 인터폰선 0.6x2Px4조 (INT)¦ (16) 5C-HFBTx1조 (TV)¦ (36) UTP Cat.5E 4Px9조 (침실x8, 휴게실)¦ (28) 인터폰선 0.6x2Px8조 (INT)¦ DOWN TO 신호기계실¦ (16) 5C-HFBTx1조 (TV)¦ (16) UTP Cat.5E 4Px2조 (침실)¦ (16) 인터폰선 0.6x2Px2조 (INT)¦ R¦ (P28:200x200x100)¦ (P27:200x200x100)¦ (P26:200x200x100)¦ (22) 5C-HFBTx2조 (TV)¦ (16) UTP Cat.5E 4Px2조 (침실)¦ (16) 인터폰선 0.6x2Px2조 (INT)¦ (22) 5C-HFBTx2조 (TV)¦ (22) UTP Cat.5E 4Px4조 (침실)¦ (16) 인터폰선 0.6x2Px4조 (INT)¦ (22) 5C-HFBTx2조 (TV)¦ (16) UTP Cat.5E 4Px1조 (휴게실)¦ (16) 5C-HFBTx1조 (TV)¦ (36) UTP Cat.5E 4Px8조 (침실)¦ (28) 인터폰선 0.6x2Px8조 (INT)¦ (16) 5C-HFBTx1조 (TV)¦ (36) UTP Cat.5E 4Px8조 (침실)¦ (28) 인터폰선 0.6x2Px8조 (INT)¦ 9¦ 8¦ 6¦ 4¦ 2¦ 3¦ 1¦ 5¦ 7¦ 검사고 구내통신설비 지상3층 신설평면도¦ 검사고 구내통신설비 지상3층 신설평면도¦ S = 1/600¦ 1/600¦ 차량기지¦ 차량기지¦ T¦ 7¦ 0¦ 0¦ 1¦ 0¦ 3¦ 4¦ 0¦ 2¦ 8¦ T¦
| 1단계_정거장 - 복사본 | 1단계_정거장 - 복사본 | 014. T1001026-010 916정거장 AFC CABLE WIRING DIAGRAM (철거).dwg | D/I MUX (ROUTER)¦ (통신기계실)¦ 분전반 (전기시설분)¦ (안전관리실)¦ AFC 접지단자함¦ (안전관리실)¦ DPC BOX¦ 인터콤 모장치¦ SMS (S/W HUB)¦ (안전관리실)¦ 통로 안내표시기 (AIS)¦ 주제어장치 (안전관리실)¦ EM GATE¦ CONTROL BOX¦ 통로안내표시기 (AIM)¦ AGM 11형 (No.1)¦ AGM 12형 (No.2)¦ AGM 6형 (No.3)¦ AGM 8형 (No.5)¦ AGM 8형 (No.6)¦ AGM 8형 (No.7)¦ AGM 10형 (No.8) (HUB)¦ ATVM (No.1~2)¦ 환급기 (No.1)¦ OF-MM-4Cx1조¦ CPEV 0.9/5Px1조¦ F-GV 4.0㎟x2조¦ F-GV 4.0㎟x1조¦ F-GV 4.0㎟x1조¦ FR-CV 2C/4.0㎟x1조¦ EM. GATE (No.1) (개폐장치)¦ STP Cat.5E 4Px2조¦ FR-CVVS 4C/2.5㎟x1조 (DPC)¦ 접지단자함¦ F-GV 50㎟x1조 (통신시공분)¦ FR-CV 3C/4.0㎟x2조¦ FR-CV 3C/4.0㎟x1조¦ FR-CV 3C/4.0㎟x1조¦ FR-CV 3C/4.0㎟x1조¦ FR-CV 3C/4.0㎟x1조¦ FR-CV 3C/4.0㎟x1조¦ STP Cat.5E 4Px1조¦ CPEV 0.65/5Px1조 (INT)¦ CPEV 0.65/5Px1조 (INT)¦ AAM (No.1)¦ STP Cat.5E 4Px1조¦ F-GV 4.0㎟x1조¦ FR-CV 3C/4.0㎟x1조¦ FR-CV 3C/4.0㎟x2조¦ (안전관리실)¦ (안전관리실)¦ CROSS AISLE CABLE¦ CROSS AISLE CABLE¦ CROSS AISLE CABLE¦ CROSS AISLE CABLE¦ (승강장)¦ FR-CV 3C/4.0㎟x1조¦ AGM 8형 (No.4)¦ CROSS AISLE CABLE¦ CROSS AISLE CABLE¦ F-GV 4.0㎟x1조¦ STP Cat.5E 4Px1조¦ UTP Cat.5E 4Px1조¦ STP Cat.5E 4Px1조¦ STP Cat.5E 4Px1조¦ STP Cat.5E 4Px1조¦ STP Cat.5E 4Px1조¦ STP Cat.5E 4Px1조¦ STP Cat.5E 4Px1조¦ UTP Cat.5E 4Px2조¦ OF-SM-2Cx2조¦ 화재수신반¦ STP Cat.5E 4Px1조¦ F-GV 4.0㎟x1조¦ CPEV 0.65/5Px1조 (INT)¦ FR-CV 3C/4.0㎟x1조¦ STP Cat.5E 4Px1조¦ STP Cat.5E 4Px1조¦ 916정거장 AFC CABLE WIRING DIAGRAM (철거)¦ 916정거장 AFC CABLE WIRING DIAGRAM (철거)¦ S = NONE¦ NONE¦ 지하철 916정거장¦ 여의도¦ 샛강¦ 노량진¦ 0¦ 0¦ 1¦ T¦ 1¦ 0¦ 0¦ 1¦ 0¦ 2¦ 6¦
| 1단계_정거장 - 복사본 | 1단계_정거장 - 복사본 | 033. T7005034-004 919정거장 CCTV,TDI,시계설비 지하2층 신설평면도 (2_2).dwg | {\C0;vmh}¦ \A1;5,000¦ \A1;5,000¦ \A1;3,750¦ \A1;7,500¦ \A1;7,500¦ \A1;7,500¦ \A1;7,500¦ \A1;7,500¦ \A1;7,500¦ \A1;7,500¦ \A1;7,500¦ \A1;5,000¦ \A1;5,000¦ \A1;5,000¦ \A1;5,000¦ \A1;4,250¦ \A1;3,100¦ \A1;23,200¦ \A1;13,600¦ \A1;4,250¦ \A1;7,350¦ \A1;7,350¦ \A1;4,250¦ \A1;7,100¦ \A1;6,500¦ TRAY (300x100)¦ UTP CAT.5E 25Px1조 (CONSOLE)¦ UTP CAT.5E 4Px4조 (CONSOLE)¦ FR-CV 3C/6.0㎟x1조 (LSE POWER)¦ UTP Cat.5E 4Px2조 (CL POWER)(신설)¦ F-CV 3C/2.5㎟x1조 (공간화상)(기존활용)¦ OF- SM-4Cx1조 (공간화상)(기존활용)¦ UTP Cat.5E4Px15조 (CAMERA)(신설)¦ OF-SM-8C(난연)x10조(신설) ¦ FR-CV 3C/4.0㎟x10조(신설) ¦ OF-SM-8C(난연)x2조(승강장모니터)(신설) ¦ FR-CV 3C/4.0㎟x2조(승강장모니터)(신설) ¦ 각도 : -2.0˚¦ ¦ ¦ KEY PLAN¦ X30¦ X29¦ X28¦ X27¦ X26¦ X25¦ X24¦ X23¦ X22¦ X21¦ X20¦ X19¦ X18¦ X17¦ X16¦ 93,750¦ MATCH LINE DWG No. "S1-TA-S19-DB-019-0"¦ (P43:300x300x200)¦ (P44:300x300x200)¦ (P45:200x200x100)¦ (P46:200x200x100)¦ (P47:300x300x200)¦ (P48:300x300x200)¦ (P49:200x200x100)¦ P-3¦ P-5¦ P-6¦ 정화조¦ 창고-1¦ 창고-2¦ 배수펌프실¦ UP¦ UP¦ Y00¦ Y01¦ Y02¦ Y03¦ Y04¦ Y05¦ Y06¦ 919 정거장¦ STA.21KM280.000¦ NOTE¦ 1. 광케이블, 전원/접지케이블 (OF-SM-4Core, CV 3C/2.5㎟)¦ 2. 승강장 ANT설치위치: 열차 진행방향 정거장 시종점부에 설치¦ 2. 광케이블, 전원/접지케이블 (OF-SM-8Core, CV 3C/2.5㎟)¦ (16) UTP Cat.5E4Px1조 (CAMERA)¦ (16) UTP Cat.5E4Px1조 (CAMERA)¦ (28) UTP Cat.5E4Px1조 (CAMERA)¦ (28) OF-SM-8C(난연)x2조(CAMERA) ¦ (28) FR-CV 3C/4.0㎟x2조(CAMERA) ¦ (28) OF-SM-8C(난연)x1조(신설) ¦ (28) FR-CV 3C/4.0㎟x1조(신설) ¦ (16) OF-SM-8C(난연)x1조(CAMERA) ¦ (16) FR-CV 3C/4.0㎟x1조(CAMERA) ¦ (16) OF-SM-8C(난연)x1조(CAMERA) ¦ (16) FR-CV 3C/4.0㎟x1조(CAMERA) ¦ 모니터¦ 하행 승강장¦ (16) OF-SM-8Core(난연)x1조 (모니터)(신설)¦ (28) FR-CV 3C/4.0㎟x1조 (모니터POWER)(신설) ¦ (16) OF-SM-8Core(난연)x1조 (모니터)(신설)¦ (28) FR-CV 3C/4.0㎟x1조 (모니터POWER)(신설) ¦ (16) OF-SM-8Core(난연)x1조 (모니터)(신설)¦ (28) FR-CV 3C/4.0㎟x1조 (모니터POWER)(신설) ¦ (16) OF-SM-8Core(난연)x1조 (모니터)(신설)¦ (28) FR-CV 3C/4.0㎟x1조 (모니터POWER)(신설) ¦ (28) FR-CV 3C/4.0㎟x1조 (TDI POWER)(기존활용)¦ (16) UL 2919-AMESB 24AWG 4Px1조 (TDI)(기존활용)¦ (16) UTP Cat.5E 4Px2조 (TDI)(기존활용)¦ (28) FR-CV 3C/4.0㎟x1조 (TDI POWER)(기존활용)¦ (16) UL 2919-AMESB 24AWG 4Px1조 (TDI)(기존활용)¦ (16) UTP Cat.5E 4Px2조 (TDI)(기존활용)¦ (16) UL 2919-AMESB 24AWG 4Px1조 (TDI)(기존활용)¦ (16) UTP Cat.5E 4Px2조 (TDI)(기존활용)¦ (28) FR-CV 3C/4.0㎟x1조 (TDI POWER)(기존활용)¦ (28) OF-MM-12Core(난연)x1조 (TDI)(기존활용)¦ (28) OF-MM-12Core(난연)x1조 (TDI)(기존활용)¦ (28) OF-MM-12Core(난연)x1조 (TDI)(기존활용)¦ (16) OF-SM-8C(난연)x1조(CAMERA) ¦ (16) FR-CV 3C/4.0㎟x1조(CAMERA) ¦ 지하철 919정거장¦ 노들¦ 중앙대입구¦ 동작¦ 1/400¦ S = 1 / 400¦ 919정거장 CCTV,TDI,시계설비 지하2층 신설평면도(2/2)¦ 919정거장 CCTV,TDI,시계설비 지하2층¦ 신설평면도(2/2)¦ T¦ 7¦ 0¦ 0¦ 5¦ 0¦ 3¦ 4¦ 0¦ 0¦ 4¦ CCTV(기존동축활용)¦ P¦ G¦
| 1단계_정거장 - 복사본 | 1단계_정거장 - 복사본 | 015. T1001026-011 907정거장 출입통제설비 CABLE WIRING DIAGRAM.dwg | 신호통신기계실¦ ELE-1 (대합실)¦ P-8 (승강장)¦ C-1 (대합실)¦ C-2 (대합실)¦ 안전관리실¦ ELEC-1 (전기실)¦ ELE-2 (대합실)¦ ELE-3 (대합실)¦ ELE-4 (지상층)¦ ELE-5 (대합실)¦ ELE-6 (지상층)¦ ELE-7 (승강장)¦ ELE-8 (승강장)¦ ES-1 (외부계단출입구)¦ ES-2 (외부계단출입구)¦ ES-3 (대합실)¦ ES-4 (대합실)¦ ES-5 (외부계단출입구)¦ ES-6 (외부계단출입구)¦ ES-7 (대합실)¦ ES-8 (대합실)¦ ES-9 (외부계단출입구)¦ ES-10 (외부계단출입구)¦ ES-11 (외부계단출입구)¦ ES-12 (외부계단출입구)¦ ES-13 (외부계단출입구)¦ ES-14 (외부계단출입구)¦ T-1 (화장실,여)¦ P-1 (승강장)¦ P-2 (승강장)¦ P-3 (승강장)¦ P-4 (승강장)¦ P-5 (승강장)¦ P-6 (승강장)¦ P-7 (승강장)¦ AGM-1 (대합실)¦ AGM-3 (대합실)¦ ATVM-1 (대합실)¦ ATVM-2 (대합실)¦ 발매기실¦ 출입¦ 통제¦ 시스템¦ (ACU)¦ UTP Cat.5E 4Px8조 (출입통제)¦ 용역원대기실¦ 대합실 (지하1층)¦ C/R¦ COMM-1 (신호통신기계실)¦ C/R¦ C/R¦ C/R¦ AGM-2 (대합실)¦ AGM-4 (대합실)¦ 907정거장 출입통제설비 CABLE WIRING DIAGRAM¦ 907정거장 출입통제설비 CABLE WIRING DIAGRAM¦ S = NONE¦ NONE¦ 지하철 907정거장¦ 양천향교¦ 가양¦ 증미¦ T¦ 1¦ 0¦ 0¦ 1¦ 0¦ 2¦ 6¦ 0¦ 1¦ 1¦
| 1단계_정거장 - 복사본 | 1단계_정거장 - 복사본 | 027. T7001034-006 915정거장 전화설비 지하1층 철거평면도 (2_2).dwg | IP¦ H¦ CONSOLE¦ KT¦ IDF¦ M¦ \A1;8,600¦ \A1;8,600¦ \A1;24,800¦ \A1;7,500¦ \A1;7,500¦ \A1;4,900¦ \A1;4,900¦ \A1;82,500¦ \A1;95,041¦ \A1;12,541¦ \A1;7,400¦ \A1;3,800¦ \A1;5,000¦ \A1;6,000¦ \A1;6,690¦ \A1;6,150¦ \A1;5,000¦ \A1;5,000¦ \A1;5,000¦ \A1;5,000¦ \A1;5,000¦ \A1;5,000¦ \A1;5,000¦ \A1;5,000¦ \A1;5,000¦ \A1;5,000¦ \A1;5,000¦ \A1;5,000¦ MATCH LINE DWG No. "S1-TA-S15-DB-009-0"¦ MATCH LINE¦ MATCH LINE¦ TRAY (300x100)¦ UTP Cat.5E 4Px3조 (승강장 공중전화)¦ E¦ TRAY (300x100)¦ UTP Cat.5E 25Px2조 (안전관리실)¦ G¦ UTP Cat.5E 4Px2조 (공조기계실-2)¦ UTP Cat.5E 25Px2조 (CONSOLE CONTROL, LSE)¦ UTP Cat.5E 25Px2조 (안전관리실)¦ H¦ UTP Cat.5E 25Px2조 (CONSOLE CONTROL, LSE)¦ DOWN TO 안전관리실 ACCESS FLOOR¦ TRAY (900x150)¦ 1. 음향유도기 전원은 전기콘센트를 이용한다.¦ NOTE¦ 2. 증폭기전원은 전기콘센트를 이용한다.¦ 3. 통신기계실 및 안전관리실 MAIN 분전반은 전기에서 설치한다.¦ UTP Cat.5E 4Px2조 (승강장 INT)¦ 인터폰선 0.6x2Px12조 (INT)¦ DOWN TO 지하 2층¦ TRAY (600x150)¦ F¦ UTP Cat.5E 4Px2조 (승강장 INT)¦ OF-MM-4Corex1조 (안전관리실)¦ OF-MM-4Corex1조 (안전관리실)¦ UTP Cat.5E 4Px3조 (승강장 공중전화)¦ KEY PLAN¦ TRAY (300x100)¦ UTP Cat.5E 25Px2조 (안전관리실)¦ D¦ UTP Cat.5E 4Px2조 (공조기계실-2)¦ UTP Cat.5E 25Px2조 (CONSOLE CONTROL, LSE)¦ UTP Cat.5E 4Px4조 (승강장 INT)¦ OF-MM-4Corex1조 (안전관리실)¦ UTP Cat.5E 4Px6조 (승강장 공중전화)¦ X24¦ X25¦ X26¦ X27¦ X28¦ X29¦ X30¦ X31¦ Y06¦ Y05¦ Y03¦ Y02¦ Y01¦ Y00¦ Y04¦ X14¦ X15¦ X16¦ X17¦ X18¦ X19¦ X20¦ X21¦ X22¦ X23¦ OPEN¦ DN¦ 5호선 대합실¦ (기존)¦ 통신기계실(5호선)¦ 5호선 대합실¦ (기존)¦ UP¦ DN¦ DN¦ DN¦ DN¦ UP¦ 발매기실2¦ 대합실¦ 안전관리실¦ 물탱크실¦ 공조기계실-2¦ 외부출입구4¦ 내부계단5¦ 내부계단4¦ 내부계단2¦ 내부계단3¦ 방범셔터설치¦ 5호선 대합실¦ (기존)¦ 9호선¦ 5호선¦ (신설)¦ (기존)¦ 9호선¦ (신설)¦ 915 정거장¦ 901M¦ STA.17km195.823¦ 750M¦ 외부출입구3¦ x4¦ UTP 50P¦ [IDF No.1]¦ UTP 25P¦ [TB No.4]¦ x2¦ 수공¦ TO: KT MANHOLE¦ (P12:400x400x200)¦ (16) UTP Cat.5E 4Px2조 (공조기계실-2)¦ A¦ D¦ E¦ F¦ x2¦ x3¦ (P11:400x400x200)¦ H¦ (P13:100x100x100)¦ (16) UTP Cat.5E 4Px2조 (5호선통신기계실)¦ (16) UTP Cat.5E 4Px2조 (5호선통신기계실)¦ HUB 8Port¦ (국전8 직1)¦ UTP Cat.5E 4Px4조¦ E¦ F¦ G¦ (54)x2 SPARE (KT.LINE)¦ C¦ (16) UTP Cat.5E 4Px2조 (5호선통신기계실)¦ TRAY (300x100)¦ UTP Cat.5E 4Px2조 (공조기계실-2)¦ A¦ UTP Cat.5E 25Px2조 (안전관리실)¦ UTP Cat.5E 25Px2조 (CONSOLE CONTROL, LSE)¦ UTP Cat.5E 4Px6조 (승강장 공중전화)¦ UTP Cat.5E 4Px2조 (5호선통신기계실)¦ UTP Cat.5E 4Px4조 (승강장 INT)¦ OF-MM-4Corex1조 (안전관리실)¦ UTP Cat.5E 4Px1조 (편의점)¦ UTP Cat.5E 4Px1조 (편의점)¦ UTP Cat.5E 4Px1조 (편의점)¦ UTP Cat.5E 4Px1조 (편의점)¦ (54)x2 SPARE (KT.LINE)¦ UTP Cat.5E 25Px2조 (콜폰)¦ 인터폰선 0.6x2Px12조 (INT)¦ UTP Cat.5E 25Px2조 (콜폰)¦ 인터폰선 0.6x2Px12조 (INT)¦ UTP Cat.5E 25Px2조 (콜폰)¦ 인터폰선 0.6x2Px12조 (INT)¦ UTP Cat.5E 25Px2조 (콜폰)¦ C¦ 3-11~14¦ 3-15~18¦ V1.2.3.4¦ 4-45~48¦ 5-1~4¦ (철거)¦ (철거)¦ (철거)¦ 지하철 915정거장¦ 국회의사당¦ 여의도¦ 샛강¦ 1/400¦ 915정거장 전화설비 지하1층 철거평면도(2/2)¦ S = 1/400¦ 915정거장 전화설비 지하1층 철거평면도(2/2)¦ T¦ 7¦ 0¦ 0¦ 1¦ 0¦ 3¦ 4¦ 0¦ 0¦ 6¦ (기설활용)¦ P¦
| 1단계_정거장 - 복사본 | 1단계_정거장 - 복사본 | 020. T7001034-004 909정거장 전화설비 지하2층 신설평면도 (2_2).dwg | INT¦ \A1;7,900¦ \A1;7,900¦ \A1;28,000¦ \A1;47,560¦ \A1;30,000¦ \A1;77,560¦ \A1;2,560¦ \A1;5,000¦ \A1;5,000¦ \A1;5,000¦ \A1;5,000¦ \A1;5,000¦ \A1;5,000¦ \A1;5,000¦ \A1;5,000¦ \A1;5,000¦ \A1;7,500¦ \A1;7,500¦ \A1;7,500¦ \A1;7,500¦ \A1;6,100¦ \A1;6,100¦ 1. 일반교환기에 수용된 전화기는 IP전화기로 교체한다.¦ NOTE¦ 2. 콜폰, E/L폰, 승강장 비상통화장치도 교체한다.¦ 3. 전화 및 인터폰 구간의 배선배관은 기존활용한다.¦ 1. 음향유도기 전원은 전기콘센트를 이용한다.¦ NOTE¦ 2. 증폭기전원은 전기콘센트를 이용한다.¦ 3. 통신기계실 및 안전관리실 MAIN 분전반은 전기에서 설치한다.¦ MATCH LINE DWG No. "S1-TA-S09-DB-011-0"¦ KEY PLAN¦ Y04¦ Y03¦ Y02¦ Y01¦ Y00¦ X16¦ X18¦ X20¦ X22¦ X24¦ X26¦ X27¦ X28¦ X29¦ UP¦ UP¦ 창 고 1¦ 창 고 2¦ (P24:500x500x300)¦ (P16:500x500x300)¦ (P17:100x100x100)¦ (P25:100x100x100)¦ (22) UTP Cat.5 4Px3조 (승강장 공중전화)¦ (16) UTP Cat.5E 4Px1조 (승강장 INT)¦ (22) UTP Cat.5 4Px3조 (승강장 공중전화)¦ (16) UTP Cat.5E 4Px1조 (승강장 INT)¦ (22) UTP Cat.5 4Px3조 (승강장 공중전화)¦ UTP 25P¦ [TB No.5]¦ 공중전화¦ UTP 25P¦ [TB No.6]¦ 공중전화¦ (16) UTP Cat.5E 4Px1조 (승강장 INT)¦ (16) UTP Cat.5E 4Px1조 (승강장 INT)¦ (22) UTP Cat.5 4Px3조 (승강장 공중전화)¦ (16) UTP Cat.5E 4Px1조 (승강장 INT)¦ (16) UTP Cat.5E 4Px1조 (승강장 INT)¦ 1. 일반교환기에 수용된 전화기는 안전관리실만 IP전화기로 교체한다.¦ NOTE¦ 2. 콜폰, E/L폰, 승강장 비상통화장치도 교체한다.¦ 3. 전화 및 인터폰 구간의 배선배관은 기존활용한다.¦ 지하철 909정거장¦ 가양¦ 등촌¦ 염창¦ 1/400¦ 909정거장 전화설비 지하2층 신설평면도(2/2)¦ S = 1/400¦ 909정거장 전화설비 지하2층 신설평면도(2/2)¦ T¦ 7¦ 0¦ 0¦ 1¦ 0¦ 3¦ 4¦ 0¦ 0¦ 4¦ (기설활용)¦ P¦
| 1단계_정거장 - 복사본 | 1단계_정거장 - 복사본 | 042. T7009934-003 911정거장 출입통제설비 지하1,2층 철거 평면도 (1_2).dwg | C/R¦ CONSOLE¦ CCTV¦ ACU¦ P¦ \A1;7,330¦ \A1;7,330¦ \A1;500¦ \A1;3,880¦ \A1;7,830¦ \A1;3,880¦ \A1;7,830¦ \A1;23,420¦ \A1;500¦ \A1;7,500¦ \A1;7,500¦ \A1;7,500¦ \A1;3,750¦ \A1;5,000¦ \A1;5,000¦ \A1;5,000¦ \A1;5,000¦ \A1;5,000¦ \A1;7,500¦ \A1;7,500¦ \A1;28,000¦ \A1;5,630¦ \A1;8,370¦ \A1;5,630¦ \A1;28,000¦ \A1;8,370¦ DN¦ OPEN¦ OPEN¦ 상부OPEN¦ L¦ 지하1층 철거 평면도¦ KEY PLAN¦ 22,777¦ 33,750¦ 7,500¦ 86,527¦ X10¦ X11¦ X12¦ X13¦ X14¦ X09¦ X08¦ X07¦ X06¦ X05¦ X04¦ X01¦ X02¦ X00¦ X03¦ Y00¦ Y01¦ Y03¦ Y05¦ Y06¦ DN¦ DN¦ 공조기계실1¦ 비상전원실¦ CO2실¦ 전기실¦ 창 고¦ 통신기계실¦ 안전관리실¦ 복 도¦ 화장실¦ 외부출입구1¦ 방범셔터¦ 외부엘리베이터1¦ 911 정거장¦ STA.12km615.167¦ X12¦ X13¦ X14¦ X15¦ X16¦ OPEN¦ DN¦ 내부계단¦ 홀¦ MATCH LINE DWG No. "S1-TA-S11-DB-018-0"¦ (16) UTP Cat.5E 4Px2조 (출입통제)¦ (P6:200x200x100)¦ Y-08¦ Y-07¦ Y-06¦ Y-05¦ Y-04¦ Y-03¦ 지상E/L¦ 임대상가4¦ 임대상가2¦ 임대상가1¦ UTP Cat.5E 4Px8조 (출입통제)¦ UTP Cat.5E 4Px8조 (출입통제)¦ UTP Cat.5E 4Px8조 (출입통제)¦ DOWN TO 통신기계실 ACCESS FLOOR¦ TRAY (600x150)¦ UTP Cat.5E 4Px2조 (출입통제)¦ (16) UTP Cat.5E 4Px2조 (출입통제)¦ UTP Cat.5E 4Px4조 (출입통제)¦ 1/400¦ 지하철 911정거장¦ 염창¦ 신목동¦ 선유도¦ 911정거장 출입통제설비 지하1,2층 철거 평면도 (1/2)¦ 911정거장 출입통제설비 지하1,2층 철거 평면도 (1/2)¦ S = 1 / 400¦ T¦ 7¦ 0¦ 0¦ 9¦ 9¦ 5¦ 1¦ 3¦ 0¦ 0¦ P¦
| 1단계_정거장 - 복사본 | 1단계_정거장 - 복사본 | 037. T7005034-008 919정거장 CCTV,TDI,시계설비 지하2층 철거평면도 (2_2).dwg | {\C0;vmh}¦ \A1;5,000¦ \A1;5,000¦ \A1;3,750¦ \A1;7,500¦ \A1;7,500¦ \A1;7,500¦ \A1;7,500¦ \A1;7,500¦ \A1;7,500¦ \A1;7,500¦ \A1;7,500¦ \A1;5,000¦ \A1;5,000¦ \A1;5,000¦ \A1;5,000¦ \A1;4,250¦ \A1;3,100¦ \A1;23,200¦ \A1;13,600¦ \A1;4,250¦ \A1;7,350¦ \A1;7,350¦ \A1;4,250¦ \A1;7,100¦ \A1;6,500¦ 각도 : -2.0˚¦ ¦ ¦ KEY PLAN¦ X30¦ X29¦ X28¦ X27¦ X26¦ X25¦ X24¦ X23¦ X22¦ X21¦ X20¦ X19¦ X18¦ X17¦ X16¦ 93,750¦ MATCH LINE DWG No. "S1-TA-S19-DB-019-0"¦ (P43:300x300x200)¦ (P44:300x300x200)¦ (P45:200x200x100)¦ (P46:200x200x100)¦ (P47:300x300x200)¦ (P48:300x300x200)¦ (P49:200x200x100)¦ (28) FR-CV 3C/4.0㎟x1조 (TDI POWER)¦ (16) UL 2919-AMESB 24AWG 4Px1조 (TDI)¦ (16) UTP Cat.5E 4Px2조 (TDI)¦ (22) ECX 5C-2Vx2조 (CAMERA)(기존활용)¦ (16) ECX 5C-2Vx1조 (CAMERA)(기존활용)¦ (16) ECX 5C-2Vx1조 (CAMERA)(기존활용)¦ (28) FR-CV 3C/4.0㎟x1조 (TDI POWER)¦ (16) UL 2919-AMESB 24AWG 4Px1조 (TDI)¦ (16) UTP Cat.5E 4Px2조 (TDI)¦ (16) ECX 5C-2Vx1조 (CAMERA)(기존활용)¦ (16) ECX 5C-2Vx1조 (CAMERA)(기존활용)¦ (16) UL 2919-AMESB 24AWG 4Px1조 (TDI)¦ (16) UTP Cat.5E 4Px2조 (TDI)¦ (16) ECX 5C-2Vx1조 (CAMERA)(기존활용)¦ (16) ECX 5C-2Vx1조 (CAMERA)(기존활용)¦ P-3¦ P-5¦ (28) FR-CV 3C/4.0㎟x1조 (TDI POWER)¦ P-6¦ 정화조¦ 창고-1¦ 창고-2¦ 배수펌프실¦ UP¦ UP¦ Y00¦ Y01¦ Y02¦ Y03¦ Y04¦ Y05¦ Y06¦ 919 정거장¦ STA.21KM280.000¦ (28) OF-MM-12Core(난연)x1조 (TDI)¦ (28) OF-MM-12Core(난연)x1조 (TDI)¦ (28) OF-MM-12Core(난연)x1조 (TDI)¦ NOTE¦ 1. 광케이블, 전원/접지케이블 (OF-SM-4Core, CV 3C/2.5㎟)¦ 2. 승강장 ANT설치위치: 열차 진행방향 정거장 시종점부에 설치¦ 2. 광케이블, 전원/접지케이블 (OF-SM-8Core, CV 3C/2.5㎟)¦ 본선 TRAY 이용¦ OF-SM-4Cx1조 [공간화상)(철거)¦ F-CV 3C/2.5㎟x1조 (공간화상)(철거)¦ 본선 TRAY 이용¦ OF-SM-4Cx1조 [공간화상)(철거)¦ F-CV 3C/2.5㎟x1조 (공간화상)(철거)¦ (철거)¦ 지하철 919정거장¦ 노들¦ 중앙대입구¦ 동작¦ 1/400¦ S = 1 / 400¦ 919정거장 CCTV,TDI,시계설비 지하2층 철거평면도(2/2)¦ 925정거장 CCTV,TDI,시계설비 지하2층¦ 철거평면도(2/2)¦ T¦ 7¦ 0¦ 0¦ 5¦ 0¦ 3¦ 4¦ 0¦ 0¦ 8¦ CCTV(기존동축활용)¦ P¦ G¦
| 1단계_정거장 - 복사본 | 1단계_정거장 - 복사본 | 012. T1001026-008 907정거장 AFC SYSTEM DIAGRAM (철거).dwg | ATVM¦ ATVM¦ 02¦ 01¦ L-AFC-1-분전반¦ 통신기계실¦ MAIN POWER¦ 접지단자함¦ [ 비상게이트 ]¦ 08¦ 09¦ 10¦ CONTROL¦ EM.GATE¦ BOX¦ 안전관리실¦ BOX¦ DPC¦ COM¦ INTER¦ COMMS¦ S/W HUB¦ 화재¦ 수신반¦ 통로안내표시기¦ AAM¦ 01¦ 주제어장치¦ D/I MUX¦ I/F¦ S/W HUB¦ AIS¦ SMS¦ 05¦ AGM10¦ [ 비상게이트 ]¦ AGM8¦ AGM8¦ 01¦ 02¦ 03¦ AIM¦ Cross Cable¦ 12¦ AIM¦ 발매기실¦ L-AFC-2-분전반¦ MAIN POWER¦ 접지단자함¦ S/W HUB¦ ATVM¦ ATVM¦ 04¦ 03¦ AAM¦ 02¦ Cross Cable¦ Cross Cable¦ Cross Cable¦ 접지단자함¦ MAIN¦ 승강장¦ GROUND¦ 11¦ AGM8¦ 04¦ Cross Cable¦ NO.06 (AGM10)¦ H U B¦ NO.12 (AGM10)¦ H U B¦ 06¦ AGM11¦ AGM12/6¦ 분전반~AAM, AGM, SMS, ATVM, AIM¦ : IN USE¦ 접지반~AAM, AGM, SMS, ATVM¦ EM. GATE¦ MAIN GROUND¦ INTERCOM~ATVM, AAM¦ SMS(S/W HUB)~TOM, AGM, ATVM¦ D/I MUX(ROUTER)~SMS(S/W HUB)¦ NOTE¦ 화재수신반~DPC BOX¦ I/F¦ DPC¦ DPC SW~AGM(DPC)¦ : FR-CV 3C/4.0㎟¦ : F-GV 4.0㎟¦ : FR-CV 2C/4.0㎟¦ : F-GV 50㎟¦ : CPEV 0.65/5P, STP Cat.5E 4P¦ : STP Cat.5E 4Px1조¦ : STP Cat.5E 4Px1조¦ : CPEV 0.9x5P¦ : Interface Unit¦ : Direct Power Control¦ : FR-CVVS 4C/2.5㎟¦ INTERCOM~EM.GATE¦ : UTP Cat.5E 4P¦ AIS~AIM¦ : OF-SM-2Core¦ : UTP Cat.5E 4P¦ AIS~AIM¦ 환급기¦ 02¦ 환급기¦ 01¦ AGM10¦ AGM8¦ AGM8¦ Cross Cable¦ Cross Cable¦ Cross Cable¦ Cross Cable¦ AGM8¦ Cross Cable¦ AGM11¦ AGM12/6¦ 07¦ 907정거장 AFC SYSTEM DIAGRAM (철거)¦ 907정거장 AFC SYSTEM DIAGRAM (철거)¦ S = NONE¦ NONE¦ 지하철 907정거장¦ 양천향교¦ 가양¦ 증미¦ T¦ 1¦ 0¦ 0¦ 1¦ 0¦ 2¦ 6¦ 8¦ 0¦ 0¦
| 1단계_정거장 - 복사본 | 1단계_정거장 - 복사본 | 062. T9103038-014 TERMINAL BOX 상세도.dwg | \A1;15¦ \A1;95¦ \A1;250¦ \A1;95¦ \A1;60¦ \A1;232¦ \A1;15¦ \A1;20¦ \A1;20¦ \A1;120¦ \A1;15¦ \A1;95¦ \A1;15¦ \A1;40¦ \A1;15¦ \A1;350¦ \A1;70¦ \A1;70¦ \A1;210¦ \A1;120¦ \A1;16¦ \A1;20¦ \A1;25¦ \A1;15¦ \A1;15¦ \A1;10¦ \A1;92.5¦ \A1;20¦ \A1;95¦ \A1;450¦ \A1;350¦ \A1;15¦ \A1;232¦ \A1;210¦ \A1;400¦ \A1;40¦ \A1;95¦ \A1;95¦ \A1;40¦ \A1;300¦ \A1;110¦ \A1;91¦ \A1;6¦ \A1;94.4¦ \A1;238¦ \A1;121¦ \A1;196.7¦ \A1;50¦ \A1;50¦ \A1;66¦ \A1;11.2500¦ \A1;44.0750¦ \A1;35.5750¦ A¦ B¦ A¦ B¦ \A1;H¦ -¦ T¦ 0¦ 0¦ 0¦ 0¦ 0¦ 0¦ 0¦ 0¦ 0¦ 0¦ 공통¦ 통합 배선 단자함¦ 열쇠구멍¦ DOOR¦ (전화, LAN)¦ 육각볼트,넛트(M6x15)¦ 통합 배선 단자함¦ 버튼손잡이¦ 통풍구¦ UTP TB.NO¦ 열쇠구멍¦ 버튼손잡이¦ 통풍구¦ DOOR¦ (전화, LAN)¦ UTP TB.NO¦ UTP TB 50P용 [400x300x120]¦ 블럭단자(50P)¦ WELDING¦ 블럭단자(50P)¦ WELDING¦ 육각볼트,넛트(M6X15)¦ UTP TB 25P용 [350x250x120]¦ 페크라이트판¦ 함체¦ (M6x20)¦ 육각볼트넛트¦ 92.5¦ 15¦ 20¦ WELDING¦ 50P 피뢰탄기반 구조도¦ 육각볼트너트¦ (10T)¦ 50P 피뢰탄기반¦ DETAIL "D"¦ (M6x20)¦ BAKLITE¦ (25x12x3t)¦ 소형 ㄷ형강¦ WELDING¦ TERMINAL¦ DOOR¦ DOOR PIN¦ WASHER¦ RUBBER PACKING¦ DETAIL "A"¦ DETAIL "B"¦ 페크라이트판¦ 50P 피뢰탄기반¦ Φ8mm¦ 함체¦ DETAIL "C"¦ 1. 카바는 스텐레스 (27종 t:1.5) 제로하고 몸체는 2.0t스텐레스로 한다.¦ NOTE¦ 2. 단자함 KEY는 각 단자함 동일한 제품으로 우수한 재료를 사용한다.¦ 3. 절연 베크라이트 두께는 10t로 한다.¦ 4. 스텐레스 원판은 헤어라인 처리하고 절곡부분은 V Cut 시공하여 외관상 미려¦ 하게 제작하여야 한다.¦ 5. 단자함 커버내에는 선번장을 넣을수 있도록 제작한다.¦ 1부는 감독관에 제출한다.¦ 7. 케이블 성단이 완료되면 최종시험후 선번장을 작성하여 1부는 단자반에 배치하고¦ 6. 단자함 중앙상단에 단자함 번호를 아크릴로 인쇄하여 부착한다.¦ {\fArial¦b0¦i0¦c0¦p32;A}¦ {\fArial¦b0¦i0¦c0¦p32;B}¦ {\fArial¦b0¦i0¦c0¦p32;50P}¦ 100{\fArial¦b0¦i0¦c0¦p32;P}¦ 200{\fArial¦b0¦i0¦c0¦p32;P}¦ 600¦ 600¦ 200¦ 300¦ 500¦ 500¦ {\fArial¦b0¦i0¦c0¦p32;H}¦ 130¦ 130¦ 100¦ 110 BK - 100¦ 스텐레스 1.5t¦ 카바¦ 스텐레스 2.0t¦ 함체¦ I D F 단 자 함¦ ( ) P ¦ UTP TB.NO¦ 300¦ 400¦ 100¦ {\fArial¦b0¦i0¦c0¦p32;25P}¦ IDF 단자함¦ TERMINAL BOX 상세도¦ TERMINAL BOX 상세도¦ S = NONE¦ NONE¦ 공통¦ T¦ 9¦ 1¦ 0¦ 3¦ 0¦ 3¦ 8¦ 0¦ 1¦ 4¦
| 1단계_정거장 - 복사본 | 1단계_정거장 - 복사본 | 049. T9203066-001 종합관리 및 복지후생동 지상3층 기계실 기기배치도.dwg | \A1;1,450¦ \A1;1,450¦ \A1;2,100¦ \A1;7,700¦ \A1;6,600¦ \A1;6,600¦ \A1;7,500¦ \A1;7,500¦ \A1;27,900¦ \A1;3,300¦ \A1;2,100¦ \A1;3,300¦ \A1;5,000¦ \A1;7,500¦ \A1;27,900¦ \A1;7,500¦ \A1;2,500¦ \A1;7,700¦ \A1;6,600¦ \A1;6,600¦ \A1;3,850¦ \A1;2,500¦ \A1;5,000¦ \A1;7,500¦ \A1;3,300¦ \A1;4,200¦ \A1;4,200¦ \A1;3,300¦ \A1;5,700¦ \A1;1,800¦ \A1;960¦ \A1;2070¦ \A1;2,000¦ \A1;2,100¦ \A1;600¦ \A1;450¦ \A1;3,450¦ \A1;2,800¦ \A1;2,800¦ \A1;2,100¦ \A1;1,300¦ \A1;1,150¦ \A1;600¦ \A1;900¦ \A1;900¦ \A1;750¦ \A1;700¦ \A1;2,400¦ \A1;3,251¦ 종합관리 및 복지후생동 안내실 CCTV 설비¦ NONE¦ 0¦ 0¦ 0¦ -¦ 0¦ 0¦ 0¦ 0¦ 계통도¦ \A1;4,200¦ \A1;7,000¦ OFD 랙¦ 기지국¦ 역사노드¦ 스위치 ¦ MDF 랙¦ 장치 랙¦ 백본 랙¦ 랙¦ UP¦ X08¦ X09¦ X10¦ X11¦ Y01¦ Y02¦ Y04¦ Y05¦ Y06¦ Y03¦ 유지보수실¦ 공조실¦ 통합전원실¦ 점검구(UP 4F) ¦ 종합사령실기계실¦ 작업 Console#1¦ ( 통 신 )¦ Printer Desk¦ 통신CABLE TRAY¦ (W:450xH100)¦ MDF¦ EPABX¦ #1¦ EPABX¦ #2¦ EPABX¦ Server¦ 팩스동보¦ (ARS서버)¦ MUX6¦ ADM3¦ ADM2¦ ADM1¦ POW3¦ DXC2¦ DXC1¦ POW2¦ MUX4¦ MUX3¦ POW1¦ MUX2¦ MUX1¦ Server¦ (1353NM)¦ Server¦ (1353AC)¦ 부모¦ 시계¦ 모시계¦ 기지국¦ 정류기¦ 기지국¦ 열차¦ 무선¦ 열차¦ 무선¦ #1¦ 사령¦ 전화¦ #2¦ 사령¦ 전화¦ #1¦ 행선¦ 안내¦ 방송¦ #2¦ 방송¦ #1¦ 대열차¦ 화상¦ #2¦ 화상¦ #1¦ MUX5¦ MUX7¦ 전송¦ 작업 Console#2¦ #4¦ 열차¦ 무선¦ #2¦ 열차¦ 무선¦ #3¦ 전력 UPS¦ 기계 축전지¦ 신호 UPS¦ 통신 축전지¦ 통신 축전지¦ 기계UPS¦ 통신 UPS¦ 신호 축전지¦ 전력 축전지¦ 통신교환기용 정류기¦ TRS#1¦ TRS#2¦ TRS#3¦ TRS#4¦ 열차¦ 무선¦ #5¦ 통신교환기용 축전기¦ H/E¦ H/E¦ DOTS¦ 분전반¦ 종합관리 및 복지후생동 지상3층 기계실 기기배치도¦ S = 1/200¦ EPC 랙¦ 서버 랙¦ 엑세스¦ 통신관제¦ #1¦ 백본 랙¦ 백본 랙¦ 스위치 랙¦ 기지국¦ OFD¦ 장치 랙¦ 랙¦ 관제¦ 거점노드¦ 백본 랙¦ 서버 랙¦ #2¦ 1/200¦ 차량기지¦ T¦ 9¦ 2¦ 0¦ 3¦ 0¦ 6¦ 6¦ 0¦ 0¦ 1¦ 종합관리 및 복지후생동 지상3층 기계실 기기배치도¦
| 1단계_정거장 - 복사본 | 1단계_정거장 - 복사본 | 032. T7005034-003 919정거장 CCTV,TDI,시계설비 지하2층 신설평면도 (1_2).dwg | {\C0;vmh}¦ G¦ P¦ \A1;5,000¦ \A1;{\fHY울릉도M¦b0¦i0¦c129¦p50;5,000}¦ \A1;{\fHY울릉도M¦b0¦i0¦c129¦p50;5,000}¦ \A1;{\fHY울릉도M¦b0¦i0¦c129¦p50;5,000}¦ \A1;{\fHY울릉도M¦b0¦i0¦c129¦p50;5,000}¦ \A1;{\fHY울릉도M¦b0¦i0¦c129¦p50;5,000}¦ \A1;{\fHY울릉도M¦b0¦i0¦c129¦p50;5,000}¦ \A1;{\fHY울릉도M¦b0¦i0¦c129¦p50;5,000}¦ \A1;{\fHY울릉도M¦b0¦i0¦c129¦p50;5,000}¦ \A1;{\fHY울릉도M¦b0¦i0¦c129¦p50;5,000}¦ \A1;{\fHY울릉도M¦b0¦i0¦c129¦p50;5,000}¦ \A1;{\fHY울릉도M¦b0¦i0¦c129¦p50;5,000}¦ \A1;{\fHY울릉도M¦b0¦i0¦c129¦p50;5,000}¦ \A1;{\fHY울릉도M¦b0¦i0¦c129¦p50;5,000}¦ \A1;{\fHY울릉도M¦b0¦i0¦c129¦p50;5,000}¦ \A1;7,500¦ \A1;3,750¦ \A1;4,250¦ \A1;3,100¦ \A1;23,200¦ \A1;13,600¦ \A1;4,250¦ \A1;7,350¦ \A1;7,350¦ \A1;4,250¦ \A1;7,100¦ \A1;6,500¦ TRAY (300x100)¦ UTP CAT.5E 25Px1조 (CONSOLE)¦ UTP CAT.5E 4Px4조 (CONSOLE)¦ FR-CV 3C/6.0㎟x1조 (LSE POWER)¦ UTP Cat.5E 4Px2조 (CL POWER)(신설)¦ F-CV 3C/2.5㎟x1조 (공간화상)(기존활용)¦ OF- SM-4Cx1조 (공간화상)(기존활용)¦ UTP Cat.5E4Px15조 (CAMERA)(신설)¦ OF-SM-8C(난연)x10조(신설) ¦ FR-CV 3C/4.0㎟x10조(신설) ¦ OF-SM-8C(난연)x2조(승강장모니터)(신설) ¦ FR-CV 3C/4.0㎟x2조(승강장모니터)(신설) ¦ 각도 : 1.5˚¦ KEY PLAN¦ MATCH LINE DWG No. "S1-TA-S19-DB-020-0"¦ (P40:400x400x200)¦ (P36:200x200x100)¦ (P39:400x400x200)¦ (P37:400x400x200)¦ (P32:200x200x100)¦ (P33:300x300x200)¦ (P34:300x300x200)¦ (P35:200x200x100)¦ P-2¦ P-4¦ P-1¦ G¦ C¦ B¦ F¦ A¦ B¦ ELE-8¦ (P42:400x400x200)¦ ELE-7¦ (P41:400x400x200)¦ D¦ E¦ (P38:400x400x200)¦ 승강장-1¦ 승강장-2¦ PSD기계실-1¦ 내부엘리베이터1¦ PSD기계실-2¦ 내부엘리베이터2¦ X15¦ X14¦ X13¦ X12¦ X11¦ X10¦ X09¦ X08¦ X07¦ X06¦ X05¦ X04¦ X03¦ X02¦ X01¦ X00¦ X-1¦ Y00¦ Y01¦ Y02¦ Y03¦ Y04¦ Y05¦ Y06¦ 86,250¦ NOTE¦ 1. 광케이블, 전원/접지케이블 (OF-SM-4Core, CV 3C/2.5㎟)¦ 2. 승강장 ANT설치위치: 열차 진행방향 정거장 시종점부에 설치¦ 2. 광케이블, 전원/접지케이블 (OF-SM-8Core, CV 3C/2.5㎟)¦ G¦ (28) UTP Cat.5E4Px4조 (CAMERA)¦ C¦ (28) UTP Cat.5E4Px4조 (CAMERA)¦ B¦ (16) UTP Cat.5E4Px1조 (CAMERA)¦ F¦ E¦ A¦ (22) UTP Cat.5E4Px2조 (CAMERA)¦ TRAY (900x150)¦ UP TO 지하 1층¦ UTP Cat.5E4Px4조 (CAMERA)¦ TRAY (900x150)¦ UP TO 지하 1층¦ D¦ (16) OF-SM-8C(난연)x1조(CAMERA) ¦ (16) FR-CV 3C/4.0㎟x1조(CAMERA) ¦ (16) OF-SM-8C(난연)x1조(CAMERA) ¦ (16) FR-CV 3C/4.0㎟x1조(CAMERA) ¦ (28) UTP Cat.5E4Px1조 (CAMERA)¦ (16) OF-SM-8C(난연)x1조(CAMERA) ¦ (16) FR-CV 3C/4.0㎟x1조(CAMERA) ¦ UTP Cat.5E4Px3조 (CAMERA)¦ OF-SM-8C(난연)x1조(CAMERA) ¦ FR-CV 3C/4.0㎟x1조(CAMERA) ¦ (28) UTP Cat.5E4Px3조 (CAMERA)¦ (16) OF-SM-8C(난연)x1조(CAMERA) ¦ (16) FR-CV 3C/4.0㎟x1조(CAMERA) ¦ (28) UTP Cat.5E4Px2조 (CAMERA)¦ (16) OF-SM-8C(난연)x1조(CAMERA) ¦ (16) FR-CV 3C/4.0㎟x1조(CAMERA) ¦ (28) UTP Cat.5E4Px2조 (CAMERA)¦ (16) OF-SM-8C(난연)x1조(CAMERA) ¦ (16) FR-CV 3C/4.0㎟x1조(CAMERA) ¦ 모니터¦ 상행 승강장¦ (16) OF-SM-8Core(난연)x1조 (모니터)(신설)¦ (28) FR-CV 3C/4.0㎟x1조 (모니터POWER)(신설) ¦ OF-SM-8Core(난연)x1조 (모니터)(신설)¦ FR-CV 3C/4.0㎟x1조 (모니터POWER)(신설) ¦ (16) OF-SM-8Core(난연)x1조 (모니터)(신설)¦ (28) FR-CV 3C/4.0㎟x1조 (모니터POWER)(신설) ¦ (16) OF-SM-8Core(난연)x1조 (모니터)(신설)¦ (28) FR-CV 3C/4.0㎟x1조 (모니터POWER)(신설) ¦ (16) OF-SM-8Core(난연)x1조 (모니터)(신설)¦ (28) FR-CV 3C/4.0㎟x1조 (모니터POWER)(신설) ¦ (16) OF-SM-8Core(난연)x1조 (모니터)(신설)¦ (28) FR-CV 3C/4.0㎟x1조 (모니터POWER)(신설) ¦ (16) OF-SM-8Core(난연)x1조 (모니터)(신설)¦ (28) FR-CV 3C/4.0㎟x1조 (모니터POWER)(신설) ¦ OF-SM-8Core(난연)x1조 (모니터)(신설)¦ FR-CV 3C/4.0㎟x1조 (모니터POWER)(신설) ¦ (16) OF-SM-8Core(난연)x1조 (모니터)(신설)¦ (28) FR-CV 3C/4.0㎟x1조 (모니터POWER)(신설) ¦ FR-CV 3C/4.0㎟x2조 (TDI POWER)(기존활용)¦ (22) UTP Cat.5E 4Px4조 (TDI)(기존활용)¦ (36) FR-CV 3C/4.0㎟x2조 (TDI POWER)(기존활용)¦ (28) UL 2919-AMESB 24AWG 4Px2조 (TDI)(기존활용)¦ (28)x2 OF-MM-12Core(난연)x1조x2 (TDI)(기존활용)¦ (36) FR-CV 3C/4.0㎟x2조 (TDI POWER)(기존활용)¦ (28) UL 2919-AMESB 24AWG 4Px2조 (TDI)(기존활용)¦ (16) UTP Cat.5E 4Px2조 (TDI)(기존활용)¦ (28) FR-CV 3C/4.0㎟x1조 (TDI POWER)(기존활용)¦ (16) UL 2919-AMESB 24AWG 4Px1조 (TDI)(기존활용)¦ (22) UTP Cat.5E 4Px4조 (TDI)(기존활용)¦ (36) FR-CV 3C/4.0㎟x2조 (TDI POWER)(기존활용)¦ (28) UL 2919-AMESB 24AWG 4Px2조 (TDI)(기존활용)¦ (28) OF-MM-12Core(난연)x1조 (TDI)(기존활용)¦ (28) FR-CV 3C/4.0㎟x1조 (TDI POWER)(기존활용)¦ (16) UL 2919-AMESB 24AWG 4Px1조 (TDI)(기존활용)¦ UL 2919-AMESB 24AWG 4Px2조 (TDI)(기존활용)¦ UTP Cat.5E 4Px4조 (TDI)(기존활용)¦ FR-CV 3C/4.0㎟x2조 (TDI POWER)(기존활용)¦ UL 2919-AMESB 24AWG 4Px2조 (TDI)(기존활용)¦ OF-MM-12Core(난연)x2조 (TDI)(기존활용)¦ (16) UL 2919-AMESB 24AWG 4Px1조 (TDI)(기존활용)¦ (28) FR-CV 3C/4.0㎟x1조 (TDI POWER)(기존활용)¦ (16) UTP Cat.5E 4Px2조 (TDI)(기존활용)¦ (16) UL 2919-AMESB 24AWG 4Px1조 (TDI)(기존활용)¦ (28) FR-CV 3C/4.0㎟x1조 (TDI POWER)(기존활용)¦ (16) UTP Cat.5E 4Px2조 (TDI)(기존활용)¦ (28) FR-CV 3C/4.0㎟x1조 (TDI POWER)(기존활용)¦ (16) UL 2919-AMESB 24AWG 4Px1조 (TDI)(기존활용)¦ (16) UTP Cat.5E 4Px2조 (TDI)(기존활용)¦ (28)x2 OF-MM-12Core(난연)x1조x2 (TDI)(기존활용)¦ (36) FR-CV 3C/4.0㎟x2조 (TDI POWER)(기존활용)¦ (28) UL 2919-AMESB 24AWG 4Px2조 (TDI)(기존활용)¦ (28) OF-MM-12Core(난연)x1조 (TDI)(기존활용)¦ OF-MM-12Core(난연)x2조 (TDI)(기존활용)¦ (28) OF-MM-12Core(난연)x1조 (TDI)(기존활용)¦ (28) OF-MM-12Core(난연)x1조 (TDI)(기존활용)¦ UTP Cat.5E 4Px4조 (TDI)(기존활용)¦ (22) UTP Cat.5E 4Px4조 (TDI)(기존활용)¦ (16) UTP Cat.5E 4Px2조 (TDI)(기존활용)¦ (28)x2 OF-MM-12Core(난연)x1조x2 (TDI)(기존활용)¦ (28) OF-MM-12Core(난연)x1조 (TDI)(기존활용)¦ (28)x2 OF-MM-12Core(난연)x1조x2 (TDI)(기존활용)¦ (22) UTP Cat.5E 4Px4조 (TDI)(기존활용)¦ 각도 : 1.5˚¦ 지하철 919정거장¦ 노들¦ 중앙대입구¦ 동작¦ 1/400¦ S = 1 / 400¦ 919정거장 CCTV,TDI,시계설비 지하2층 신설평면도(1/2)¦ 919정거장 CCTV,TDI,시계설비 지하2층¦ 신설평면도(1/2)¦ T¦ 7¦ 0¦ 0¦ 5¦ 0¦ 3¦ 4¦ 0¦ 0¦ 3¦ CCTV(기존동축활용)¦ P¦
| 1단계_정거장 - 복사본 | 1단계_정거장 - 복사본 | 033. T7005034-004 904정거장 CCTV,TDI,시계설비 지하2층 신설평면도(2_2).dwg | P¦ KEY PLAN¦ \A1;11400¦ \A1;22800¦ \A1;11400¦ \A1;3400¦ \A1;16000¦ \A1;3400¦ \A1;22800¦ \A1;8000¦ \A1;8000¦ MATCH LINE DWG No. "S1-TA-S04-DB-019-1.dwg"¦ P-2¦ P-4¦ (P16:100x100x100)¦ (P16:200x200x100)¦ UP¦ UP¦ UP¦ 승 강 장¦ 승 강 장¦ X11¦ X12¦ X13¦ X14¦ X15¦ X16¦ X17¦ X18¦ X19¦ X20¦ X21¦ X22¦ 7,500¦ 7,500¦ 7,500¦ 7,500¦ 7,500¦ 7,500¦ 7,500¦ 7,500¦ 7,500¦ 7,500¦ 7,500¦ Y00¦ Y02¦ Y04¦ Y01¦ Y03¦ Y00¦ Y01¦ Y02¦ Y03¦ Y04¦ NOTE¦ 1. 광케이블, 전원/접지케이블 (OF-SM-4Core, CV 3C/2.5㎟)¦ 2. 승강장 ANT설치위치: 열차 진행방향 정거장 시종점부에 설치¦ 2. 광케이블, 전원/접지케이블 (OF-SM-8Core, CV 3C/2.5㎟)¦ vmh¦ vmh¦ 모니터¦ 하행 승강장¦ (16) OF-SM-8Core(난연)x1조 (모니터)(신설)¦ (16) OF-SM-8Core(난연)x1조 (모니터)(신설)¦ (28) FR-CV 3C/4.0㎟x1조 (모니터POWER)(신설) ¦ (28) FR-CV 3C/4.0㎟x1조 (모니터POWER)(신설) ¦ (28) FR-CV 3C/4.0㎟x1조 (TDI POWER)(기존활용)¦ (16) UL 2919-AMESB 24AWG 4Px1조 (TDI)(기존활용)¦ (16) UL 2919-AMESB 24AWG 4Px1조 (TDI)(기존활용)¦ (28) FR-CV 3C/4.0㎟x1조 (TDI POWER)(기존활용)¦ (16) UL 2919-AMESB 24AWG 4Px1조 (TDI)(기존활용)¦ (28) FR-CV 3C/4.0㎟x1조 (TDI POWER)(기존활용)¦ (16) UTP Cat.5E 4Px2조 (TDI)(기존활용)¦ (28) OF-MM-12Core(난연)x1조(TDI)(기존활용)¦ (16) UTP Cat.5E 4Px2조 (TDI)(기존활용)¦ (28) OF-MM-12Core(난연)x1조(TDI)(기존활용)¦ (16) UTP Cat.5E 4Px2조 (TDI)(기존활용)¦ (28) OF-MM-12Core(난연)x1조(TDI)(기존활용)¦ (16) OF-SM-8C(난연)x1조(CAMERA) ¦ (16) FR-CV 3C/4.0㎟x1조(CAMERA) ¦ (16) OF-SM-8C(난연)x1조(CAMERA) ¦ (16) FR-CV 3C/4.0㎟x1조(CAMERA) ¦ (16) OF-SM-8C(난연)x1조(CAMERA) ¦ (16) FR-CV 3C/4.0㎟x1조(CAMERA) ¦ (16) OF-SM-8C(난연)x1조(CAMERA) ¦ (16) FR-CV 3C/4.0㎟x1조(CAMERA) ¦ 지하철 904정거장¦ 공항시장¦ 신방화¦ 마곡나루¦ 1/400¦ S = 1 / 400¦ 904정거장 CCTV,TDI,시계설비 지하2층 신설평면도(2/2)¦ 904정거장 CCTV,TDI,시계설비 지하2층¦ 신설평면도(2/2)¦ T¦ 7¦ 0¦ 0¦ 5¦ 0¦ 3¦ 4¦ 0¦ 0¦ 4¦ CCTV(기존동축활용)¦ P¦ G¦
| 1단계_정거장 - 복사본 | 1단계_정거장 - 복사본 | 032. T7005034-004 909정거장 CCTV,TDI,시계설비 지하2층 신설평면도 (1_2).dwg | G¦ P¦ \A1;30,000¦ \A1;64,959¦ \A1;94,959¦ \A1;7,500¦ \A1;7,500¦ \A1;7,500¦ \A1;5,000¦ \A1;5,000¦ \A1;5,000¦ \A1;5,000¦ \A1;5,000¦ \A1;5,000¦ \A1;5,000¦ \A1;5,000¦ \A1;5,000¦ \A1;5,000¦ \A1;5,000¦ \A1;2,460¦ \A1;7,500¦ \A1;7,500¦ \A1;7,900¦ \A1;7,900¦ \A1;28,000¦ \A1;6,100¦ \A1;6,100¦ TRAY (300x100)¦ UTP CAT.5E 25Px1조 (CONSOLE)¦ UTP CAT.5E 4Px4조 (CONSOLE)¦ FR-CV 3C/6.0㎟x1조 (LSE POWER)¦ UTP Cat.5E 4Px2조 (CL POWER)(신설)¦ F-CV 3C/2.5㎟x1조 (공간화상)(기존활용)¦ OF- SM-4Cx1조 (공간화상)(기존활용)¦ UTP Cat.5E4Px15조 (CAMERA)(신설)¦ OF-SM-8C(난연)x10조(신설) ¦ FR-CV 3C/4.0㎟x10조(신설) ¦ OF-SM-8C(난연)x2조(승강장모니터)(신설) ¦ FR-CV 3C/4.0㎟x2조(승강장모니터)(신설) ¦ B¦ C¦ A¦ MATCH LINE DWG No. "S1-TA-S09-DB-021-0"¦ KEY PLAN¦ Y04¦ Y03¦ Y02¦ Y01¦ Y00¦ X00¦ X01¦ X02¦ X03¦ X04¦ X06¦ X08¦ X10¦ X12¦ X14¦ X-01¦ UP¦ UP¦ PSD기계실1¦ 승강장¦ PSD기계실2¦ 승강장¦ 909 정거장¦ STA.10km845.167¦ (P26:200x200x100)¦ (P27:200x200x100)¦ A¦ C¦ B¦ A¦ P-1¦ ELE-5¦ P-2¦ P-4¦ (P29:200x200x100)¦ (P34:200x200x100)¦ ELE-6¦ (P35:400x400x200)¦ NOTE¦ 1. 광케이블, 전원/접지케이블 (OF-SM-4Core, CV 3C/2.5㎟)¦ 3. 승강장 ANT설치위치: 열차 진행방향 정거장 시종점부에 설치¦ 2. 광케이블, 전원/접지케이블 (OF-SM-8Core, CV 3C/2.5㎟)¦ vmh¦ vmh¦ vmh¦ vmh¦ vmh¦ (16) UTP Cat.5E4Px1조 (CAMERA)¦ (28) UTP Cat.5E4Px3조 (CAMERA)¦ TRAY (900x150)¦ UP TO 지하 1층¦ TRAY (900x150)¦ UP TO 지하 1층¦ OF-SM-8C(난연)x4조(CAMERA) ¦ FR-CV 3C/4.0㎟x4조(CAMERA) ¦ OF-SM-8C(난연)x1조(CAMERA) ¦ FR-CV 3C/4.0㎟x1조(CAMERA) ¦ (16) OF-SM-8C(난연)x1조(CAMERA) ¦ (16) FR-CV 3C/4.0㎟x1조(CAMERA) ¦ OF-SM-8C(난연)x3조(CAMERA) ¦ FR-CV 3C/4.0㎟x3조(CAMERA) ¦ (28) OF-SM-8C(난연)x2조(CAMERA) ¦ (28) FR-CV 3C/4.0㎟x2조(CAMERA) ¦ (28) OF-SM-8C(난연)x2조(CAMERA) ¦ (28) FR-CV 3C/4.0㎟x2조(CAMERA) ¦ (28) OF-SM-8C(난연)x1조(신설) ¦ (28) FR-CV 3C/4.0㎟x1조(신설) ¦ (28) OF-SM-8C(난연)x2조(CAMERA) ¦ (28) FR-CV 3C/4.0㎟x2조(CAMERA) ¦ (36) OF-SM-8C(난연)x4조(CAMERA) ¦ (36) FR-CV 3C/4.0㎟x4조(CAMERA) ¦ (28) OF-SM-8C(난연)x2조(CAMERA) ¦ (28) FR-CV 3C/4.0㎟x2조(CAMERA) ¦ 모니터¦ 상행 승강장¦ OF-SM-8Core(난연)x1조 (모니터)(신설)¦ FR-CV 3C/4.0㎟x1조 (모니터POWER)(신설) ¦ (16) OF-SM-8Core(난연)x1조 (모니터)(신설)¦ (28) FR-CV 3C/4.0㎟x1조 (모니터POWER)(신설) ¦ OF-SM-8Core(난연)x1조 (모니터)(신설)¦ FR-CV 3C/4.0㎟x1조 (모니터POWER)(신설) ¦ (16) OF-SM-8Core(난연)x1조 (모니터)(신설)¦ (28) FR-CV 3C/4.0㎟x1조 (모니터POWER)(신설) ¦ (16) OF-SM-8Core(난연)x1조 (모니터)(신설)¦ (28) FR-CV 3C/4.0㎟x1조 (모니터POWER)(신설) ¦ (16) UL 2919-AMESB 24AWG 4Px1조 (TDI)(기존활용)¦ (28) FR-CV 3C/4.0㎟x1조 (TDI POWER)(기존활용)¦ (16) UTP Cat.5E 4Px2조 (TDI)(기존활용)¦ (16) UL 2919-AMESB 24AWG 4Px1조 (TDI)(기존활용)¦ (28) FR-CV 3C/4.0㎟x1조 (TDI POWER)(기존활용)¦ (16) UTP Cat.5E 4Px2조 (TDI)(기존활용)¦ (28) OF-MM-12Core(난연)x1조 (TDI)(기존활용)¦ (28) OF-MM-12Core(난연)x1조 (TDI)(기존활용)¦ D¦ 본선 TRAY 이용¦ 지하철 909정거장¦ 가양¦ 등촌¦ 염창¦ 1/400¦ S = 1 / 400¦ 909정거장 CCTV,TDI,시계설비 지하2층 신설평면도(1/2)¦ 909정거장 CCTV,TDI,시계설비 지하2층¦ 신설평면도(1/2)¦ T¦ 7¦ 0¦ 0¦ 5¦ 0¦ 3¦ 4¦ 0¦ 0¦ 4¦ CCTV(기존동축활용)¦ P¦
| 1단계_정거장 - 복사본 | 1단계_정거장 - 복사본 | 033. T7005034-005 901정거장 CCTV,TDI,시계설비 지상1층 철거평면도 (1_2).dwg | G¦ \A1;116,000¦ \A1;10,000¦ \A1;10,000¦ \A1;10,000¦ \A1;10,000¦ \A1;10,000¦ \A1;10,000¦ \A1;10,000¦ \A1;10,000¦ \A1;10,000¦ \A1;10,000¦ \A1;10,000¦ \A1;5,000¦ \A1;4,000¦ \A1;1,000¦ \A1;5,290¦ \A1;5,290¦ \A1;10,580¦ \A1;8,000¦ \A1;2,000¦ B¦ A¦ (16) ECX 5C-2Vx1조 (CAMERA)(기존활용)¦ KEY PLAN¦ MATCH LINE DWG No. "S1-TA-S01-DB-018-0"¦ DN¦ UP¦ DN¦ SLOPE¦ 승강장¦ SLOPE¦ Y01a¦ 출입제한 지정휀스설치¦ X00¦ X01¦ X02¦ X03¦ X04¦ X05¦ X06¦ X07¦ X08¦ X09¦ X11¦ X10¦ 901 정거장¦ STA. 0Km 300.000¦ (P1:200x200x100)¦ (P2:200x200x100)¦ (P4:200x200x100)¦ (P5:200x200x100)¦ (P6:200x200x100)¦ P-4¦ P-3¦ P-1¦ P-2¦ FR-CV 3C/4.0㎟x2조 (TDI POWER)¦ UL 2919-AMESB 24AWG 4Px2조 (TDI)¦ UTP Cat.5E 4Px4조 (TDI)¦ ECX 5C-2Vx2조 (CAMERA)(기존활용)¦ A¦ A¦ 본선 TRAY 이용¦ (P3:200x200x100)¦ (P7:200x200x100)¦ B¦ OF-MM-12Core(난연)x2조 (TDI)¦ NOTE¦ 1. 광케이블, 전원/접지케이블 (OF-SM-4Core, CV 3C/2.5㎟)¦ 3. 승강장 ANT설치위치: 열차 진행방향 정거장 시종점부에 설치¦ 2. 광케이블, 전원/접지케이블 (OF-SM-8Core, CV 3C/2.5㎟)¦ F-CV 3C/2.5㎟x1조 (공간화상)(철거)¦ OF-SM-4Cx1조 [공간화상)(철거)¦ 본선 TRAY 이용¦ F-CV 3C/2.5㎟x1조 (공간화상)(철거)¦ OF-SM-4Cx1조 [공간화상)(철거)¦ 본선 TRAY 이용¦ F-CV 3C/2.5㎟x1조 (공간화상)(철거)¦ OF-SM-4Cx1조 [공간화상)(철거)¦ c¦ (16) UL 2919-AMESB 24AWG 4Px1조 (TDI)¦ (28) FR-CV 3C/4.0㎟x1조 (TDI POWER)¦ (16) UTP Cat.5E 4Px2조 (TDI)¦ (28) OF-MM-12Core(난연)x1조 (TDI)¦ c¦ (P9:200x200x100)¦ TRAY (200x100)¦ TRAY (200x100)¦ c¦ c¦ c¦ FR-CV 3C/4.0㎟x2조 (TDI POWER)¦ UL 2919-AMESB 24AWG 4Px2조 (TDI)¦ UTP Cat.5E 4Px4조 (TDI)¦ OF-MM-12Core(난연)x2조 (TDI)¦ A¦ A¦ ECX 5C-2Vx4조 (CAMERA)(기존활용)¦ TRAY (200x100)¦ FR-CV 3C/4.0㎟x4조 (TDI POWER)¦ UL 2919-AMESB 24AWG 4Px4조 (TDI)¦ UTP Cat.5E 4Px8조 (TDI)¦ OF-MM-12Core(난연)x4조 (TDI)¦ vmh¦ vmh¦ vmh¦ vmh¦ 지하철 901정거장¦ 개화¦ 김포공항¦ 1/400¦ S = 1 / 400¦ 901정거장 CCTV,TDI,시계설비 지상1층 철거평면도(1/2)¦ 901정거장 CCTV,TDI,시계설비 지상1층¦ 철거평면도(1/2)¦ T¦ 7¦ 0¦ 0¦ 5¦ 0¦ 3¦ 4¦ 0¦ 0¦ 5¦ CCTV(기존동축활용)¦ P¦
| 1단계_정거장 - 복사본 | 1단계_정거장 - 복사본 | 029. T7003034-002 916정거장 방송설비 지하2층 신설평면도 (1_2).dwg | P¦ CONSOLE¦ S = 1/200¦ \A1;7,080¦ \A1;4,950¦ \A1;32,860¦ \A1;7,080¦ \A1;4,950¦ \A1;4,400¦ \A1;4,400¦ \A1;10,300¦ \A1;4,375¦ \A1;7,500¦ \A1;5,000¦ \A1;5,000¦ \A1;5,000¦ \A1;10,000¦ \A1;7,500¦ \A1;7,500¦ \A1;5,000¦ \A1;10,000¦ \A1;10,000¦ \A1;10,000¦ \A1;5,000¦ \A1;65,000¦ \A1;26,875¦ S = 1 / 400¦ 903정거장 방송설비 지하1층 신설평면도(2/2)¦ 1/400¦ 904정거장 방송설비 지하1층 신설평면도 (1/2)¦ 0¦ 0¦ 0¦ -¦ 0¦ 0¦ 0¦ 0¦ (기설활용)¦ -¦ T¦ 7¦ 0¦ 0¦ 3¦ 0¦ 3¦ 4¦ 0¦ 1¦ 6¦ MATCH LINE DWG No. "S1-TA-S16-DB-016-0"¦ : (16) HIV 1.5㎟x2조¦ NOTE¦ : (16) HIV 1.5㎟x5조¦ : (16) HIV 1.5㎟x6조¦ : (22) HIV 1.5㎟x7조¦ : (22) HIV 1.5㎟x8조¦ : (22) HIV 1.5㎟x10조¦ : (16) HIV 1.5㎟x4조¦ : (16) HIV 1.5㎟x3조¦ UTP Cat.5E 4Px1조 (화재탐지용)¦ A¦ TRAY (600x150)¦ DOWN TO 안전관리실 ACCESS FLOOR¦ (16) UTP Cat.5E 4Px1조 (화재탐지용)¦ B¦ (16) HIV 1.5㎟x2조 (지하1층 SP)¦ KEY PLAN¦ Y00¦ Y01¦ Y03¦ Y05¦ Y06¦ X05¦ X03¦ X01¦ X00¦ X-01¦ X-02¦ X-03¦ X-04¦ X-05¦ X-06¦ X-07¦ X-08¦ 편의점¦ 발매기실¦ 대합실¦ 대합실¦ OPEN¦ OPEN¦ DN¦ DN¦ UP¦ UP¦ UP¦ 안전관리실¦ 화장실¦ 본선 환기실¦ 외부엘리베이터 2¦ 외부출입구 1¦ 외부엘리베이터 1¦ 내부계단 2¦ 내부계단 1¦ 외부출입구 4¦ 내부엘리베이터 1¦ 내부계단 3¦ 내부계단 6¦ 내부엘리베이터 2¦ 방범셧터¦ DN¦ DN¦ UP¦ UP¦ UP¦ UP¦ UP¦ UP¦ UP¦ UP¦ 방범셧터¦ (P8:200x200x100)¦ (P4:200x200x100)¦ (P3:200x200x100)¦ HIV 1.5㎟x2조 (지하1층 SP)¦ TRAY (600x150)¦ A¦ B¦ C¦ B¦ (P2:100x100x100)¦ UP TO 지하1층¦ (P7:200x200x100)¦ (P6:200x200x100)¦ C¦ D¦ D¦ HIV 1.5㎟x2조 (승강장 SP)¦ TRAY (600x150)¦ DOWN TO 지하3층¦ HIV 1.5㎟x2조 (승강장 SP)¦ TRAY (600x150)¦ DOWN TO 지하3층¦ D¦ (16) HIV 1.5㎟x2조 (승강장 SP)¦ (16) UTP Cat.5E 4Px1조 (화재탐지용)¦ C¦ (16) HIV 1.5㎟x2조 (지하1층 SP)¦ (P5:300x300x200)¦ (22) UL 2464-AMESB 24AWG 16Cx2조 (PA)¦ (16) UL 2464-AMESB 24AWG 4Cx1조 (PA)¦ (22) UL 2464-AMESB 24AWG 16Cx2조 (PA)¦ (16) UL 2464-AMESB 24AWG 4Cx1조 (PA)¦ UL 2464 AMESB 24AWG 16Cx2조 (PA)¦ UL 2464 AMESB 24AWG 4Cx1조 (PA)¦ CPEV 0.9/5Px1조 (PA)¦ UTP Cat.5E 4Px1조 (자동방송, 근접화재)¦ (16) UTP Cat.5E 4Px1조 (자동방송, 근접화재)¦ (16) CPEV 0.9/5Px1조 (PA)¦ (16) UTP Cat.5E 4Px1조 (자동방송, 근접화재)¦ (16) CPEV 0.9/5Px1조 (PA)¦ (16) HIV 1.5㎟x4조 (승강장 SP)¦ 장애자용¦ 훨체어리프트¦ 임대상가¦ 천정형 3W : 51 EA¦ 지하철 916정거장¦ 여의도¦ 샛강¦ 노량진¦ S = 1 / 400¦ 916정거장 방송설비 지하2층 신설평면도(1/2)¦ 1/400¦ 916정거장 방송설비 지하2층 신설평면도 (1/2)¦ (기설활용)¦ T¦ 7¦ 0¦ 0¦ 3¦ 0¦ 3¦ 4¦ 0¦ 0¦ 2¦
| 1단계_정거장 - 복사본 | 1단계_정거장 - 복사본 | 072. T7009934-009 913정거장 출입통제설비 지하2층 철거 평면도 (2_3).dwg | \A1;7,800¦ \A1;6,820¦ \A1;4,019¦ \A1;7,500¦ \A1;81,519¦ \A1;48,750¦ \A1;130,269¦ \A1;6,626¦ \A1;8,374¦ \A1;7,500¦ \A1;7,500¦ \A1;7,500¦ \A1;7,500¦ \A1;7,500¦ \A1;5,000¦ \A1;7,500¦ \A1;7,500¦ \A1;7,500¦ \A1;7,500¦ \A1;7,500¦ \A1;7,500¦ \A1;3,750¦ \A1;5,000¦ \A1;7,500¦ DN¦ MATCH LINE DWG No. "S1-TA-S13-DB-025-0"¦ MATCH LINE DWG No. "S1-TA-C13-DB-027-0"¦ 지상E/L¦ UTP Cat.5E 4Px2조 (출입통제)¦ KEY PLAN¦ X13¦ X14¦ X15¦ X16¦ X17¦ X18¦ X19¦ X20¦ X21¦ X22¦ X23¦ X24¦ X25¦ X26¦ X27¦ X28¦ X29¦ X30¦ Y00¦ Y02¦ Y05¦ Y07¦ Y01¦ Y03¦ Y06¦ Y04¦ OPEN¦ 비상전원실¦ 지구대장실¦ 사무실¦ 창고¦ 내무반¦ 샤워실¦ 탈의실¦ 대합실¦ 화장실¦ 내부계단2¦ 내부계단3¦ 내부계단1¦ UTP Cat.5E 4Px2조 (출입통제)¦ UTP Cat.5E 4Px2조 (출입통제)¦ UTP Cat.5E 4Px2조 (출입통제)¦ 913정거장 출입통제설비 지하2층 철거 평면도 (2/3)¦ 913정거장 출입통제설비 지하2층 철거 평면도 (2/3)¦ S = 1 / 400¦ 1/400¦ 지하철 913정거장¦ 선유도¦ 당산¦ 국회의사당¦ T¦ 7¦ 0¦ 0¦ 9¦ 9¦ 3¦ 4¦ 9¦ 0¦ 0¦ \A1;21,370¦ \A1;6,750¦
| 1단계_정거장 - 복사본 | 1단계_정거장 - 복사본 | 029. T7003034-004 905정거장 방송설비 지하2층 신설평면도(2_2).dwg | P¦ KEY PLAN¦ \A1;81200¦ \A1;7880¦ \A1;8000¦ \A1;8000¦ \A1;7880¦ \A1;31760¦ \A1;7500¦ \A1;7500¦ \A1;7500¦ \A1;7500¦ \A1;7500¦ \A1;7500¦ \A1;7500¦ \A1;7500¦ \A1;7500¦ \A1;6850¦ \A1;6850¦ S = 1 / 400¦ 903정거장 방송설비 지하1층 신설평면도(2/2)¦ 1/400¦ 904정거장 방송설비 지하1층 신설평면도 (1/2)¦ 0¦ 0¦ 0¦ -¦ 0¦ 0¦ 0¦ 0¦ (기설활용)¦ -¦ T¦ 7¦ 0¦ 0¦ 3¦ 0¦ 3¦ 4¦ 0¦ 1¦ 6¦ (16) HIV 1.5㎟x4조 (승강장 SP)¦ (16) HIV 1.5㎟x4조 (승강장 SP)¦ MATCH LINE DWG No. "S1-TA-S05-DB-015-1.dwg"¦ HIV 1.5㎟x4조 (승강장 SP)¦ TRAY (600X150)¦ UT TO 지하1층¦ HIV 1.5㎟x4조 (승강장 SP)¦ UT TO 지하1층¦ TRAY (600X150)¦ : (16) HIV 1.5㎟x6조¦ : (22) HIV 1.5㎟x10조¦ : (22) HIV 1.5㎟x8조¦ : (22) HIV 1.5㎟x7조¦ : (16) HIV 1.5㎟x5조¦ : (16) HIV 1.5㎟x4조¦ : (16) HIV 1.5㎟x3조¦ : (16) HIV 1.5㎟x2조¦ NOTE¦ 정차열차¦ UP¦ UP¦ UP¦ UP¦ UP¦ UP¦ UP¦ UP¦ 승 강 장¦ PSD 기계실¦ PSD 기계실¦ 승 강 장¦ 창 고¦ X16¦ X17¦ X18¦ X19¦ X20¦ X21¦ X22¦ X23¦ X12¦ X13¦ X14¦ X15¦ 창 고¦ Y00¦ Y01¦ Y02¦ Y03¦ Y04¦ 벽부형 3W : 2 EA¦ 천정형 5W : 40 EA¦ 지하철 905정거장¦ 신방화¦ 마곡나루¦ 양천향교¦ S = 1 / 400¦ 905정거장 방송설비 지하2층 신설평면도(2/2)¦ 1/400¦ 905정거장 방송설비 지하2층 신설평면도 (2/2)¦ (기설활용)¦ T¦ 7¦ 0¦ 0¦ 3¦ 0¦ 3¦ 4¦ 0¦ 0¦ 4¦
| 1단계_정거장 - 복사본 | 1단계_정거장 - 복사본 | 043. T9203038-003 RRU 시스템 상세도.dwg | RRU 시스템상세도¦ NONE¦ RRU 시스템상세도¦ S = NONE¦ Unregistered Version - http://www.aidecad.com¦ RRU 시스템 입체도¦ RRU 상세도¦ RRU 브라켓 입체도¦ RRU 브라켓 상세도¦ *랙과 RRU고정시 절연판과 부싱사용하여 절연한다.¦ 구 분 ¦ 제 원 ¦ 크기(mm, WxDxH)¦ 용 량¦ 전 원 ¦ 소모전력\P¦ RF Paths¦ 320 x 330 x 126 (14Kg) ¦ Band 28(700MHz) / 10MHz¦ -48VDC¦ 300W¦ 2T2R¦ Ground ¦ EAC/LMP ¦ OPT 1 ¦ \pt0;LED\PModule\PStatus¦ OPT 2¦ OPT 3¦ Fan/RF\PStatus¦ [평면도]¦ [정면도]¦ [우측면도]¦ [좌측면도]¦ [배면도]¦ [평면도]¦ [정면도]¦ [단면도]¦ 거치대 측 고정¦ RRU 시스템 측 고정 ¦ ANT 6\PTX/RX¦ ANT 5\PTX/RX¦ ANT 4\PTX/RX¦ ANT 3\PTX/RX¦ ANT 2\PTX/RX¦ ANT 1\PTX/RX¦ RET¦ T¦ 9¦ 2¦ 0¦ 3¦ 0¦ 3¦ 8¦ 0¦ 0¦ 3¦ 공통¦ T¦ 9¦ 2¦ 0¦ 3¦ 0¦ 3¦ 8¦ 0¦ 0¦ 1¦
| 1단계_정거장 - 복사본 | 1단계_정거장 - 복사본 | 027. T7003034-002 906정거장 방송설비 지하1층 신설평면도(2_2).dwg | P¦ KEY PLAN¦ \A1;7500¦ \A1;7500¦ \A1;7500¦ \A1;7500¦ \A1;7500¦ \A1;7500¦ \A1;7500¦ \A1;7500¦ \A1;7500¦ \A1;7500¦ \A1;7500¦ \A1;4500¦ \A1;7500¦ \A1;7500¦ \A1;124500¦ \A1;7500¦ \A1;7500¦ \A1;7500¦ \A1;9750¦ \A1;9750¦ \A1;19500¦ \A1;6850¦ \A1;2900¦ \A1;6850¦ \A1;2900¦ S = 1 / 400¦ 903정거장 방송설비 지하1층 신설평면도(2/2)¦ 1/400¦ 904정거장 방송설비 지하1층 신설평면도 (1/2)¦ 0¦ 0¦ 0¦ -¦ 0¦ 0¦ 0¦ 0¦ -¦ T¦ 7¦ 0¦ 0¦ 3¦ 0¦ 3¦ 4¦ 0¦ 1¦ 6¦ (기설활용)¦ DOWN TO 지하2층¦ HIV 1.5㎟x4조 (승강장 SP)¦ TRAY (600X150)¦ DOWN TO 지하2층¦ TRAY (600X150)¦ HIV 1.5㎟x4조 (승강장 SP)¦ MATCH LINE DWG No. "S1-TA-S06-DB-013-1.dwg"¦ (16) HIV 1.5㎟x4조 (승강장 SP)¦ (16) HIV 1.5㎟x4조 (승강장 SP)¦ P¦ : (16) HIV 1.5㎟x6조¦ : (22) HIV 1.5㎟x10조¦ : (22) HIV 1.5㎟x8조¦ : (22) HIV 1.5㎟x7조¦ : (16) HIV 1.5㎟x5조¦ : (16) HIV 1.5㎟x4조¦ : (16) HIV 1.5㎟x3조¦ : (16) HIV 1.5㎟x2조¦ NOTE¦ 공조기계실2¦ 운영원대기실¦ 변 전 실¦ X16¦ X17¦ X18¦ X19¦ X20¦ X21¦ X22¦ X11¦ X12¦ X13¦ X14¦ X15¦ X26¦ X27¦ X28¦ X23¦ X24¦ X25¦ Y00¦ Y02¦ Y03¦ Y06¦ Y04¦ 보조통신실¦ 용역창고¦ 용역대기실¦ CO2실¦ 비상전원실¦ 전 기 실¦ 복 도¦ 물탱크실¦ 벽부형 스피커 이동¦ UP¦ 벽부형 3W : 7 EA¦ 천정형 3W : 18 EA¦ UP¦ UP¦ 지하철 906정거장¦ 마곡나루¦ 양천향교¦ 가양¦ S = 1 / 400¦ 906정거장 방송설비 지하1층 신설평면도(2/2)¦ 1/400¦ 906정거장 방송설비 지하1층 신설평면도 (2/2)¦ T¦ 7¦ 0¦ 0¦ 3¦ 0¦ 3¦ 4¦ 0¦ 0¦ 2¦ (기설활용)¦
| 1단계_정거장 - 복사본 | 1단계_정거장 - 복사본 | 019. T7001034-002 918정거장 전화설비 지하1층 신설평면도 (2_2).dwg | INT¦ IDF¦ \A1;500¦ \A1;56,300¦ \A1;3,800¦ \A1;7,500¦ \A1;7,500¦ \A1;5,000¦ \A1;5,000¦ \A1;5,000¦ \A1;5,000¦ \A1;5,000¦ \A1;5,000¦ \A1;5,000¦ \A1;5,000¦ \A1;5,000¦ \A1;5,000¦ \A1;5,000¦ \A1;5,000¦ \A1;5,000¦ \A1;5,000¦ \A1;5,000¦ \A1;5,000¦ \A1;30,150¦ \A1;11,300¦ \A1;7,550¦ \A1;11,300¦ \A1;9,600¦ \A1;3,550¦ \A1;4,000¦ \A1;42,500¦ \A1;200¦ 1. 일반교환기에 수용된 전화기는 IP전화기로 교체한다.¦ NOTE¦ 2. 콜폰, E/L폰, 승강장 비상통화장치도 교체한다.¦ 3. 전화 및 인터폰 구간의 배선배관은 기존활용한다.¦ E/V¦ 1. 음향유도기 전원은 전기콘센트를 이용한다.¦ NOTE¦ 2. 증폭기전원은 전기콘센트를 이용한다.¦ 3. 통신기계실 및 안전관리실 MAIN 분전반은 전기에서 설치한다.¦ A¦ A¦ B¦ B¦ KEY PLAN¦ X15¦ X16¦ X17¦ X18¦ X19¦ X20¦ X21¦ X22¦ X23¦ X24¦ X25¦ X26¦ X27¦ X28¦ X29¦ X30¦ X31¦ X32¦ X33¦ Y00¦ Y01¦ Y02¦ Y-01¦ Y03¦ Y03-1¦ UP¦ 공조기계실-2¦ 전 기 실¦ 비상전원실¦ CO2실-1¦ 변 전 실¦ 운영원대기실¦ 복도 -2¦ 연결통로¦ 외부출입구2¦ 방범셔터¦ UP¦ 외부엘리베이터 2¦ UP¦ 내부엘리베이터 3¦ 본동 지하도(기존)¦ (기존)¦ (기존)¦ CO2실-2¦ MATCH LINE DWG No. "S1-TA-S18-DB-009-0"¦ 지상E/L¦ MATCH LINE¦ MATCH LINE¦ x2¦ x2¦ x2¦ (28) UTP Cat.5E 25Px1조 (운영원대기실)¦ (28) UTP Cat.5E 25Px1조 (전기실)¦ TRAY (300x100)¦ UTP Cat.5E 25Px1조 (전기실)¦ UTP Cat.5E 4Px2조 (공조기계실-2)¦ UTP Cat.5E 25Px1조 (운영원대기실)¦ 인터폰선 0.6x2Px8조 (INT)¦ TRAY (300x100)¦ 인터폰선 0.6x2Px8조 (INT)¦ (16) UTP Cat.5E 4Px2조 (공조기계실-2)¦ (P10:100x100x100)¦ (16) 인터폰선 0.6x2Px4조 (INT)¦ DOWN TO CP PANEL¦ UTP 25P¦ [TB No.4]¦ OF-MM-4Corex1조 (전기실)¦ (16) 인터폰선 0.6x2Px4조 (INT)¦ UTP Cat.5E 25Px1조 (전기실)¦ UTP Cat.5E 25Px1조 (운영원대기실)¦ OF-MM-4Corex1조 (전기실)¦ (28) UTP Cat.5E 25Px1조 (운영원대기실)¦ (28) UTP Cat.5E 25Px1조 (전기실)¦ (28) OF-MM-4Corex1조 (전기실)¦ (36) SPAREx2 (전기실,운영원대기실)¦ HUB 8Port UTP 25P¦ [IDF No.1]¦ (36) SPARE (전기실)¦ (28) OF-MM-4Corex1조 (전기실)¦ (16) UTP Cat.5E 4Px2조 (운영원대기실)¦ (36) SPARE (운영원대기실)¦ (P8:500x500x300)¦ (P14:500x500x300)¦ (P12:100x100x100)¦ Hi-PVC 54mm¦ (P9:200x200x100)¦ (16) 인터폰선 0.6x2Px4조 (INT)¦ 상세도 "A"참조¦ 상세"A"¦ 단면 상세(A-A)¦ 접지 인출 BOX(STS) ¦ 70C¦ (TO:접지봉)¦ (P13:100x100x100)¦ UP TO 환기구¦ < 주1 >¦ * 천정 마감재에 통신용 점검구¦ (600X500) 설치¦ 접지단자함¦ TRAY (300x100)¦ UTP Cat.5E 25Px1조 (전기실)¦ UTP Cat.5E 25Px1조 (운영원대기실)¦ OF-MM-4Corex1조 (전기실)¦ 3-15~18¦ 3-11~14¦ D1.2¦ V1.2¦ V1.2¦ D1.2¦ P¦ (16) 인터폰선 0.6x2Px4조 (INT)¦ P¦ (16) 인터폰선 0.6x2Px4조 (INT)¦ DOWN TO CP PANEL¦ (16) 인터폰선 0.6x2Px4조 (INT)¦ (16) 인터폰선 0.6x2Px4조 (INT)¦ E/V¦ 지상E/L¦ 임대상가¦ (신설)¦ 1. 일반교환기에 수용된 전화기는 안전관리실만 IP전화기로 교체한다.¦ NOTE¦ 2. 콜폰, E/L폰, 승강장 비상통화장치도 교체한다.¦ 3. 전화 및 인터폰 구간의 배선배관은 기존활용한다.¦ 지하철 918정거장¦ 노량진¦ 노들¦ 중앙대입구¦ 1/400¦ 918정거장 전화설비 지하1층 신설평면도(2/2)¦ S = 1/400¦ 918정거장 전화설비 지하1층 신설평면도(2/2)¦ T¦ 7¦ 0¦ 0¦ 1¦ 0¦ 3¦ 4¦ 0¦ 0¦ 2¦ (기설활용)¦ P¦
| 1단계_정거장 - 복사본 | 1단계_정거장 - 복사본 | 029. T7003034-002 907정거장 방송설비 지하1층 신설평면도 (2_3).dwg | \A1;5,000¦ \A1;5,000¦ \A1;105,000¦ \A1;5,000¦ \A1;5,000¦ \A1;5,000¦ \A1;5,000¦ \A1;5,000¦ \A1;5,000¦ \A1;2,500¦ \A1;5,000¦ \A1;5,000¦ \A1;5,000¦ \A1;5,000¦ \A1;5,000¦ \A1;5,000¦ \A1;5,000¦ \A1;5,000¦ \A1;2,500¦ \A1;27,800¦ \A1;13,900¦ \A1;13,900¦ \A1;5,000¦ \A1;5,000¦ \A1;5,000¦ \A1;5,000¦ S = 1 / 400¦ 903정거장 방송설비 지하1층 신설평면도(2/2)¦ 1/400¦ 904정거장 방송설비 지하1층 신설평면도 (1/2)¦ 0¦ 0¦ 0¦ -¦ 0¦ 0¦ 0¦ 0¦ -¦ T¦ 7¦ 0¦ 0¦ 3¦ 0¦ 3¦ 4¦ 0¦ 1¦ 6¦ (기설활용)¦ : (16) HIV 1.5㎟x2조¦ NOTE¦ : (16) HIV 1.5㎟x5조¦ : (16) HIV 1.5㎟x6조¦ : (22) HIV 1.5㎟x7조¦ : (22) HIV 1.5㎟x8조¦ : (22) HIV 1.5㎟x10조¦ : (16) HIV 1.5㎟x4조¦ : (16) HIV 1.5㎟x3조¦ MATCH LINE DWG No. "S1-TA-S07-DB-014-0"¦ KEY PLAN¦ X25¦ X26¦ X27¦ X28¦ X29¦ X09¦ X10¦ X11¦ X12¦ X13¦ X14¦ X15¦ X16¦ X17¦ X18¦ X19¦ X21¦ X22¦ X23¦ X24¦ X20¦ Y00¦ Y01¦ Y02¦ 대 합 실¦ 물탱크실¦ 연결통로¦ 공조기계실¦ 창고¦ DN¦ DN¦ 내부계단¦ 창고¦ 내부계단¦ 용역¦ 용역원대기실¦ 907 정거장¦ STA.9km100.167¦ MATCH LINE DWG No. "S1-TA-S07-DB-016-0"¦ A¦ 임대상가2¦ 임대상가1¦ 벽부형 3W : 4 EA¦ 천정형 3W : 30 EA¦ 지하철 907정거장¦ 양천향교¦ 가양¦ 증미¦ S = 1 / 400¦ 907정거장 방송설비 지하1층 신설평면도(2/3)¦ 1/400¦ 907정거장 방송설비 지하1층 신설평면도 (2/3)¦ (기설활용)¦ T¦ 7¦ 0¦ 0¦ 3¦ 0¦ 3¦ 4¦ 0¦ 0¦ 2¦
| 1단계_정거장 - 복사본 | 1단계_정거장 - 복사본 | 024. T7001034-007 904정거장 전화설비 지하2층 철거평면도(1-2).dwg | P¦ INT¦ INT¦ KEY PLAN¦ \A1;7500¦ \A1;10681¦ \A1;11638¦ \A1;10681¦ \A1;5680¦ \A1;1061¦ \A1;9620¦ \A1;12600¦ \A1;11400¦ \A1;22800¦ \A1;11400¦ \A1;12600¦ \A1;48000¦ (기설활용)¦ (16) UTP Cat.5E 4Px2조 (공조기계실-2)¦ (16) UTP Cat.5E 4Px1조 (승강장 INT)¦ (16) UTP Cat.5E 4Px2조 (공조기계실-2)¦ (22) UTP Cat.5E 4Px3조 (승강장 공중전화)¦ x2¦ UTP 25P¦ [TB NO.7]¦ (16) 인터폰선 0.6x2Px4조 (INT)¦ DOWN TO CP PANEL¦ (16) UTP Cat.5E 4Px1조 (승강장 INT)¦ [TB NO.8]¦ UTP 25P¦ (22) UTP Cat.5E 4Px3조 (승강장 INT)¦ (22) UTP Cat.5E 4Px3조 (승강장 공중전화)¦ UP TO 지하1층¦ TRAY (600x150)¦ UTP Cat.5E 4Px3조 (승강장 공중전화)¦ UTP Cat.5E 4Px3조 (승강장 INT)¦ TRAY (600x150)¦ UTP Cat.5E 4Px3조 (승강장 공중전화)¦ UTP Cat.5E 4Px3조 (승강장 INT)¦ UP TO 지하1층¦ (16) UTP Cat.5E 4Px1조 (승강장 INT)¦ (16) 인터폰선 0.6x2Px4조 (INT)¦ DOWN TO CP PANEL¦ UTP Cat.5E 4Px2조 (공조기계실-2)¦ MATCH LINE DWG No. "S1-TA-S04-DB-012-1.dwg"¦ (P22:300x300x200)¦ (P23:300x300x200)¦ (P26:400x400x300)¦ (P25:600x600x300)¦ (P27:400x400x300)¦ (P28:600x600x300)¦ (16) UTP Cat.5E 4Px1조 (승강장 INT)¦ (P24:200x200x100)¦ 3. 통신기계실 및 안전관리실 MAIN 분전반은 전기에서 설치한다.¦ 1. 음향유도기 전원은 전기콘센트를 이용한다.¦ NOTE¦ 2. 증폭기전원은 전기콘센트를 이용한다.¦ UP¦ X-03¦ X-02¦ X-01¦ X00¦ X01¦ X02¦ X03¦ X04¦ X05¦ X06¦ X07¦ 7,200¦ 7,500¦ 7,500¦ 7,500¦ 7,500¦ 7,500¦ 7,500¦ 7,500¦ 7,500¦ Y-01¦ Y00¦ Y02¦ Y04¦ Y01¦ Y03¦ Y05¦ UP¦ UP¦ UP¦ 공조기계실-2¦ 승 강 장¦ 승 강 장¦ 정화조¦ 창 고¦ 창 고¦ PSD 기계실¦ PSD 기계실¦ X08¦ X09¦ X10¦ X11¦ DOWN TO 승강장 PIT¦ 접지단자함¦ 접지¦ (16) UTP Cat.5E 4Px2조 (공조기계실-2)¦ (16) UTP Cat.5E 4Px1조 (승강장 INT)¦ (16) UTP Cat.5E 4Px1조 (승강장 INT)¦ 3-45~48¦ 3-41~44¦ (철거)¦ 지하철 904정거장¦ 공항시장¦ 신방화¦ 마곡나루¦ 904정거장 전화설비 지하2층 철거평면도(1/2)¦ S=1/400¦ 1/400¦ 904정거장 전화설비 지하2층 철거평면도(1/2)¦ T¦ 7¦ 0¦ 0¦ 1¦ 0¦ 3¦ 4¦ 0¦ 0¦ 7¦
| 1단계_정거장 - 복사본 | 1단계_정거장 - 복사본 | 050. T7009934-004 907정거장 출입통제설비 지하1층 철거 평면도 (1_3).dwg | C/R¦ CONSOLE¦ CCTV¦ \A1;7,500¦ \A1;7,500¦ \A1;7,500¦ \A1;5,000¦ \A1;5,000¦ \A1;5,000¦ \A1;85,000¦ \A1;2,500¦ \A1;2,500¦ \A1;5,000¦ \A1;5,000¦ \A1;2,500¦ \A1;5,000¦ \A1;5,000¦ \A1;5,000¦ \A1;5,000¦ \A1;5,000¦ \A1;5,000¦ \A1;27,800¦ \A1;13,900¦ \A1;13,900¦ L¦ MATCH LINE DWG No. "S1-TA-S07-DB-020-0"¦ UTP Cat.5E 4Px8조 (출입통제)¦ DOWN TO 신호통신기계실 ACCESS FLOOR¦ (16) UTP Cat.5E 4Px2조 (출입통제)¦ TRAY (600x150)¦ UTP Cat.5E 4Px2조 (출입통제)¦ KEY PLAN¦ X-8¦ X-7¦ X-6¦ X-5¦ X-4¦ X-3¦ X-2¦ X-1¦ X01¦ X02¦ X03¦ X04¦ X05¦ X06¦ X07¦ X08¦ X00¦ Y00¦ Y01¦ Y02¦ 발매기실¦ 안전관리실¦ 승차권 창고¦ 비상 전원실¦ 신호,통신기계실¦ 전 기 실¦ 복 도¦ 물탱크실¦ 이동통신기계실¦ CO2 실¦ DN¦ DN¦ DN¦ DN¦ DN¦ DN¦ 외부출입구¦ 내부계단¦ 내부계단¦ (P6:100x100x100)¦ UTP Cat.5E 4Px6조 (출입통제)¦ UTP Cat.5E 4Px2조 (출입통제)¦ (16) UTP Cat.5E 4Px2조 (출입통제)¦ (16) UTP Cat.5E 4Px2조 (출입통제)¦ UTP Cat.5E 4Px2조 (출입통제)¦ (16) UTP Cat.5E 4Px2조 (출입통제)¦ 907정거장 출입통제설비 지하1층 철거 평면도 (1/3)¦ 907정거장 출입통제설비 지하1층 철거 평면도 (1/3)¦ S = 1 / 400¦ 1/400¦ 지하철 907정거장¦ 양천향교¦ 가양¦ 증미¦ T¦ 7¦ 0¦ 0¦ 9¦ 9¦ 3¦ 4¦ 4¦ 0¦ 0¦ P¦
| 1단계_정거장 - 복사본 | 1단계_정거장 - 복사본 | 014. T1001026-010 902정거장 AFC SYSTEM DIAGRAM (2_2) (철거).dwg | L-AFC-1-분전반¦ 환승용¦ 접지단자함¦ CONTROL¦ EM.GATE¦ BOX¦ 안전관리실¦ BOX¦ DPC¦ COM¦ INTER¦ COMMS¦ S/W HUB¦ 화재¦ 수신반¦ 통로안내표시기¦ 주제어장치¦ AIS¦ SMS¦ NO.1¦ 광S/W HUB¦ 05¦ AGM11¦ [ 비상게이트 ]¦ AGM12/6¦ AGM8¦ 01¦ 02¦ 03¦ Cross Cable¦ Cross Cable¦ Cross Cable¦ Cross Cable¦ AGM10¦ 04¦ Cross Cable¦ NO.04(AGM10)¦ H U B¦ 06¦ AGM8¦ AAM¦ 02¦ AAM¦ 01¦ AGM6¦ [ 비상게이트 ]¦ AGM8¦ AGM8¦ 15¦ 17¦ 18¦ AGM8¦ 16¦ Cross Cable¦ Cross Cable¦ Cross Cable¦ Cross Cable¦ NO.20(AGM12)¦ H U B¦ AAM¦ 04¦ AAM¦ 03¦ 분전반~AAM, AGM, SMS, ATVM¦ : IN USE¦ 접지반~AAM, AGM, SMS, ATVM¦ EM. GATE¦ MAIN GROUND¦ INTERCOM~ATVM, AAM¦ SMS(S/W HUB)~광S/W HUB¦ D/I MUX(ROUTER)~SMS(S/W HUB)¦ NOTE¦ 화재수신반~DPC BOX¦ I/F¦ DPC¦ DPC SW~AGM(DPC)¦ : FR-CV 3C/6.0㎟¦ : F-GV 4.0㎟¦ : FR-CV 2C/4.0㎟¦ : F-GV 50㎟¦ : CPEV 0.65/5P, STP Cat.5E 4P¦ : OF-MM-8C¦ : STP Cat.5E 4Px1조¦ : CPEV 0.9x5P¦ : Interface Unit¦ : Direct Power Control¦ : FR-CVVS 4C/2.5㎟¦ INTERCOM~EM.GATE¦ : UTP Cat.5E 4P¦ 광S/W HUB~AGM, AAM¦ : STP Cat.5E 4Px1조¦ AGM12¦ Cross Cable¦ 07¦ Cross Cable¦ 08¦ AGM110¦ AGM6¦ AGM8¦ Cross Cable¦ AGM10/11¦ 19¦ 20¦ AGM6¦ [ 비상게이트 ]¦ AGM8¦ AGM10¦ 09¦ 11¦ 12¦ AGM8¦ 10¦ Cross Cable¦ Cross Cable¦ Cross Cable¦ Cross Cable¦ NO.12(AGM10)¦ H U B¦ AGM12¦ Cross Cable¦ AGM11¦ 13¦ 14¦ AAM¦ 06¦ AAM¦ 05¦ NO.2¦ 광S/W HUB¦ 902정거장 AFC SYSTEM DIAGRAM (2/2) (환승구간) (철거)¦ 902정거장 AFC SYSTEM DIAGRAM (2/2) (환승구간) (철거)¦ S = NONE¦ NONE¦ 지하철 902정거장¦ 개화¦ 김포공항¦ 공항시장¦ T¦ 1¦ 0¦ 0¦ 1¦ 0¦ 2¦ 6¦ 0¦ 0¦ 1¦
| 1단계_정거장 - 복사본 | 1단계_정거장 - 복사본 | 066. T9103038-017 방송설비 설치 상세도.dwg | -¦ T¦ 0¦ 0¦ 0¦ 0¦ 0¦ 0¦ 0¦ 0¦ 0¦ 0¦ 공통¦ 천정형 스피커 취부상세도¦ ATTENUATOR¦ 3¦ ATTENUATOR¦ FRONT VIEW¦ 1¦ 0¦ 2¦ Wall¦ 벽부형 스피커 취부상세도¦ 컬럼형 스피커 취부상세도(벽부형)¦ 후강전선관¦ SPEAKER¦ NOTE¦ SPEAKER 외함 MATERIAL : SUS¦ Attenuator¦ 공통(COM) 백¦ 통상(N) 흑¦ 긴급(화재)¦ 일반(통상)¦ 긴급(R) 적¦ 1¦ Speaker¦ 0¦ 2¦ 3¦ ATTENUATOR 회로 구성도¦ \A1;245¦ \A1;96¦ \A1;135¦ 195¦ \A1;170¦ 방송설비 설치 상세도¦ 방송설비 설치 상세도¦ S = NONE¦ NONE¦ 공통¦ T¦ 9¦ 1¦ 0¦ 3¦ 0¦ 3¦ 8¦ 0¦ 1¦ 7¦
| 1단계_정거장 - 복사본 | 1단계_정거장 - 복사본 | 069. T7009934-008 903정거장 출입통제설비 지하2층 철거 평면도-2.dwg | KEY PLAN¦ \A1;7450¦ \A1;23600¦ \A1;7450¦ \A1;4350¦ \A1;4350¦ \A1;7,500¦ \A1;5,000 ¦ \A1;5,000 ¦ \A1;5,000 ¦ \A1;5,000 ¦ \A1;5,000 ¦ \A1;5,000 ¦ \A1;7,500¦ \A1;7,500¦ \A1;7,500¦ \A1;7,500¦ UP¦ DN¦ DN¦ ELEV. CAR¦ (15인승)¦ ELEV. CAR¦ (15인승)¦ 복 도¦ 창 고¦ 창 고¦ 냉각탑실¦ 본선환기실¦ 물탱크실¦ UTP Cat.5E 4Px2조 (출입통제)¦ UP TO 지하1층¦ TRAY (600x150)¦ (16) UTP Cat.5E 4Px2조x2 (출입통제)¦ MATCH LINE DWG No. "S1-TA-S03-DB-027-1.dwg"¦ 903정거장 출입통제설비 지하2층 철거 평면도 (2/2)¦ S = 1 / 400¦ Y00¦ Y01¦ Y02¦ Y03¦ Y04¦ X13¦ X26¦ X25¦ X24¦ X23¦ X22¦ X21¦ X20¦ X19¦ X18¦ X17¦ X16¦ X15¦ X14¦ X13¦ UTP Cat.5E 4Px2조 (출입통제)¦ 903정거장 출입통제설비 지하2층 철거 평면도 (2/2)¦ 1 / 400¦ 지하철 903정거장¦ 김포공항¦ 공항시장¦ 신방화¦ T¦ 7¦ 0¦ 0¦ 9¦ 9¦ 3¦ 4¦ 8¦ 0¦ 0¦ P¦
| 1단계_정거장 - 복사본 | 1단계_정거장 - 복사본 | 030. T7001034-008 913정거장 전화설비 지하1층 철거평면도 (1_2).dwg | 배선반¦ AMP¦ H¦ M¦ IDF¦ 모장치¦ 토크백¦ IP¦ \A1;11,000¦ \A1;5,500¦ \A1;5,500¦ \A1;7,500¦ \A1;7,500¦ \A1;7,500¦ \A1;7,500¦ \A1;7,500¦ \A1;7,500¦ \A1;7,500¦ \A1;7,500¦ \A1;3,630¦ \A1;85,630¦ \A1;21,370¦ \A1;6,750¦ \A1;7,800¦ \A1;6,820¦ (28) UTP Cat.5E 4Px8조 (전기,통신,신호작업장)¦ A¦ (28) UTP Cat.5E 4Px8조 (전기,통신,신호작업장)¦ B¦ (22) UTP Cat.5E 4Px4조 (설비,건축/토목작업장)¦ (28) UTP Cat.5E 4Px8조 (사무실)¦ D¦ (16) UTP Cat.5E 4Px1조 (사무실)¦ E¦ (36) UTP Cat.5E 25Px2조 (사무실)¦ (16) 인터폰선 0.6x2Px4조 (INT)¦ G¦ MATCH LINE¦ MATCH LINE DWG No. "S1-TA-S13-DB-010-0"¦ MATCH LINE¦ DOWN TO 신호통신기계실 ACCESS FLOOR¦ H¦ UTP Cat.5E 25Px1조 (임대상가)¦ UTP Cat.5E 4Px4조 (이동통신기계실, 용역원대기실)¦ UTP Cat.5E 4Px2조 (편의점)¦ OF-MM-4Core(난연)x1조 (안전관리실)¦ UTP Cat.5E 25Px2조 (안전관리실)¦ TRAY (900x150)¦ UTP Cat.5E 25Px1조 (지구대사무실)¦ UTP Cat.5E 25Px1조 (전기실)¦ DOWN TO 지하2층¦ UTP Cat.5E 4Px4조 (공조기계실-1,2)¦ I¦ UTP Cat.5E 25Px1조 (임대상가)¦ UTP Cat.5E 4Px2조 (편의점)¦ UTP Cat.5E 4Px2조 (이동통신기계실)¦ TRAY (300x100)¦ UTP Cat.5E 4Px2조 (용역원대기실)¦ J¦ UTP Cat.5E 4Px3조 (대합실공중전화)¦ 인터폰선 0.6x2Px4조 (INT)¦ [TB No.1]¦ (28) UTP Cat.5E 4Px10조 (사무실)¦ C¦ OF-MM-4Core(난연)x1조 (승무대기실(남))¦ UTP Cat.5E 25Px1조 (승무대기실(남))¦ OF-MM-4Core(난연)x1조 (승무대기실(남))¦ UTP Cat.5E 25Px1조 (승무대기실(남))¦ F-CV 2C/4.0㎟x1조 (토크백)¦ F¦ F-GV 4.0㎟x1조 (토크백)¦ UTP Cat.5E 4Px3조 (승강장 공중전화)¦ UTP Cat.5E 4Px3조 (승강장 INT)¦ UTP Cat.5E 25Px2조 (CONSOLE CONTROL, LSE)¦ 1. 음향유도기 전원은 전기콘센트를 이용한다.¦ NOTE¦ 2. 증폭기전원은 전기콘센트를 이용한다.¦ 3. 통신기계실 및 안전관리실 MAIN 분전반은 전기에서 설치한다.¦ 4. 사무실¦ (16) UTP Cat.5E 4Px2조¦ (22) UTP Cat.5E 4Px4조¦ ux2¦ ux4¦ (28) UTP Cat.5E 4Px8조¦ ux8¦ KEY PLAN¦ X01¦ X02¦ X03¦ X04¦ X05¦ X06¦ X07¦ X08¦ X09¦ X10¦ X11¦ X12¦ Y00¦ Y02¦ Y05¦ Y07¦ Y01¦ Y03¦ Y06¦ Y04¦ 2호선 교각¦ UP¦ 신호통신기계실¦ 복 도¦ 사무실¦ 작업장(건축/토목)¦ 창 고¦ 작업장(설비)¦ 작업장(신호)¦ 작업장(통신)¦ 작업장(전기)¦ 창 고¦ 창 고¦ 창 고¦ 창 고¦ 분소 락카룸(남)¦ 분소 샤워실(남)¦ 분소 탈의실(남)¦ 분소 락카룸(여)¦ 분소 샤워실(여)¦ 분소 탈의실(여)¦ 대기실(남)¦ 대기실(여)¦ 외부출입구1¦ 외부엘리베이터1¦ 외부통로1¦ 외부출입구6¦ 외부통로3¦ 외부출입구5¦ (28) UTP Cat.5E 25Px1조 (임대상가)¦ (16) 인터폰선 0.6x2Px4조 (INT)¦ DOWN TO CP PANEL¦ (P1:200x200x100)¦ (P2:100x100x100)¦ (P4:400x400x200)¦ (700x400x100)¦ (700x400x100)¦ 수공¦ (당산 23-3-1 직2)¦ (16) 인터폰선 0.6x2Px4조 (INT)¦ G¦ J¦ (54)x2 SPARE (KT.LINE)¦ H¦ I¦ 지상E/L¦ x2 ¦ (600x600x300)¦ UTP 25P¦ KT MANHOLE ¦ ux4¦ ux2¦ ux4¦ ux2¦ ux4¦ ux2¦ ux4¦ ux2¦ x2¦ ux8¦ (16) UTP Cat.5E 4Px2조 (전기작업장)¦ (22) UTP Cat.5E 4Px5조 (전기,통신작업장)¦ A¦ B¦ C¦ D¦ UTP 50P¦ HUB 32Port¦ [IDF No.1]¦ E¦ UTP Cat.5E 4Px6조 (대기실(남,여))¦ (16) UTP Cat.5E 4Px3조 (대기실(여))¦ F¦ x25¦ x5¦ x8¦ (54)x2 SPARE (KT.LINE)¦ (16) 인터폰선 0.6x2Px4조 (INT)¦ (54)x2 SPARE (KT.LINE)¦ (P3:500x500x300)¦ x3 ¦ OF-MM-12Core(난연)x1조 (분소)¦ (28) OF-MM-12Core(난연)x1조 (분소)¦ UTP Cat.5E 25Px2조 (분소)¦ UTP Cat.5E 4Px1조 (분소)¦ UTP Cat.5E 4Px6조 (대기실(남,여))¦ UTP Cat.5E 25Px1조 (전기실)¦ UTP Cat.5E 4Px4조 (공조기계실-1,2)¦ UTP Cat.5E 25Px1조 (지구대사무실)¦ UTP Cat.5E 25Px2조 (안전관리실)¦ OF-MM-4Core(난연)x1조 (안전관리실)¦ UTP Cat.5E 4Px3조 (대합실공중전화)¦ UTP Cat.5E 4Px3조 (승강장 공중전화)¦ UTP Cat.5E 4Px3조 (승강장 INT)¦ UTP Cat.5E 25Px2조 (CONSOLE CONTROL, LSE)¦ UTP Cat.5E 4Px4조 (대기실(남,여))¦ UTP Cat.5E 4Px2조 (당산역 역무실)¦ UTP Cat.5E 4Px2조 (당산역 역무실)¦ 5-11~14¦ 5-15~18¦ 5-1~4¦ 5-5~8¦ x2¦ x2¦ V34¦ D31¦ V32.33¦ D30¦ V30.31¦ D29¦ V29¦ D28¦ V28¦ D27¦ 1.1¦ 2.2¦ 3.3¦ 4.4¦ 5.6¦ 7.8¦ 9.10¦ 11.12¦ 13.14¦ 15.16¦ 17.18¦ 19.20¦ V25¦ V26.27¦ D26¦ 임대상가1¦ 임대상가2¦ 대합실¦ (철거)¦ (철거)¦ (철거)¦ (철거)¦ (철거)¦ (철거)¦ (철거)¦ (철거)¦ (철거)¦ 지하철 913정거장¦ 선유도¦ 당산¦ 국회의사당¦ 1/400¦ 913정거장 전화설비 지하1층 철거평면도(1/2)¦ S = 1/400¦ 913정거장 전화설비 지하1층 철거평면도(1/2)¦ T¦ 7¦ 0¦ 0¦ 1¦ 0¦ 3¦ 4¦ 0¦ 0¦ 8¦ (기설활용)¦ INT¦ P¦
| 1단계_정거장 - 복사본 | 1단계_정거장 - 복사본 | 043. T7009934-003 904정거장 출입통제설비 지하1층 철거 평면도(1_2).dwg | P¦ P¦ C/R¦ ACU¦ CCTV¦ CONSOLE¦ KEY PLAN¦ \A1;7500¦ \A1;10681¦ \A1;11638¦ \A1;10681¦ \A1;5680¦ \A1;12600¦ \A1;11400¦ \A1;22800¦ \A1;11400¦ \A1;12600¦ \A1;48000¦ \A1;1061¦ \A1;9620¦ L¦ DN¦ DN¦ UP¦ UP¦ DN¦ DN¦ DN¦ DN¦ DN¦ DN¦ UP¦ UP¦ UP¦ UP¦ UP¦ UP¦ UP¦ UP¦ UP¦ UP¦ 통신기계실¦ 안전관리실¦ 편 의 점 ¦ 이동통신¦ 기계실¦ 발매기실1¦ 화 장 실¦ 용역창고¦ 용역원대기실¦ 대 합 실¦ 비품창고¦ 임대상가1¦ 임대상가4¦ 임대상가2¦ 임대상가3¦ (16)x2 UTP Cat.5E 4Px2조x2 (출입통제)¦ (16) UTP Cat.5E 4Px2조 (출입통제)¦ TRAY (900x150)¦ DOWN TO 통신기계실 ACCESS FLOOR¦ UTP Cat.5E 4Px2조x5 (출입통제)¦ 지상E/L¦ 지상E/L¦ MATCH LINE DWG No. "S1-TA-S04-DB-018-1.dwg"¦ (16) UTP Cat.5E 4Px2조 (출입통제)¦ 904 정거장 출입통제설비 지하1층 철거 평면도 (1/2)¦ S = 1 / 400¦ X-03¦ X-02¦ X-01¦ X00¦ X01¦ X02¦ X03¦ X04¦ X05¦ X06¦ X07¦ X08¦ X09¦ X10¦ X11¦ Y-01¦ Y00¦ 7,200¦ 7,500¦ 7,500¦ 7,500¦ 7,500¦ 7,500¦ 7,500¦ 7,500¦ 7,500¦ Y02¦ Y04¦ Y01¦ Y03¦ Y05¦ (16) UTP Cat.5E 4Px4조 (출입통제)¦ NOTE¦ 1. 광케이블, 전원/접지케이블 (OF-SM-4Core, CV 3C/2.5㎟)¦ 2. 승강장 ANT설치위치: 열차 진행방향 정거장 시종점부에 설치¦ 2. 광케이블, 전원/접지케이블 (OF-SM-8Core, CV 3C/2.5㎟)¦ UTP Cat.5E 4Px2조x5 (출입통제)¦ (16)x2 UTP Cat.5E 4Px2조x2 (출입통제)¦ (16)x2 UTP Cat.5E 4Px2조x2 (출입통제)¦ 904 정거장 출입통제설비 지하1층 철거 평면도 (1/2)¦ 1/400¦ 지하철 904정거장¦ 공항시장¦ 신방화¦ 마곡나루¦ T¦ 7¦ 0¦ 0¦ 9¦ 9¦ 3¦ 4¦ 3¦ 0¦ 0¦
| 1단계_정거장 - 복사본 | 1단계_정거장 - 복사본 | 029. T7003034-004 917정거장 방송설비 지하2층 신설평면도 (2_2).dwg | \A1;1,450¦ \A1;7,500¦ \A1;7,500¦ \A1;7,500¦ \A1;7,500¦ \A1;7,500¦ \A1;7,500¦ \A1;7,500¦ \A1;7,500¦ \A1;7,500¦ \A1;7,500¦ \A1;7,500¦ \A1;83,950¦ \A1;37,500¦ \A1;3,770¦ \A1;9,160¦ \A1;9,160¦ \A1;3,300¦ \A1;28,690¦ \A1; 3,300¦ S = 1 / 400¦ 903정거장 방송설비 지하1층 신설평면도(2/2)¦ 1/400¦ 904정거장 방송설비 지하1층 신설평면도 (1/2)¦ 0¦ 0¦ 0¦ -¦ 0¦ 0¦ 0¦ 0¦ (기설활용)¦ -¦ T¦ 7¦ 0¦ 0¦ 3¦ 0¦ 3¦ 4¦ 0¦ 1¦ 6¦ : (16) HIV 1.5㎟x2조¦ NOTE¦ : (16) HIV 1.5㎟x5조¦ : (16) HIV 1.5㎟x6조¦ : (22) HIV 1.5㎟x7조¦ : (22) HIV 1.5㎟x8조¦ : (22) HIV 1.5㎟x10조¦ : (16) HIV 1.5㎟x4조¦ : (16) HIV 1.5㎟x3조¦ KEY PLAN¦ Y04¦ Y02¦ Y00¦ Y01¦ Y03¦ X11¦ X12¦ X13¦ X14¦ X15¦ X16¦ X17¦ X18¦ X19¦ X20¦ X21¦ X22¦ X27¦ PSD기계실 2¦ PSD기계실 1¦ 정 화 조¦ UP¦ UP¦ 내부계단 2¦ 내부계단 3¦ UP¦ UP¦ 내부엘리베이터 1¦ 내부엘리베이터 2¦ 917 정거장 ¦ STA.18km960.000¦ MATCH LINE DWG No. "000.dwg"¦ 벽부형 3W : 2 EA¦ 천정형 5W : 22 EA¦ 지하철 917정거장¦ 샛강¦ 노량진¦ 노들¦ S = 1 / 400¦ 917정거장 방송설비 지하2층 신설평면도(2/2)¦ 1/400¦ 917정거장 방송설비 지하2층 신설평면도 (2/2)¦ (기설활용)¦ T¦ 7¦ 0¦ 0¦ 3¦ 0¦ 3¦ 4¦ 0¦ 0¦ 4¦
| 1단계_정거장 - 복사본 | 1단계_정거장 - 복사본 | 050. T9203066-002 종합관리 및 복지후생동 지상4층 종합사령실 기기배치도.dwg | 운전 A¦ 운전 B¦ 전력¦ 설비¦ 열차무선조작반¦ 스텐드마이크¦ CCTV 모니터¦ Laser Printer¦ 사령전화¦ 내외부 일반전화¦ CCTV 모니터¦ Laser Printer¦ 사령전화¦ 내외부 일반전화¦ 프로젝터¦ Controller¦ TROMS ¦ TERMINAL¦ 워크스테이션¦ 프로젝터¦ Controller¦ Data Logger¦ 열차무선조작반¦ 스텐드마이크¦ 워크스테이션¦ 설비¦ Data Logger¦ 열차무선조작반¦ 스텐드마이크¦ Laser Printer¦ 사령전화¦ 내외부 일반전화¦ 열차무선조작반¦ Laser Printer¦ 사령전화¦ 내외부 일반전화¦ 프로젝터¦ Controller¦ 통합유지보수¦ 감시장치¦ 워크스테이션¦ 신호(L/S용)¦ Data Logger¦ CCTV 모니터¦ 스텐드마이크¦ 운전 A¦ 워크스테이션¦ 신호(I/O용)¦ Data Logger¦ 워크스테이션¦ 신호(I/O용)¦ 워크스테이션¦ 신호(L/S용)¦ CCTV 모니터¦ requst¦ speaker¦ requst¦ speaker¦ requst¦ speaker¦ requst¦ speaker¦ [1X2=2]¦ [1X4=4]¦ 설비사령 70" ¦ 전력사령 70" ¦ 운전사령 70" [1X7=7]¦ [1X2=2]¦ CCTV 70" ¦ \A1;7700¦ \A1;6600¦ \A1;6600¦ \A1;6600¦ \A1;7500¦ \A1;7500¦ \A1;3300¦ \A1;2100¦ \A1;3300¦ \A1;1800¦ \A1;7500¦ \A1;27900¦ \A1;7500¦ \A1;3850¦ \A1;3200¦ \A1;3400¦ \A1;7500¦ \A1;2700¦ \A1;3900¦ \A1;7500¦ \A1;3750¦ \A1;3750¦ \A1;5700¦ \A1;3600¦ \A1;4200¦ \A1;3900¦ \A1;1450¦ \A1;2300¦ \A1;3750¦ \A1;2000¦ \A1;4600¦ T¦ 0¦ 0¦ 0¦ 0¦ 0¦ 0¦ 0¦ 0¦ 0¦ 0¦ HFC-12D-FR(DU용GPS)¦ DN¦ UP¦ DN¦ P¦ D¦ X11¦ 사무실¦ 상황실¦ 복도¦ 갑¦ 갑¦ 장애우¦ 갑¦ 종합사령실¦ +200¦ 갑¦ 여객사령¦ 주 사령¦ requst¦ speaker¦ requst¦ speaker¦ 물 량 표¦ 도면 표기¦ 분야¦ 크기¦ 통신¦ 신호¦ 전력¦ 기계¦ W450 x H100¦ W200 x H75¦ W200 xH60¦ W100 x H60¦ 수량¦ 신호 CABLE TRAY¦ (W:200xH75)¦ 기계 CABLE TRAY¦ (W:100xH60)¦ 전력 CABLE TRAY¦ (W:200xH60)¦ 통신 CABLE TRAY¦ (W:450xH100)¦ RACK¦ RACK¦ RACK¦ 종합관리 및 복지후생동 지상4층 종합사령실 기기배치도¦ S = 1/200¦ X10¦ X09¦ X08¦ X07¦ Y06¦ Y05¦ Y04¦ Y03¦ Y02¦ 운전 A¦ 운전 B¦ 전력¦ 설비¦ 열차무선조작반¦ 스텐드마이크¦ CCTV 모니터¦ Laser Printer¦ 사령전화¦ 내외부 일반전화¦ CCTV 모니터¦ Laser Printer¦ 사령전화¦ 내외부 일반전화¦ 프로젝터¦ Controller¦ TROMS ¦ TERMINAL¦ 워크스테이션¦ 프로젝터¦ Controller¦ Data Logger¦ 열차무선조작반¦ 스텐드마이크¦ 워크스테이션¦ 설비¦ Data Logger¦ 열차무선조작반¦ 스텐드마이크¦ Laser Printer¦ 사령전화¦ 내외부 일반전화¦ 열차무선조작반¦ Laser Printer¦ 사령전화¦ 내외부 일반전화¦ 프로젝터¦ Controller¦ 통합유지보수¦ 감시장치¦ 워크스테이션¦ 신호(L/S용)¦ Data Logger¦ CCTV 모니터¦ 스텐드마이크¦ 운전 A¦ 워크스테이션¦ 신호(I/O용)¦ Data Logger¦ 워크스테이션¦ 신호(I/O용)¦ 워크스테이션¦ 신호(L/S용)¦ CCTV 모니터¦ requst¦ speaker¦ requst¦ speaker¦ requst¦ speaker¦ requst¦ speaker¦ [1X2=2]¦ [1X4=4]¦ 설비사령 70" ¦ 전력사령 70" ¦ 운전사령 70" [1X7=7]¦ [1X2=2]¦ CCTV 70" ¦ \A1;3000¦ \A1;6400¦ \A1;2750¦ \A1;3200¦ 3000¦ 열차무선 관제조작반1¦ (기설철거/신설)¦ 열차무선 관제조작반3¦ (기설철거/신설)¦ 열차무선 관제조작반3¦ (기설철거/신설)¦ 1/200¦ 차량기지¦ T¦ 9¦ 2¦ 0¦ 3¦ 0¦ 6¦ 6¦ 0¦ 0¦ 2¦ 종합관리 및 복지후생동 지상4층 종합사령실 기기배치도¦
| 1단계_정거장 - 복사본 | 1단계_정거장 - 복사본 | 037. T7005034-008 906정거장 CCTV,TDI,시계설비 지하2층 철거평면도(2_2).dwg | KEY PLAN¦ \A1;7500¦ \A1;7500¦ \A1;7500¦ \A1;7500¦ \A1;7500¦ \A1;7500¦ \A1;7500¦ \A1;7500¦ \A1;82500¦ \A1;7500¦ \A1;7500¦ \A1;7500¦ \A1;9750¦ \A1;9750¦ \A1;19500¦ \A1;6850¦ \A1;2900¦ \A1;6850¦ \A1;2900¦ vmh¦ (28) UL 2919-AMESB 24AWG 4Px2조 (TDI)¦ (28) ECX 5C-2Vx1조 (CAMERA)(기존활용)¦ (36) FR-CV 3C/4.0㎟x2조 (TDI POWER)¦ ECX 5C-2Vx3조 (CAMERA)(기존활용)¦ UL 2919-AMESB 24AWG 4Px2조 (TDI)¦ FR-CV 3C/4.0㎟x2조 (TDI POWER)¦ UP TO 지하1층¦ TRAY (600x150)¦ UP TO 지하1층¦ TRAY (600x150)¦ ECX 5C-2Vx3조 (CAMERA)(기존활용)¦ UL 2919-AMESB 24AWG 4Px2조 (TDI)¦ FR-CV 3C/4.0㎟x2조 (TDI POWER)¦ (16) UL 2919-AMESB 24AWG 4Px1조 (TDI)¦ (28) FR-CV 3C/4.0㎟x1조 (TDI POWER)¦ FR-CV 3C/4.0㎟x1조 (TDI POWER)¦ UL 2919-AMESB 24AWG 4Px1조 (TDI)¦ P-2¦ P-4¦ OF-SM-4Cx1조 [공간화상)(철거)¦ F-CV 3C/2.5㎟x1조 (공간화상)(철거)¦ MATCH LINE DWG No. "S1-TA-S06-DB-019-1.dwg"¦ (P18:100x100x100)¦ E/S¦ 승강장¦ E/S¦ 승강장¦ PSD¦ PSD¦ 승강장¦ 승강장¦ DN¦ E/S¦ DN¦ E/S¦ X16¦ X17¦ X18¦ X19¦ X20¦ X21¦ X22¦ X11¦ X12¦ X13¦ X14¦ X15¦ Y00¦ Y02¦ Y03¦ Y06¦ Y04¦ (16) ECX 5C-2Vx1조 (CAMERA)(기존활용)¦ (16) ECX 5C-2Vx1조 (CAMERA)(기존활용)¦ (P17:200x200x100)¦ (P19:100x100x100)¦ OF-MM-12Core (난연)x2조 (TDI)¦ UTP Cat.5E 4Px4조 (TDI)¦ (28)x2 OF-MM-12Core (난연)x1조x2 (TDI)¦ (22) UTP Cat.5E 4Px4조 (TDI)¦ (28) OF-MM-12Core (난연)x1조 (TDI)¦ (16) UTP Cat.5E 4Px2조 (TDI)¦ OF-MM-12Core (난연)x1조 (TDI)¦ UTP Cat.5E 4Px2조 (TDI)¦ OF-MM-12Core (난연)x2조 (TDI)¦ UTP Cat.5E 4Px4조 (TDI)¦ 본선 TRAY 이용¦ (28) OF-SM-4Cx1조 [공간화상)(철거)¦ (28) F-CV 3C/2.5㎟x1조 (공간화상)(철거)¦ OF-SM-4Cx1조 [공간화상)(철거)¦ F-CV 3C/2.5㎟x1조 (공간화상)(철거)¦ OF-SM-4Cx1조 [공간화상)(철거)¦ F-CV 3C/2.5㎟x1조 (공간화상)(철거)¦ OF-SM-8Cx1조 [공간화상)(철거)¦ F-CV 3C/2.5㎟x1조 (공간화상)(철거)¦ NOTE¦ 1. 광케이블, 전원/접지케이블 (OF-SM-4Core, CV 3C/2.5㎟)¦ 3. 승강장 ANT설치위치: 열차 진행방향 정거장 시종점부에 설치¦ 2. 광케이블, 전원/접지케이블 (OF-SM-8Core, CV 3C/2.5㎟)¦ TRAY (200x100)¦ (16) UL 2919-AMESB 24AWG 4Px1조 (TDI)¦ (28) FR-CV 3C/4.0㎟x1조 (TDI POWER)¦ (28) OF-MM-12Core (난연)x1조 (TDI)¦ (16) UTP Cat.5E 4Px2조 (TDI)¦ (철거)¦ 지하철 906정거장¦ 마곡나루¦ 양천향교¦ 가양¦ 1/400¦ S = 1 / 400¦ 906정거장 CCTV,TDI,시계설비 지하2층 철거평면도(2/2)¦ 906정거장 CCTV,TDI,시계설비 지하2층¦ 철거평면도(2/2)¦ T¦ 7¦ 0¦ 0¦ 5¦ 0¦ 3¦ 4¦ 0¦ 0¦ 8¦ CCTV(기존동축활용)¦ P¦ G¦ P¦
| 1단계_정거장 - 복사본 | 1단계_정거장 - 복사본 | 015. T1001026-011 901정거장 출입통제설비 CABLE WIRING DIAGRAM (철거).dwg | 통신기계실¦ ELE-1 (대합실)¦ ELE-2 (대합실)¦ ELE-3 (승강장)¦ ELE-4 (대합실)¦ ES-1 (대합실)¦ ES-2 (대합실)¦ T-1 (화장실.여)¦ P-1 (승강장)¦ P-2 (승강장)¦ P-3 (승강장)¦ P-4 (승강장)¦ AGM-1 (대합실)¦ AGM-2 (대합실)¦ ATVM-1 (대합실)¦ C-1 (대합실)¦ COMM-1 (통신기계실)¦ ELEC-1 (전기실)¦ 통신작업실¦ 안전관리실¦ 신호작업실¦ 발매기실¦ 승무대기실¦ 전기작업실¦ 대합실¦ 통합분소¦ 용역원대기실¦ 출입¦ 통제¦ 시스템¦ (ACU)¦ UTP Cat.5E 4Px8조 (출입통제)¦ C/R¦ C/R¦ C/R¦ C/R¦ 시설작업실¦ 설비작업실¦ 침실¦ AGM-3 (대합실)¦ AGM-4 (대합실)¦ 901정거장 출입통제설비 CABLE WIRING DIAGRAM (철거)¦ 901정거장 출입통제설비 CABLE WIRING DIAGRAM (철거)¦ S = NONE¦ NONE¦ 지하철 901정거장¦ 개화¦ 김포공항¦ T¦ 1¦ 0¦ 0¦ 1¦ 0¦ 2¦ 6¦ 1¦ 0¦ 1¦
| 1단계_정거장 - 복사본 | 1단계_정거장 - 복사본 | 043. T9103038-002 RRU 시스템 상세도.dwg | RRU 시스템상세도¦ NONE¦ RRU 시스템상세도¦ S = NONE¦ Unregistered Version - http://www.aidecad.com¦ RRU 시스템 입체도¦ RRU 상세도¦ RRU 브라켓 입체도¦ RRU 브라켓 상세도¦ *랙과 RRU고정시 절연판과 부싱사용하여 절연한다.¦ 구 분 ¦ 제 원 ¦ 크기(mm, WxDxH)¦ 용 량¦ 전 원 ¦ 소모전력\P¦ RF Paths¦ 320 x 330 x 126 (14Kg) ¦ Band 28(700MHz) / 10MHz¦ -48VDC¦ 300W¦ 2T2R¦ Ground ¦ EAC/LMP ¦ OPT 1 ¦ \pt0;LED\PModule\PStatus¦ OPT 2¦ OPT 3¦ Fan/RF\PStatus¦ [평면도]¦ [정면도]¦ [우측면도]¦ [좌측면도]¦ [배면도]¦ [평면도]¦ [정면도]¦ [단면도]¦ 거치대 측 고정¦ RRU 시스템 측 고정 ¦ ANT 6\PTX/RX¦ ANT 5\PTX/RX¦ ANT 4\PTX/RX¦ ANT 3\PTX/RX¦ ANT 2\PTX/RX¦ ANT 1\PTX/RX¦ RET¦ T¦ 9¦ 1¦ 0¦ 3¦ 0¦ 3¦ 8¦ 0¦ 0¦ 2¦ 공통¦
| 1단계_정거장 - 복사본 | 1단계_정거장 - 복사본 | 047. T9103026-001 909(등촌)역사노드 랙 배치도.dwg | 909(등촌)역사노드 랙 배치도¦ NONE¦ 909(등촌)역사노드 랙 배치도¦ S = NONE¦ OFD 랙¦ MDF 랙 (기설)¦ 기지국장치 랙¦ 역사노드백본 랙¦ 시리얼장치¦ MDF¦ MDF¦ MDF¦ MDF¦ MDF¦ OFD¦ OFD¦ OFD¦ OFD¦ OFD¦ PDP¦ 백본스위치¦ 백본스위치¦ 역사노드백본 랙 ¦ OJCx8¦ 시리얼장치 ¦ 기지국장치 랙 ¦ OFD 랙 ¦ MDF 랙 ¦ GND¦ OJCx4¦ OJCx4¦ UTP Cat5e 4Px2¦ HFCO 2C/4㎟¦ HFCO 2C/4㎟¦ F-GV 16㎟¦ F-GV 16㎟¦ F-GV 16㎟¦ \pi-15,l20,t20;* 예시도면이며 제조사별 구성도 다를 수 있음.¦ PDP¦ OPDP¦ \pi-15,l20,t20;* 랙 내 접지바에서 장치간 접지 연결.¦ RRU¦ 정류기¦ 909(등촌)역사노드 랙 배치도¦ NONE¦ 909(등촌)역사노드 랙 배치도¦ S = NONE¦ OFD 랙¦ MDF 랙¦ 기지국장치 랙¦ 스위치 랙¦ 역사노드백본 랙¦ 시리얼장치¦ PDP¦ MDF¦ MDF¦ MDF¦ MDF¦ MDF¦ OFD¦ OFD¦ OFD¦ OFD¦ OFD¦ 스위치¦ 스위치¦ 스위치¦ PDP¦ 백본스위치¦ 백본스위치¦ UPS¦ OJCx8¦ 역사노드백본 랙 ¦ 스위치 랙 ¦ 기지국장치 랙 ¦ OFD 랙 ¦ MDF 랙 ¦ GND¦ OJCx8¦ OJCx8¦ OJCx4¦ UTP Cat6 25Px2¦ UTP Cat6 25Px2¦ HFCO 2C/4㎟¦ HFCO 2C/4㎟¦ HFCO 2C/4㎟¦ F-GV 16㎟¦ F-GV 16㎟¦ F-GV 16㎟¦ F-GV 16㎟¦ F-GV 16㎟¦ F-GV 16㎟¦ \pi-15,l20,t20;* 예시도면이며 제조사별 구성도 다를 수 있음.¦ PDP¦ PDOD¦ \pi-15,l20,t20;* 랙 내 접지바에서 장치간 접지 연결.¦ RRU¦ 정류기¦ UPS¦ UTP Cat6 25Px2¦ OPDP¦ RRU 1¦ RRU 2¦ F-GV 16㎟¦ 908¦ 910¦ 909¦ T¦ 9¦ 1¦ 0¦ 3¦ 0¦ 2¦ 6¦ 0¦ 0¦ 1¦ OJCx10¦ OJCx8¦ F-GV 16㎟¦ 정류기¦ DU_A¦ PDP¦ DU_S¦ RRU¦ OPDP¦ OPDP¦ RRU 정류기¦ RRU 축전지¦
| 1단계_정거장 - 복사본 | 1단계_정거장 - 복사본 | 074. T9103066-003 903정거장 AFC설비 지하1층 장비배치도.dwg | \A1;1,000¦ \A1;800¦ \A1;800¦ \A1;600¦ \A1;600¦ \A1;2,001¦ \A1;7,500¦ \A1;7,500¦ \A1;7,500¦ \A1;7,500¦ \A1;7,500¦ \A1;7,500¦ \A1;7,500¦ \A1;7,500¦ \A1;5,000 ¦ \A1;5,000 ¦ \A1;5,000 ¦ \A1;7,500¦ \A1;7,500¦ \A1;7,500¦ \A1;7,500¦ \A1;7,500¦ \A1;7,500¦ \A1;4350¦ \A1;4350¦ \A1;7450¦ \A1;23600¦ \A1;7450¦ 8형¦ 10형¦ 6형¦ 8형¦ 8형¦ \A1;5,000 ¦ \A1;150¦ \A1;600¦ \A1;150¦ \A1;1100¦ \A1;600¦ \A1;600¦ \A1;600¦ \A1;634¦ \A1;1,000¦ \A1;800¦ \A1;200¦ \A1;1991¦ \A1;12,731¦ \A1;150¦ \A1;150¦ \A1;150¦ \A1;150¦ \A1;600¦ \A1;150¦ Detail "B"¦ Detail "A"¦ Detail "A"¦ 발매기실¦ 복 도¦ 기계실¦ 이동통신¦ 용역창고¦ 용역원대기실¦ 통신기계실¦ 내부계단¦ 안전관리실¦ 발매기실 창고¦ 발매기실¦ 편 의 점¦ 비품창고¦ 외부출입구2¦ 외부출입구2¦ 대 합 실¦ 외부출입구4¦ 화 장 실¦ 외부출입구1¦ UP¦ UP¦ UP¦ UP¦ UP¦ UP¦ UP¦ UP¦ E/V¦ E/V¦ DN¦ E/V¦ DN¦ DN¦ X26¦ X25¦ X24¦ X23¦ X22¦ X21¦ X20¦ X19¦ X18¦ X17¦ X16¦ X15¦ X14¦ X12¦ X13¦ X11¦ X10¦ X09¦ X08¦ X07¦ X06¦ X05¦ X04¦ X03¦ X02¦ X01¦ X00¦ 16,5000¦ Y03¦ Y04¦ Y02¦ Y01¦ Y00¦ 8형¦ 10형¦ 8형¦ 8형¦ 8형¦ 11형¦ 12형¦ AAM ¦ 8형¦ 10형¦ 8형¦ 8형¦ 8형¦ AAM ¦ PAID AREA¦ Y02¦ Detail "B"¦ 11형¦ 12형¦ 6형¦ 6형¦ 구 분¦ 당 초¦ 변 경¦ 6형¦ 8형¦ 10형¦ 6/12형¦ 10/12형¦ 11형¦ 12형¦ 1¦ 1¦ 3¦ 4¦ 1¦ 1¦ -¦ -¦ 1¦ 1¦ -¦ -¦ 1¦ 1¦ 903정거장 AFC설비 지하1층 장비배치도¦ 1 / 600¦ 지하철 903정거장¦ 김포공항¦ 공항시장¦ 신방화¦ 903정거장 AFC설비 지하1층 장비배치도¦ S = 1 / 600¦ T¦ 9¦ 1¦ 0¦ 3¦ 0¦ 6¦ 6¦ 0¦ 0¦ 3¦
| 1단계_정거장 - 복사본 | 1단계_정거장 - 복사본 | 041. T7009934-002 906정거장 출입통제설비 지하1층 평면도(2_2).dwg | C/R¦ KEY PLAN¦ \A1;7500¦ \A1;7500¦ \A1;7500¦ \A1;7500¦ \A1;7500¦ \A1;7500¦ \A1;7500¦ \A1;7500¦ \A1;7500¦ \A1;7500¦ \A1;7500¦ \A1;4500¦ \A1;7500¦ \A1;7500¦ \A1;124500¦ \A1;7500¦ \A1;7500¦ \A1;7500¦ \A1;9750¦ \A1;9750¦ \A1;19500¦ \A1;6850¦ \A1;2900¦ \A1;6850¦ \A1;2900¦ 공조기계실2¦ 운영원대기실¦ 변 전 실¦ 보조통신실¦ 용역창고¦ 용역대기실¦ CO2실¦ 비상전원실¦ 전 기 실¦ 복 도¦ 물탱크실¦ UP¦ (16) UTP Cat.5E 4Px2조 (출입통제)¦ (16) UTP Cat.5E 4Px2조 (출입통제)¦ MATCH LINE DWG No. "S1-TA-S06-DB-017-1.dwg"¦ (16) UTP Cat.5E 4Px2조 (출입통제)¦ 906정거장 출입통제설비 지하1층 평면도 (2/2)¦ S = 1 / 400¦ X16¦ X17¦ X18¦ X19¦ X20¦ X21¦ X22¦ X11¦ X12¦ X13¦ X14¦ X15¦ X26¦ X27¦ X28¦ X23¦ X24¦ X25¦ Y00¦ Y02¦ Y03¦ Y06¦ Y04¦ UTP Cat.5E 4Px4조 (출입통제)¦ UTP Cat.5E 4Px2조 (출입통제)¦ UTP Cat.5E 4Px4조 (출입통제)¦ 906정거장 출입통제설비 지하1층 평면도 (2/2)¦ 1/400¦ 지하철 906정거장¦ 마곡나루¦ 양천향교¦ 가양¦ T¦ 7¦ 0¦ 0¦ 9¦ 9¦ 3¦ 4¦ 0¦ 0¦ 2¦ P¦
| 1단계_정거장 - 복사본 | 1단계_정거장 - 복사본 | 014. T1001026-010 906정거장 AFC CABLE WIRING DIAGRAM (철거).dwg | D/I MUX (ROUTER)¦ (통신기계실)¦ 분전반 (전기시설분)¦ (안전관리실)¦ AFC 접지단자함 (전기설비)¦ (안전관리실)¦ DPC BOX¦ 인터콤 모장치¦ SMS (S/W HUB)¦ (안전관리실)¦ 개집표 안내표시기 (AIS)¦ 주제어장치 (안전관리실)¦ EM GATE¦ CONTROL BOX¦ 통로안내표시기 (AIM)¦ AGM 11형 (No.1) ¦ AGM 12형 (No.2)¦ AGM 6형 (No.3)¦ AGM 8형 (No.4)¦ AGM 8형 (No.5)¦ AGM 8형 (No.6)¦ AGM 8형 (No.7)¦ ATVM (No.1~2)¦ 화재수신반¦ (안전관리실)¦ STP Cat.5E 4Px1조¦ CPEV 0.9/5Px1조¦ STP Cat.5E 4Px1조¦ STP Cat.5E 4Px1조¦ STP Cat.5E 4Px1조¦ STP Cat.5E 4Px1조¦ STP Cat.5E 4Px1조¦ STP Cat.5E 4Px1조¦ F-GV 4.0㎟x2조¦ F-GV 4.0㎟x1조¦ F-GV 4.0㎟x1조¦ FR-CV 2C/4.0㎟x1조¦ EM. GATE (No.1) (개폐장치)¦ STP Cat.5E 4Px2조¦ FR-CVVS 4C/2.5㎟x1조 (DPC)¦ 접지단자함 (공통)¦ F-GV 50㎟x1조 (통신시공분)¦ FR-CV 3C/4.0㎟x2조¦ FR-CV 3C/4.0㎟x1조¦ FR-CV 3C/4.0㎟x1조¦ FR-CV 3C/4.0㎟x1조¦ FR-CV 3C/4.0㎟x1조¦ FR-CV 3C/4.0㎟x1조¦ FR-CV 3C/4.0㎟x2조¦ STP Cat.5E 4Px1조¦ CPEV 0.65/5Px1조 (INT)¦ CPEV 0.65/5Px1조 (INT)¦ AAM (No.1)¦ STP Cat.5E 4Px1조¦ F-GV 4.0㎟x1조¦ AGM 10형 (No.8) (HUB)¦ UTP Cat.5E 4Px1조¦ FR-CV 3C/4.0㎟x1조¦ CROSS AISLE CABLE¦ CROSS AISLE CABLE¦ CROSS AISLE CABLE¦ CROSS AISLE CABLE¦ CROSS AISLE CABLE¦ CROSS AISLE CABLE¦ STP Cat.5E 4Px1조¦ (변전실)¦ 906정거장 AFC CABLE WIRING DIAGRAM (철거)¦ S = NONE¦ (안전관리실)¦ (안전관리실)¦ UTP Cat.5E 4Px2조¦ OF-SM-2Cx1조¦ F-GV 4.0㎟x1조¦ 환급기 (No.1)¦ STP Cat.5E 4Px1조¦ FR-CV 3C/4.0㎟x1조¦ CPEV 0.65/5Px1조 (INT)¦ F-GV 4.0㎟x1조¦ STP Cat.5E 4Px1조¦ FR-CV 3C/4.0㎟x1조¦ STP Cat.5E 4Px1조¦ 906정거장 AFC CABLE WIRING DIAGRAM (철거)¦ NONE¦ 지하철 906정거장¦ 마곡나루¦ 양천향교¦ 가양¦ T¦ 1¦ 0¦ 0¦ 1¦ 0¦ 2¦ 6¦ 0¦ 0¦ 1¦
| 1단계_정거장 - 복사본 | 1단계_정거장 - 복사본 | 072. T9103038-025 출입구 및 환승통로 게시기 상세도.dwg | C/R¦ CONSOLE¦ ACU¦ CCTV¦ P¦ \A1;55¦ \A1;96¦ \A1;96¦ \A1;1536¦ \A1;55¦ \A1;90¦ \A1;90¦ \A1;1716¦ \A1;200¦ \A1;145¦ \A1;200%%p2¦ \A1;145¦ \A1;372¦ \A1;90¦ \A1;20¦ \A1;200¦ \A1;145¦ \A1;35¦ \A1;192¦ -¦ T¦ 0¦ 0¦ 0¦ 0¦ 0¦ 0¦ 0¦ 0¦ 0¦ 0¦ 공통¦ \A1;SUS,매미고리¦ \A1;SUPPORT PIPE¦ \A1;{\Fromand¦c129;%%C\fDotumChe¦b0¦i0¦c129¦p49;42}¦ SUS, 경첩¦ 1. 재질 :¦ 1) 전면도어 : 알루미늄 압출성형¦ 2) 케 이 스 : 1.6t 냉간압연강판¦ 2. LED 표출부 전면에 투명 아크릴 5t 부착¦ 3. VENTILATION HOLE 부분에 FILTER 부착¦ 4. 전면 도어와 케이스 사이에 고무패킹 부착¦ {\LFRONT VIEW}¦ {\LTOP VIEW}¦ {\LBOTTOM VIEW}¦ {\LRIGHT VIEW}¦ {\LLEFT VIEW}¦ SUS 매미고리¦ SUS 경첩¦ 알루미늄 압출성형¦ 96mm LED MODULE¦ VENTILATION HOLE¦ 120mm FAN¦ NOTE¦ 출입구 및 환승통로 게시기 상세도¦ 출입구 및 환승통로 게시기 상세도¦ NONE¦ 공통¦ T¦ 9¦ 1¦ 0¦ 3¦ 0¦ 3¦ 8¦ 0¦ 2¦ 5¦ P¦
| 1단계_정거장 - 복사본 | 1단계_정거장 - 복사본 | 032. T7003034-003 914정거장 방송설비 지하2층 신설평면도 (1_2).dwg | \A1;7,500¦ \A1;7,500¦ \A1;7,500¦ \A1;7,500¦ \A1;7,500¦ \A1;7,500¦ \A1;7,500¦ \A1;7,500¦ \A1;5,500¦ \A1;7,500¦ \A1;7,500¦ \A1;7,500¦ \A1;7,500¦ \A1;7,500¦ \A1;4,270¦ \A1;5,400¦ \A1;10,000¦ \A1;20,980¦ \A1;5490¦ \A1;5490¦ S = 1 / 400¦ 903정거장 방송설비 지하1층 신설평면도(2/2)¦ 1/400¦ 904정거장 방송설비 지하1층 신설평면도 (1/2)¦ 0¦ 0¦ 0¦ -¦ 0¦ 0¦ 0¦ 0¦ (기설활용)¦ -¦ T¦ 7¦ 0¦ 0¦ 3¦ 0¦ 3¦ 4¦ 0¦ 1¦ 6¦ 각도: -5˚¦ : (16) HIV 1.5㎟x2조¦ NOTE¦ : (16) HIV 1.5㎟x5조¦ : (16) HIV 1.5㎟x6조¦ : (22) HIV 1.5㎟x7조¦ : (22) HIV 1.5㎟x8조¦ : (22) HIV 1.5㎟x10조¦ : (16) HIV 1.5㎟x4조¦ : (16) HIV 1.5㎟x3조¦ MATCH LINE DWG No. "S1-TA-S14-DB-018-0"¦ KEY PLAN¦ X-01¦ X-02¦ X-03¦ X-05¦ X-04¦ X-06¦ X-07¦ X00¦ X01¦ X02¦ X03¦ X04¦ X05¦ X06¦ X07¦ X08¦ 47,170¦ Y00¦ Y01¦ Y02¦ Y03¦ 65,500¦ UP¦ DN¦ UP¦ UP¦ 발매기실¦ 국회민원출장소¦ 본선환기실¦ 본선환기실¦ 대합실¦ 화장실-1¦ 오수펌프실¦ 외부출입구6¦ 내부계단1¦ 외부출입구통로4¦ 외부출입구1¦ 외부출입구통로1¦ 내부계단5¦ 외부출입구5¦ 외부출입구2¦ 외부출입구통로2¦ 방범셔터설치¦ UP¦ (P3:100x100x100)¦ (16) HIV 1.5㎟x2조 (SP)¦ UP TO 지하 1층¦ MATCH LINE¦ MATCH LINE¦ 임대상가1¦ 임대상가3¦ 천정형 3W : 54 EA¦ 지하철 914정거장¦ 당산¦ 국회의사당¦ 여의도¦ S = 1 / 400¦ 914정거장 방송설비 지하2층 신설평면도(1/2)¦ 1/400¦ 914정거장 방송설비 지하2층 신설평면도 (1/2)¦ (기설활용)¦ T¦ 7¦ 0¦ 0¦ 3¦ 0¦ 3¦ 4¦ 0¦ 0¦ 3¦ P¦
| 1단계_정거장 - 복사본 | 1단계_정거장 - 복사본 | 021. T7001034-004 914정거장 전화설비 지하2층 신설평면도 (2_2).dwg | INT¦ H¦ CONSOLE¦ IP¦ KT¦ AMP¦ 배선반¦ M¦ \A1;27,000¦ \A1;7,500¦ \A1;7,500¦ \A1;7,500¦ \A1;7,500¦ \A1;7,500¦ \A1;7,500¦ \A1;8,130¦ \A1;7,500¦ \A1;7,500¦ \A1;7,500¦ \A1;7,500¦ \A1;7,500¦ \A1;7,500¦ \A1;2,000¦ \A1;10,000¦ \A1;20,980¦ \A1;5490¦ \A1;5490¦ 1. 일반교환기에 수용된 전화기는 IP전화기로 교체한다.¦ NOTE¦ 2. 콜폰, E/L폰, 승강장 비상통화장치도 교체한다.¦ 3. 전화 및 인터폰 구간의 배선배관은 기존활용한다.¦ F¦ UTP Cat.5E 25Px3조 (안전관리실)¦ UTP Cat.5E 25Px2조 (CONSOLE CONTROL, LSE)¦ TRAY (300x100)¦ G¦ UTP Cat.5E 25Px1조 (임대상가)¦ UTP Cat.5E 4Px3조 (대합실공중전화)¦ UTP Cat.5E 4Px2조 (국회민원출장소)¦ UTP Cat.5E 4Px2조 (편의점)¦ UTP Cat.5E 4Px2조 (용역원대기실)¦ UTP Cat.5E 4Px2조 (이동통신기계실)¦ TRAY (300x100)¦ UTP Cat.5E 4Px2조 (공조기계실-1)¦ UTP Cat.5E 4Px2조 (공조기계실-2)¦ UTP Cat.5E 25Px2조 (CONSOLE CONTROL, LSE)¦ A¦ UTP Cat.5E 25Px1조 (임대상가)¦ UTP Cat.5E 4Px2조 (국회민원출장소)¦ UTP Cat.5E 4Px2조 (공조기계실-1)¦ UTP Cat.5E 25Px1조 (콜폰)¦ TRAY (300x100)¦ C¦ (16) 인터폰선 0.6x2Px4조 (INT)¦ B¦ UTP Cat.5E 25Px1조 (임대상가)¦ UTP Cat.5E 4Px2조 (국회민원출장소)¦ UTP Cat.5E 4Px2조 (공조기계실-1)¦ UTP Cat.5E 25Px1조 (콜폰)¦ TRAY (300x100)¦ E¦ UTP Cat.5E 4Px2조 (용역원대기실)¦ UTP Cat.5E 4Px3조 (편의점)¦ UTP Cat.5E 25Px1조 (임대상가)¦ UTP Cat.5E 4Px3조 (대합실공중전화)¦ UTP Cat.5E 4Px2조 (국회민원출장소)¦ UTP Cat.5E 4Px2조 (공조기계실-1)¦ TRAY (300x100)¦ H¦ UTP Cat.5E 25Px3조 (안전관리실)¦ UTP Cat.5E 25Px1조 (임대상가)¦ UTP Cat.5E 4Px2조 (국회민원출장소)¦ UTP Cat.5E 4Px2조 (편의점)¦ UTP Cat.5E 4Px2조 (용역원대기실)¦ UTP Cat.5E 4Px2조 (이동통신기계실)¦ TRAY (300x100)¦ UTP Cat.5E 4Px2조 (공조기계실-1)¦ UTP Cat.5E 4Px2조 (공조기계실-2)¦ UTP Cat.5E 25Px2조 (CONSOLE CONTROL, LSE)¦ UTP Cat.5E 25Px1조 (전기실)¦ 1. 음향유도기 전원은 전기콘센트를 이용한다.¦ NOTE¦ 2. 증폭기전원은 전기콘센트를 이용한다.¦ 3. 통신기계실 및 안전관리실 MAIN 분전반은 전기에서 설치한다.¦ MATCH LINE DWG No. "S1-TA-S14-DB-011-0"¦ 지상E/L¦ 지상E/L¦ (P8:300x300x200)¦ UTP Cat.5E 4Px3조 (대합실공중전화)¦ (54)x2 SPARE (KT LINE)¦ UTP Cat.5E 4Px3조 (대합실공중전화)¦ UTP Cat.5E 25Px3조 (안전관리실)¦ UTP Cat.5E 4Px3조 (대합실공중전화)¦ KEY PLAN¦ X09¦ X10¦ X11¦ X12¦ X13¦ X14¦ X15¦ X16¦ X17¦ X18¦ X19¦ X20¦ X21¦ X22¦ Y00¦ Y01¦ Y02¦ Y03¦ 100,130¦ DN¦ UP¦ UP¦ 비품창고¦ 비상전원실¦ 복도¦ 본선환기실¦ 승차권창고¦ 용역창고¦ 용역대기실¦ 대합실¦ 통신기계실¦ 안전관리실¦ 이동통신기계실¦ 비품창고¦ CO2 실¦ 전기실¦ 발매기실¦ 편의점¦ 화장실-2¦ 외부엘리베이터2¦ 내부계단2¦ 외부출입구4¦ 외부엘리베이터2¦ 외부출입구3¦ 내부계단3¦ 외부출입구통로3¦ 내부엘리베이터¦ 914 정거장¦ STA.16km294.519¦ UTP Cat.5E 25Px2조 (CONSOLE CONTROL, LSE)¦ UTP Cat.5E 25Px3조 (안전관리실)¦ TRAY (600x150)¦ DOWN TO 안전관리실 ACCESS FLOOR¦ x2 ¦ x4¦ x2¦ x2¦ (54)x2 SPARE (KT LINE)¦ (16) 인터폰선 0.6x2Px4조 (INT)¦ (P10:400x400x200)¦ (P6:200x200x100)¦ (P7:200x200x100)¦ (P11:100x100x100)¦ (P12:100x100x100)¦ KT MANHOLE¦ (16) 인터폰선 0.6x2Px4조 (INT)¦ (54)x2 SPARE (KT LINE)¦ UTP Cat.5E 4Px2조 (용역원대기실)¦ UTP Cat.5E 4Px3조 (편의점)¦ UTP Cat.5E 4Px2조 (공조기계실-1)¦ UTP Cat.5E 4Px2조 (국회민원출장소)¦ UTP Cat.5E 4Px3조 (대합실 공중전화)¦ TRAY (300x100)¦ (16) 인터폰선 0.6x2Px4조 (INT)¦ (16) 인터폰선 0.6x2Px4조 (INT)¦ DOWN TO CP PANEL¦ (16) UTP Cat.5E 4Px2조 (용역원대기실)¦ (16) UTP Cat.5E 4Px3조 (편의점)¦ (16) UTP Cat.5E 4Px2조 (용역원대기실)¦ (16) 인터폰선 0.6x2Px4조 (INT)¦ (16) 인터폰선 0.6x2Px4조 (INT)¦ (16) UTP Cat.5E 4Px2조 (공조기계실-2)¦ UP TO 지하 1층¦ (16) UTP Cat.5E 4Px2조 (공조기계실-2)¦ (16) UTP Cat.5E 4Px2조 (이동통신기계실)¦ (28) UTP Cat.5E 25Px1조 (전기실)¦ A¦ C¦ E¦ F¦ G¦ H¦ x2 ¦ x2 ¦ UTP Cat.5E 4Px2조 (용역원대기실)¦ UTP Cat.5E 4Px3조 (편의점)¦ TRAY (300x100)¦ B¦ (700x400x100)¦ 수공¦ (700x400x100)¦ UTP 50P [TB No.4]¦ UTP 25P [TB No.3]¦ UTP 50P¦ [TB No.5]¦ x2¦ (54)x2 SPARE (KT LINE)¦ (28) UTP Cat.5E 25Px1조 (콜폰)¦ (36) SPARE (전기실)¦ UTP Cat.5E 25Px1조 (임대상가)¦ (국회7 직4)¦ (16) 인터폰선 0.6x2Px4조 (INT)¦ 인터폰선 0.6x2Px4조 (INT)¦ 인터폰선 0.6x2Px3조 (INT)¦ (기계설비 인터폰 모장치)¦ (16) UTP Cat.5E 4Px3조 (편의점)¦ J¦ I¦ I¦ TRAY (900x150)¦ UTP Cat.5E 4Px3조 (승강장 공중전화)¦ UTP Cat.5E 4Px3조 (승강장 INT)¦ DOWN TO 지하 3층¦ (P9:100x100x100)¦ J¦ UTP Cat.5E 25Px3조 (안전관리실)¦ UTP Cat.5E 25Px1조 (임대상가)¦ UTP Cat.5E 4Px2조 (국회민원출장소)¦ UTP Cat.5E 4Px2조 (편의점)¦ UTP Cat.5E 4Px2조 (용역원대기실)¦ UTP Cat.5E 4Px2조 (이동통신기계실)¦ TRAY (600x150)¦ UTP Cat.5E 4Px2조 (공조기계실-1)¦ UTP Cat.5E 4Px2조 (공조기계실-2)¦ UTP Cat.5E 25Px2조 (CONSOLE CONTROL, LSE)¦ UTP Cat.5E 25Px1조 (전기실)¦ DOWN TO 통신기계실 ACCESS FLOOR¦ UTP Cat.5E 4Px3조 (대합실공중전화)¦ UTP Cat.5E 4Px3조 (승강장 INT)¦ (16) 인터폰선 0.6x2Px각1조 (콜폰)¦ (600x600x300)¦ (600x600x300)¦ UTP Cat.5E 4Px1조 (편의점)¦ UTP Cat.5E 4Px1조 (편의점)¦ (16) 인터폰선 0.6x2Px4조 (INT)¦ DOWN TO CP PANEL¦ 인터폰선 0.6x2Px12조 (INT)¦ UTP Cat.5E 25Px1조 (콜폰)¦ 인터폰선 0.6x2Px10조 (INT)¦ (16) 인터폰선 0.6x2Px4조 (INT)¦ DOWN TO CP PANEL¦ UTP Cat.5E 25Px2조 (콜폰)¦ 인터폰선 0.6x2Px12조 (INT)¦ UTP Cat.5E 4Px3조 (승강장 공중전화)¦ UTP Cat.5E 25Px1조 (전기실)¦ UTP Cat.5E 25Px2조 (콜폰)¦ 인터폰선 0.6x2Px12조 (INT)¦ UTP Cat.5E 25Px2조 (콜폰)¦ 인터폰선 0.6x2Px12조 (INT)¦ 인터폰선 0.6x2Px4조 (INT)¦ HUB¦ (국회민원출장소)¦ UTP Cat.5E 4Px2조 (국회민원출장소)¦ 3-21~24¦ 3-25~28¦ V1.2¦ V1.2.3.4¦ 3-41~44¦ 3-45~48¦ 3-31~34¦ 3-35~38¦ 천정형UTP25P-2¦ TB2¦ 26¦ 27¦ 28¦ 29¦ 30¦ (16) UTP Cat.5E 4Px2조¦ K¦ K¦ 임대상가2¦ UTP Cat.5E 25Px2조 (안전관리실)(신설)¦ UTP Cat.5E 25Px2조 (안전관리실)(신설)¦ UTP Cat.5E 25Px2조 (안전관리실)(신설)¦ UTP Cat.5E 25Px2조 (안전관리실)(신설)¦ OF-SM-24Core(난연)x1조 (안전관리실)(신설)¦ OF-SM-24Core(난연)x1조 (안전관리실)(신설)¦ OF-SM-24Core(난연)x1조 (안전관리실)(신설)¦ OF-SM-24Core(난연)x1조 (안전관리실)(신설)¦ 1. 일반교환기에 수용된 전화기는 안전관리실만 IP전화기로 교체한다.¦ NOTE¦ 2. 콜폰, E/L폰, 승강장 비상통화장치도 교체한다.¦ 3. 전화 및 인터폰 구간의 배선배관은 기존활용한다.¦ 지하철 914정거장¦ 당산¦ 국회의사당¦ 여의도¦ 1/400¦ 914정거장 전화설비 지하2층 신설평면도(2/2)¦ S = 1/400¦ 914정거장 전화설비 지하2층 신설평면도(2/2)¦ T¦ 7¦ 0¦ 0¦ 1¦ 0¦ 3¦ 4¦ 0¦ 0¦ 4¦ (기설활용)¦ P¦
| 1단계_정거장 - 복사본 | 1단계_정거장 - 복사본 | 005. T1001026-001 902정거장 CIRCUIT WIRING SYSTEM DIAGRAM_신설.dwg | 개화¦ 김포공항¦ -¦ T¦ 0¦ 0¦ 0¦ 0¦ 0¦ 0¦ 0¦ 0¦ 0¦ 0¦ NONE¦ 902정거장 CIRCUIT WIRING SYSTEM DIAGRAM / 신설 ¦ S = NONE¦ POWER DISTRIBUTION¦ 소방외부 무선통신 보조설비¦ FM(RADIO)¦ 경찰통신 설비¦ O/F(SM)¦ UPS¦ 광화상 전송장치¦ MULTI¦ COMM¦ EQUIP¦ RACK¦ MATRIX¦ CCTV¦ AMP¦ 부 모¦ 시 계¦ 소방 내부 무선통신 보조설비¦ POWER LINE¦ HFC-22D¦ HFC-12D¦ CONSOLE¦ CCTV¦ ATVM1¦ G¦ G¦ AMP¦ A¦ GATE1¦ 1¦ B2¦ DATA LINE¦ DATA LINE¦ DATA LINE¦ DATA LINE¦ DATA LINE¦ 통 신 실¦ O/F¦ O/F¦ KEY PHONE¦ M/D¦ DATA LINE¦ TO NEXT STATION¦ TO.KT¦ 운전사령¦ DATA LINE¦ DATA LINE¦ DATA LINE¦ (운전)¦ (AFC)¦ (통신)¦ (방재)¦ (전력)¦ 전력사령¦ 3¦ ATVM¦ GATE¦ SMS¦ TOM¦ 3¦ B2¦ 통 신 실¦ 열차무선모니터¦ 통신사령¦ 방재사령¦ FAX¦ FAX¦ SM¦ 역 무 실¦ Mx2¦ K¦ B2¦ 운 전 취 급 실¦ B1¦ B3 PLATFORM X 2¦ B4 PLATFORM X 28¦ 본선터널(승강장) LCX-42D-광대역¦ 대합실(복합통신ANT)X2¦ G¦ C¦ C¦ C¦ C¦ G¦ B3 PLATFORM X 2¦ B3 PLATFORM X 75¦ B2 CONCOURSE X 26¦ B1 CONCOURSE X 48¦ G¦ G¦ KEY PHONE (3)¦ B4¦ ATVM¦ GATE¦ MP¦ TOM¦ 1¦ AMP¦ ATVM1¦ GATE1¦ B1¦ 공 조 기 계 실¦ B1¦ 3¦ B2¦ 공 조 실¦ B2¦ B3¦ B3¦ B3¦ 2¦ 3¦ 2¦ 2¦ B4 PLATFORM X 2¦ G¦ G¦ ATVM¦ GATE¦ MP¦ TOM¦ 1¦ ATVM¦ GATE¦ MP¦ TOM¦ 1¦ ATVM¦ GATE¦ MP¦ TOM¦ 2¦ ATVM¦ GATE¦ MP¦ TOM¦ 1¦ AMP¦ ATVM1¦ GATE1¦ AMP¦ ATVM1¦ GATE1¦ AMP¦ ATVM1¦ GATE1¦ AMP¦ ATVM1¦ GATE1¦ 신 호 주 재 소¦ 예 비 실¦ B1¦ 매 표 소¦ 매 표 소 1¦ 매 표 실 2¦ 예 비 실¦ B4¦ B4¦ 매 표 소 1¦ 매 표 실 2¦ KEY PHONE (2)¦ B3¦ KEY PHONE (1)¦ B3¦ B2¦ 전 기 실 (공 용)¦ 통신기계실¦ 소방외부 무선통신 보조설비¦ 경찰통신설비¦ O/F(SM) FM RADIO¦ POWER DISTRIBUTION¦ O/F(SM)¦ O/F(SM)¦ UPS¦ CCTV¦ 광화상전송장치¦ MATRIX¦ RACK¦ TV 광전송장치¦ 부모시계¦ To: NEXT STATION¦ O/F(SM)¦ O/F(SM)¦ To: KT¦ M/D¦ P.A AMP¦ 배 선 반¦ 출입통제¦ 통신장치¦ IP MPLS¦ 역사백본¦ 시리얼 ¦ FXO/FXS¦ Ethernet¦ L3 Switch¦ 신설¦ O/F(SM) 인접역¦ O/F(SM) 열차무선 / DU¦ 신설¦ 열차무선 RRU¦ LTE-R¦ EQUIP¦ MULTI¦ COMM¦ FM/DMB¦ 광전송장치¦ C¦ O/F(SM) 인접역¦ 통신장치¦ 시리얼 ¦ FXO/FXS¦ Ethernet¦ L3 Switch¦ 902정거장 CIRCUIT WIRING SYSTEM DIAGRAM / 신설¦ T¦ 1¦ 0¦ 0¦ 1¦ 0¦ 2¦ 6¦ 0¦ 0¦ 1¦
| 1단계_정거장 - 복사본 | 1단계_정거장 - 복사본 | 027. T7003034-002 919정거장 방송설비 지하1층 신설평면도 (2_2).dwg | P¦ CONSOLE¦ \A1;4,250¦ \A1;3,100¦ \A1;23,200¦ \A1;13,600¦ \A1;4,250¦ \A1;7,350¦ \A1;7,350¦ \A1;4,250¦ \A1;7,100¦ \A1;6,500¦ \A1;7,500¦ \A1;7,500¦ \A1;7,500¦ \A1;7,500¦ \A1;7,500¦ \A1;7,500¦ \A1;7,500¦ \A1;7,500¦ \A1;5,000¦ \A1;5,000¦ \A1;5,000¦ \A1;5,000¦ \A1;5,000¦ \A1;5,000¦ \A1;3,750¦ \A1;93,750¦ S = 1 / 400¦ 903정거장 방송설비 지하1층 신설평면도(2/2)¦ 1/400¦ 904정거장 방송설비 지하1층 신설평면도 (1/2)¦ 0¦ 0¦ 0¦ -¦ 0¦ 0¦ 0¦ 0¦ (기설활용)¦ -¦ T¦ 7¦ 0¦ 0¦ 3¦ 0¦ 3¦ 4¦ 0¦ 1¦ 6¦ : (16) HIV 1.5㎟x2조¦ NOTE¦ : (16) HIV 1.5㎟x5조¦ : (16) HIV 1.5㎟x6조¦ : (22) HIV 1.5㎟x7조¦ : (22) HIV 1.5㎟x8조¦ : (22) HIV 1.5㎟x10조¦ : (16) HIV 1.5㎟x4조¦ : (16) HIV 1.5㎟x3조¦ KEY PLAN¦ MATCH LINE DWG No. "S1-TA-S19-DB-013-0"¦ (P6:200x200x100)¦ (P5:200x200x100)¦ TRAY (600x150)¦ DOWN TO 안전관리실 ACCESS FLOOR¦ A¦ A¦ 대합실¦ 안전관리실¦ 발매기실¦ 화 장 실¦ 공조기계실-2¦ 편의점¦ 내부계단2¦ 내부계단3¦ 외부출입구2¦ 외부출입구3¦ 외부출입구4¦ 연결통로¦ UP¦ UP¦ UP¦ UP¦ UP¦ UP¦ 외부엘리베이터1¦ 외부엘리베이터2¦ OPEN¦ X30¦ X29¦ X28¦ X27¦ X26¦ X25¦ X24¦ X23¦ X22¦ X21¦ X20¦ X19¦ X18¦ X17¦ X16¦ Y00¦ Y01¦ Y02¦ Y03¦ Y04¦ Y05¦ Y06¦ 919 정거장¦ STA.21KM280.000¦ 외부출입구1¦ A¦ (16) UTP Cat.5E 4Px1조 (화재탐지용)¦ (22) UL 2464-AMESB 24AWG 16Cx2조 (PA)¦ (22) UL 2464-AMESB 24AWG 4Cx1조 (PA)¦ (16) CPEV 0.9/5Px1조 (PA)¦ (16) UTP Cat.5E 4Px1조 (자동방송, 근접화재)¦ UTP Cat.5E 4Px1조 (화재탐지용)¦ UL 2464-AMESB 24AWG 16Cx2조 (PA)¦ UL 2464-AMESB 24AWG 4Cx1조 (PA)¦ CPEV 0.9/5Px1조 (PA)¦ UTP Cat.5E 4Px1조 (자동방송, 근접화재)¦ 벽부형 스피커 이동¦ 임대상가-1¦ 임대상가-2¦ 임대상가-3¦ 방범셔터¦ 벽부형 3W : 2 EA¦ 천정형 3W : 51 EA¦ 지하철 919정거장¦ 노들¦ 중앙대입구¦ 동작¦ S = 1 / 400¦ 919정거장 방송설비 지하1층 신설평면도(2/2)¦ 1/400¦ 919정거장 방송설비 지하1층 신설평면도 (2/2)¦ (기설활용)¦ T¦ 7¦ 0¦ 0¦ 3¦ 0¦ 3¦ 4¦ 0¦ 0¦ 2¦
| 1단계_정거장 - 복사본 | 1단계_정거장 - 복사본 | 061. T5001034-001 913정거장 AFC설비 지하1층 평면도(1_2).dwg | GND¦ P¦ HUB¦ MWS¦ \A1;7,500¦ \A1;7,500¦ \A1;7,500¦ \A1;7,500¦ \A1;7,500¦ \A1;7,500¦ \A1;7,500¦ \A1;5,000¦ \A1;500¦ \A1;5,000¦ \A1;7,500¦ \A1;21,370¦ \A1;6,750¦ \A1;7,800¦ \A1;6,820¦ \A1;3,750¦ \A1;7,500¦ \A1;7,500¦ \A1;7,500¦ \A1;7,500¦ \A1;7,500¦ \A1;7,500¦ \A1;7,500¦ \A1;7,500¦ \A1;7,500¦ \A1;141,250¦ \A1;500¦ \A1;141,750¦ 2호선 교각¦ 이동통신기계실¦ 편 의 점¦ 대합실¦ 신호통신기계실¦ 복 도¦ 사무실¦ 작업장(건축/토목)¦ 창 고¦ 분소 락카룸(남)¦ 분소 샤워실(남)¦ 분소 탈의실(남)¦ 승무대기실(남)¦ 용역원대기실¦ 승무원 락커룸(여)¦ 분소 락카룸(여)¦ 분소 샤워실(여)¦ 분소 탈의실(여)¦ 대기실(남)¦ 대기실(여)¦ 승무원 락커룸(남)¦ 승무대기실(여)¦ 화장실¦ 외부출입구1¦ 외부출입구2¦ 외부엘리베이터1¦ 내부엘리베이터1¦ 외부통로3¦ 외부통로1¦ 외부통로2¦ 발매기실¦ 용역창고¦ 임대상가2¦ 임대상가1¦ F¦ B¦ A¦ F7 DUCT¦ F-GV 4.0㎟x1조 (발매기 GND)¦ HFCO 3C/4.0㎟x1조 (발매기 POWER)¦ FTP Cat.5E 4Px2조 (발매기 COMMS)¦ UTP Cat.5E 4Px2조 (발매기 INT)¦ J¦ DOWN TO AFC 접지단자함¦ F-GV 4.0㎟x6조 (발매기,정산기,환급기,게이트,MWS,S/W HUB GND)¦ TRAY (통신)¦ K¦ DOWN TO 분전반¦ HFCO 3C/4.0㎟x9조¦ TRAY (통신)¦ X05¦ X06¦ X07¦ X08¦ X09¦ X10¦ X11¦ X12¦ X13¦ X14¦ X15¦ X16¦ X17¦ X18¦ X19¦ X20¦ X21¦ X22¦ X23¦ X24¦ Y00¦ Y02¦ Y05¦ Y07¦ Y01¦ Y03¦ Y06¦ Y04¦ 전송장비¦ OF-MM-4Cx1조 (통신기계실~S/W HUB)¦ TRAY (통신)¦ DOWN TO 통신기계실 ACCESS FLOOR¦ OF-MM-4Cx1조 (SMS~MWS)¦ TRAY (통신)¦ H¦ A¦ OF-MM-4Cx1조 (SMS~S/W HUB)¦ DOWN TO 발매기실¦ J¦ F¦ (28) OF-MM-4Cx1조 (SMS~MWS)¦ F-GV 4.0㎟x1조 (MWS GND)¦ HFCO 3C/4.0㎟x1조 (MWS POWER)¦ FTP Cat.5E 4Px12조 (환급기, 발매기,정산기,게이트 COMMS)¦ OF-MM-4Cx1조 (S/W HUB)¦ F-GV 4.0㎟x1조 (S/W HUB GND)¦ HFCO 3C/4.0㎟x1조 (S/W HUB POWER)¦ DOWN TO S/W HUB¦ TRAY (통신)¦ DOWN TO 지하2층¦ (28) OF-MM-4Cx1조 (SMS~MWS)¦ (16) F-GV 4.0㎟x1조 (MWS GND)¦ (28) HFCO 3C/4.0㎟x1조 (MWS POWER)¦ (16) F-GV 4.0㎟x1조 (MWS GND)¦ (28) HFCO 3C/4.0㎟x1조 (MWS POWER)¦ K¦ (200x200x100)¦ OF-MM-4Cx1조 (S/W HUB)¦ TRAY (통신)¦ (28) OF-MM-4Cx1조 (SMS~MWS)¦ (16) F-GV 4.0㎟x1조 (MWS GND)¦ (28) HFCO 3C/4.0㎟x1조 (MWS POWER)¦ DOWN TO 사무실¦ 정산기 ¦ F-GV 4.0㎟x1조 (정산기 GND)¦ HFCO 3C/4.0㎟x1조 (정산기 POWER)¦ UTP Cat.5E 4Px1조 (정산기 INT)¦ FTP Cat.5E 4Px1조 (정산기 COMMS)¦ (28)¦ (28)¦ (22)x3 UTP Cat.5E 4Px3조 (EM GATE#2,3,4 INT)¦ (28)x3 HFCO 2C/4.0㎟x3조 (EM GATE#2,3,4)¦ D¦ OF-MM-4Cx1조 (통신기계실~S/W HUB)¦ H¦ H¦ F-GV 4.0㎟x1조 (게이트 GND)¦ HFCO 3C/4.0㎟x4조 (게이트 POWER)¦ FTP Cat.5E 4Px8조 (게이트 COMMS)¦ FR-CVVS 4C/2.5㎟x1조 (DPC)¦ F7 DUCT¦ FR-CVVS 4C/2.5㎟x1조 (DPC)¦ TRAY (통신)¦ (발매기, 정산기, 환급기, 게이트, S/W SUB, MWS POWER)¦ I¦ I¦ B¦ E¦ D¦ (22)x1 UTP Cat.5E 4Px1조 (EM GATE#4 INT)¦ (28)x1 HFCO 2C/4.0㎟x1조 (EM GATE#4)¦ E¦ (22)x2 UTP Cat.5E 4Px2조 (EM GATE#3,4 INT)¦ (28)x2 HFCO 2C/4.0㎟x1조 (EM GATE#3,4)¦ HFCO 2C/4.0㎟x3조(SMS,광S/W HUB,S/W HUB POWER)¦ FR-CVVS 4C/2.5㎟x1조 (DPC)¦ UTP Cat.5E 4Px3조 (EM GATE#2,3,4 INT)¦ HFCO 2C/4.0㎟x3조 (EM GATE#2,3,4)¦ UTP Cat.5E 4Px1조 (환급기 INT)¦ OF-MM-4Cx1조 (SMS~S/W HUB)¦ TRAY (통신)¦ FR-CVVS 4C/2.5㎟x1조 (DPC)¦ UTP Cat.5E 4Px3조 (EM GATE#2,3,4 INT)¦ F-GV 4.0㎟x1조 (MWS GND)¦ HFCO 3C/4.0㎟x1조 (MWS POWER)¦ 환급기¦ C¦ F-GV 4.0㎟x1조 (환급기 GND)¦ HFCO 3C/4.0㎟x1조 (환급기 POWER)¦ UTP Cat.5E 4Px1조 (환급기 INT)¦ FTP Cat.5E 4Px1조 (환급기 COMMS)¦ (28)¦ (28)¦ C¦ G¦ HFCO 3C/4.0㎟x4조(SMS,광S/W HUB,S/W HUB POWER)¦ OF-MM-4Cx1조 (통신기계실~S/W HUB)¦ OF-MM-4Cx2조 (SMS~MWS,S/W HUB)¦ OF-MM-4Cx1조 (통신기계실~S/W HUB)¦ FR-CVVS 4C/2.5㎟x1조 (DPC)¦ OF-MM-4Cx2조 (SMS~MWS,S/W HUB)¦ UTP Cat.5E 4Px8조 (발매기,정산기,환급기 INT)¦ UTP Cat.5E 4Px3조 (EM GATE#1,5,6 INT)¦ UTP Cat.5E 4Px8조 (발매기,정산기,환급기 INT)¦ UTP Cat.5E 4Px3조 (EM GATE#1,5,6 INT)¦ UTP Cat.5E 4Px12조 (발매기,정산기,환급기 INT)¦ UTP Cat.5E 4Px6조 (EM GATE#1~6 INT)¦ UTP Cat.5E 4Px4조 (발매기,정산기,환급기 INT)¦ HFCO 3C/4.0㎟x4조(SMS,광S/W HUB,S/W HUB POWER)¦ UTP Cat.5E 4Px12조 (발매기,정산기,환급기 INT)¦ UTP Cat.5E 4Px6조 (EM GATE#1~6 INT)¦ HFCO 3C/4.0㎟x3조(SMS,광S/W HUB,S/W HUB POWER)¦ F-GV 4.0㎟x2조 (환급기,MWS GND)¦ HFCO 3C/4.0㎟x1조 (환급기 POWER)¦ UTP Cat.5E 4Px1조 (환급기 COMMS)¦ G¦ F-GV 4.0㎟x1조 (게이트 GND)¦ HFCO 3C/4.0㎟x1조 (게이트 POWER)¦ FTP Cat.5E 4Px1조 (게이트 COMMS)¦ FR-CVVS 4C/2.5㎟x1조 (DPC)¦ F7 DUCT¦ 913정거장 AFC설비 지하1층 평면도(1/2)¦ 913정거장 AFC설비 지하1층 평면도(1/2)¦ S = 1 / 400¦ 1/400¦ 지하철 913정거장¦ 선유도¦ 당산¦ 국회의사당¦ T¦ 5¦ 0¦ 0¦ 1¦ 0¦ 3¦ 4¦ 0¦ 0¦ 1¦
| 1단계_정거장 - 복사본 | 1단계_정거장 - 복사본 | 016. T1001026-012 908정거장 출입통제설비 CABLE WIRING DIAGRAM (철거).dwg | 통신기계실¦ ELE-4 (대합실)¦ ELE-3 (대합실)¦ ELE-2 (대합실)¦ ELE-1 (지상층)¦ ELE-5 (대합실)¦ ELE-6 (승강장)¦ ES-1 (외부계단출입구)¦ ES-2 (외부계단출입구)¦ ES-3 (외부계단출입구)¦ ES-4 (외부계단출입구)¦ ES-5(1) (외부계단출입구)¦ ES-6 (외부계단출입구)¦ ES-7 (대합실)¦ T-1 (화장실.여)¦ P-1 (승강장)¦ P-2 (승강장)¦ P-4 (승강장)¦ AGM-1 (대합실)¦ ATVM-1 (대합실)¦ C-1 ( (대합실)¦ COMM-1 (통신기계실)¦ 안전관리실¦ 대합실 (지하1,2층)¦ ELEC-1 (전기실)¦ P-3 (승강장)¦ 발매기실¦ C/R¦ UTP Cat.5E 4Px8조 (출입통제)¦ ES-8 (대합실)¦ ES-9 (대합실)¦ C-2 ( (대합실)¦ 용역원대기실¦ C/R¦ C/R¦ C/R¦ 출입¦ 통제¦ 시스템¦ (ACU)¦ ELE-7 (승강장)¦ C-3 ( (대합실)¦ AGM-2 (대합실)¦ ES-5(2) (외부계단출입구)¦ 908정거장 출입통제설비 CABLE WIRING DIAGRAM (철거)¦ 908정거장 출입통제설비 CABLE WIRING DIAGRAM (철거)¦ S = NONE¦ NONE¦ 지하철 908정거장¦ 가양¦ 증미¦ 등촌¦ T¦ 1¦ 0¦ 0¦ 1¦ 0¦ 2¦ 6¦ 2¦ 0¦ 1¦
| 1단계_정거장 - 복사본 | 1단계_정거장 - 복사본 | 024. T7001034-007 916정거장 전화설비 지하2층 철거평면도 (1_2).dwg | H¦ M¦ IP¦ KT¦ CONSOLE¦ IDF¦ \A1;65,000¦ \A1;26,875¦ \A1;7,080¦ \A1;4,950¦ \A1;32,860¦ \A1;7,080¦ \A1;4,950¦ \A1;4,400¦ \A1;4,400¦ \A1;10,300¦ \A1;4,375¦ \A1;7,500¦ \A1;5,000¦ \A1;5,000¦ \A1;5,000¦ \A1;10,000¦ \A1;7,500¦ \A1;7,500¦ \A1;5,000¦ \A1;10,000¦ \A1;10,000¦ \A1;10,000¦ \A1;5,000¦ MATCH LINE DWG No. "S1-TA-S16-DB-011-0"¦ (54)x2 SPARE (KT.LINE)¦ A¦ (54)x2 SPARE (KT.LINE)¦ 1. 음향유도기 전원은 전기콘센트를 이용한다.¦ NOTE¦ 2. 증폭기전원은 전기콘센트를 이용한다.¦ 3. 통신기계실 및 안전관리실 MAIN 분전반은 전기에서 설치한다.¦ B¦ (22) UTP Cat.5E 4Px4조 (임대상가)¦ C¦ (54)x2 SPARE (KT.LINE)¦ (28) UTP Cat.5E 4Px8조 (임대상가)¦ D¦ (54)x2 SPARE (KT.LINE)¦ (36) UTP Cat.5E 4Px8조 (임대상가)¦ (16) UTP Cat.5E 4Px3조 (편의점)¦ E¦ (54)x2 SPARE (KT.LINE)¦ (28) UTP Cat.5E 4Px3조 (대합실 공중전화)¦ (36) UTP Cat.5E 4Px8조 (임대상가)¦ (16) UTP Cat.5E 4Px3조 (편의점)¦ (22) 인터폰선 0.6x2Px8조 (INT)¦ UTP Cat.5E 4Px2조 (공조기계실-2)¦ J¦ OF-MM-4Corex1조 (안전관리실)¦ 인터폰선 0.6x2Px15조 (INT)¦ TRAY (300x100)¦ UTP Cat.5E 25Px2조 (CONSOLE CONTROL, LSE)¦ UTP Cat.5E 4Px8조 (임대상가)¦ K¦ 인터폰선 0.6x2Px8조 (INT)¦ TRAY (300x100)¦ UTP Cat.5E 25Px2조 (CONSOLE CONTROL, LSE)¦ OF-MM-4Corex1조 (안전관리실)¦ UTP Cat.5E 25Px2조 (안전관리실)¦ UTP Cat.5E 4Px2조 (편의점)¦ UTP Cat.5E 4Px2조 (공조기계실-2)¦ UTP Cat.5E 4Px3조 (대합실 공중전화)¦ G¦ UTP Cat.5E 25Px2조 (안전관리실)¦ 인터폰선 0.6x2Px13조 (INT)¦ TRAY (600x150)¦ UTP Cat.5E 25Px2조 (CONSOLE CONTROL, LSE)¦ DOWN TO 안전관리실 ACCESS FLOOR¦ UTP Cat.5E 4Px8조 (임대상가)¦ M¦ TRAY (300x100)¦ UTP Cat.5E 25Px2조 (CONSOLE CONTROL, LSE)¦ OF-MM-4Corex1조 (안전관리실)¦ UTP Cat.5E 25Px2조 (안전관리실)¦ UTP Cat.5E 4Px2조 (편의점)¦ UTP Cat.5E 4Px2조 (공조기계실-2)¦ UTP Cat.5E 4Px3조 (대합실 공중전화)¦ UTP Cat.5E 4Px8조 (임대상가)¦ L¦ TRAY (300x100)¦ UTP Cat.5E 25Px2조 (CONSOLE CONTROL, LSE)¦ OF-MM-4Corex1조 (안전관리실)¦ UTP Cat.5E 25Px2조 (안전관리실)¦ UTP Cat.5E 4Px2조 (편의점)¦ UTP Cat.5E 4Px2조 (공조기계실-2)¦ UTP Cat.5E 4Px3조 (대합실 공중전화)¦ (54)x2 SPARE (KT.LINE)¦ OF-MM-4Corex1조 (안전관리실)¦ UTP Cat.5E 25Px2조 (안전관리실)¦ F¦ UP TO 지하 1층¦ UTP Cat.5E 4Px2조 (공조기계실-2)¦ KEY PLAN¦ TRAY (600x150)¦ Y01¦ Y03¦ Y05¦ Y06¦ X05¦ X01¦ X00¦ X-01¦ X-02¦ X-03¦ X-04¦ X-05¦ X-06¦ X-07¦ X-08¦ 편의점¦ 발매기실¦ 대합실¦ 대합실¦ OPEN¦ OPEN¦ DN¦ DN¦ UP¦ UP¦ UP¦ 안전관리실¦ 화장실¦ 본선 환기실¦ 외부엘리베이터 2¦ 외부출입구 3¦ 외부출입구 1¦ 외부엘리베이터 1¦ 내부계단 2¦ 내부계단 1¦ 외부출입구 4¦ 내부엘리베이터 1¦ 내부계단 3¦ 내부계단 6¦ 내부엘리베이터 2¦ 방범셧터¦ DN¦ UP¦ UP¦ UP¦ UP¦ UP¦ UP¦ UP¦ UP¦ 방범셧터¦ HUB 8Port¦ [IDF No.1]¦ UTP 25P¦ [TB No.5]¦ (P11:500x500x300)¦ KT MANHOLE ¦ 수공¦ (700x400x100)¦ (P13:100x100x100)¦ (P12:200x200x100)¦ (P10:500x500x300)¦ (P9:500x500x300)¦ (P8:500x500x300)¦ (P7:400x400x200)¦ (P4:300x300x200)¦ (P2:200x200x100)¦ (P5:200x200x100)¦ x2 ¦ F¦ G¦ J¦ K¦ 지상E/L¦ 지상E/L¦ (16) 인터폰선 0.6x2Px4조 (INT)¦ (28) UTP Cat.5E 25Px1조 (콜폰)¦ (16) UTP Cat.5E 4Px2조 (임대상가)¦ (16) UTP Cat.5E 4Px2조 (임대상가)¦ (16) UTP Cat.5E 4Px2조 (임대상가)¦ (22) UTP Cat.5E 4Px4조 (임대상가)¦ A¦ (36)x2 SPARE (CATV)¦ B¦ C¦ (16) UTP Cat.5E 4Px3조 (편의점)¦ D¦ E¦ (16) 인터폰선 0.6x2Px2조 (INT)¦ (16) UTP Cat.5E 4Px1조 (승강장 INT)¦ (P16:100x100x100)¦ (P15:100x100x100)¦ H¦ I¦ I¦ (16) UTP Cat.5E 4Px2조 (공조기계실-2)¦ H¦ (36) 인터폰선 0.6x2Px12조 (INT)¦ (16) 인터폰선 0.6x2Px4조 (INT)¦ (22) 인터폰선 0.6x2Px8조 (INT)¦ (22) UTP Cat.5E 4Px3조 (대합실 공중전화)¦ x2¦ x4¦ x2¦ x2¦ x4¦ (700x400x100)¦ (16) 인터폰선 0.6x2Px각1조 (콜폰)¦ L¦ (22) UTP Cat.5E 4Px4조 (임대상가)¦ (16) 인터폰선 0.6x2Px4조 (INT)¦ [UTP 25P]¦ (22) UTP Cat.5E 4Px3조 (공중전화)¦ (16) 인터폰선 0.6x2Px4조 (INT)¦ (22) UTP Cat.5E 4Px3조 (공중전화)¦ (P3:300x300x200)¦ UTP 25P¦ [TB No.4]¦ 공중전화¦ (22) UTP Cat.5E 4Px3조 (공중전화)¦ (국전13 직5)¦ (16) 인터폰선 0.6x2Px4조 (INT)¦ DOWN TO CP PANEL¦ (P6:400x400x200)¦ Y00¦ X03¦ (16) 인터폰선 0.6x2Px5조 (INT)¦ UTP Cat.5E 4Px3조 (승강장 공중전화)¦ UTP Cat.5E 4Px1조 (승강장 INT)¦ UTP Cat.5E 4Px6조 (승강장 공중전화)¦ UTP Cat.5E 4Px2조 (승강장 INT)¦ 인터폰선 0.6x2Px5조 (INT)¦ (기계분야 인터폰모장치)¦ UTP Cat.5E 4Px3조 (승강장 공중전화)¦ UTP Cat.5E 4Px1조 (승강장 INT)¦ TRAY (600x150)¦ DOWN TO 지하3층¦ (22) UTP Cat.5E 4Px3조 (승강장 공중전화)¦ (16) UTP Cat.5E 4Px1조 (승강장 INT)¦ (22) UTP Cat.5E 4Px3조 (승강장 공중전화)¦ M¦ UTP Cat.5E 4Px3조 (승강장 공중전화)¦ UTP Cat.5E 4Px1조 (승강장 INT)¦ TRAY (600x150)¦ DOWN TO 지하3층¦ (P17:300x300x200)¦ (16) 인터폰선 0.6x2Px5조 (INT)¦ (28) UTP Cat.5E 25Px1조 (콜폰)¦ (28) UTP Cat.5E 25Px1조 (콜폰)¦ (28) UTP Cat.5E 25Px1조 (콜폰)¦ UTP Cat.5E 25Px1조 (콜폰)¦ (28) UTP Cat.5E 25Px1조 (콜폰)¦ UTP Cat.5E 25Px1조 (콜폰)¦ (600x600x300)¦ (600x600x300)¦ UTP Cat.5E 4Px1조 (편의점)¦ UTP Cat.5E 4Px1조 (편의점)¦ (16) 인터폰선 0.6x2Px4조 (INT)¦ DOWN TO CP PANEL¦ (16) 인터폰선 0.6x2Px4조 (INT)¦ DOWN TO CP PANEL¦ (16) 인터폰선 0.6x2Px4조 (INT)¦ DOWN TO CP PANEL¦ UTP Cat.5E 4Px3조 (승강장 공중전화)¦ UTP Cat.5E 4Px1조 (승강장 INT)¦ TRAY (300x100)¦ (16) 인터폰선 0.6x2Px4조 (INT)¦ 4-5~8¦ 4-1~4¦ 3-45~48¦ 3-41~44¦ 3-25~28¦ 3-21~24¦ 3-15~18¦ 3-11~14¦ V1.2.3.4¦ 3-35~38¦ 3-31~34¦ 천정형UTP25P¦ 7¦ 6¦ 5¦ 4¦ 3¦ 8¦ 9¦ 10¦ 11¦ 12¦ 13¦ 1¦ 2¦ N¦ 장애자용¦ 훨체어리프트¦ N¦ (16) 인터폰선 0.6x2Px4조 (INT)¦ DOWN TO CP PANEL¦ (16) 인터폰선 0.6x2Px4조 (INT)¦ (16) 인터폰선 0.6x2Px3조 (INT)¦ 임대상가¦ (철거)¦ 지하철 916정거장¦ 여의도¦ 샛강¦ 노량진¦ 1/400¦ 916정거장 전화설비 지하2층 철거평면도(1/2)¦ S = 1/400¦ 916정거장 전화설비 지하2층 철거평면도(1/2)¦ T¦ 7¦ 0¦ 0¦ 1¦ 0¦ 3¦ 4¦ 0¦ 0¦ 7¦ (기설활용)¦ INT¦ P¦
| 1단계_정거장 - 복사본 | 1단계_정거장 - 복사본 | 052. T9103066-004 909정거장 AFC설비 지하1층 장비배치도 (철거).dwg | \A1;800¦ \A1;600¦ \A1;7,900¦ \A1;28,000¦ \A1;7,600¦ \A1;7,900¦ \A1;6,100¦ \A1;6,100¦ \A1;7,500¦ \A1;7,500¦ \A1;7,500¦ \A1;7,500¦ \A1;7,500¦ \A1;7,500¦ \A1;7,500¦ \A1;7,500¦ \A1;7,500¦ \A1;7,500¦ \A1;7,500¦ \A1;7,500¦ \A1;7,500¦ \A1;5,000¦ \A1;5,000¦ \A1;5,000¦ \A1;75,000¦ \A1;5,000¦ \A1;7,500¦ \A1;7,500¦ \A1;7,500¦ \A1;7,500¦ \A1;7,500¦ \A1;7,500¦ \A1;7,500¦ \A1;7,500¦ \A1;30,000¦ \A1;105,000¦ \A1;30,000¦ \A1;262,500¦ \A1;67,500¦ \A1;165,000¦ \A1;30,000¦ \A1;5,000¦ \A1;5,000¦ \A1;800¦ \A1;1,000¦ \A1;2,250¦ \A1;800¦ \A1;600¦ \A1;200¦ \A1;200¦ \A1;200¦ \A1;200¦ \A1;200¦ \A1;200¦ \A1;600¦ \A1;600¦ \A1;600¦ \A1;600¦ \A1;900¦ \A1;1,800¦ \A1;325¦ \A1;600¦ \A1;715¦ \A1;1,149¦ \A1;200¦ \A1;800¦ \A1;1,000¦ \A1;1,200¦ \A1;600¦ \A1;200¦ \A1;200¦ \A1;600¦ \A1;600¦ \A1;600¦ \A1;600¦ \A1;1,550¦ \A1;200¦ \A1;900¦ \A1;200¦ \A1;1,050¦ \A1;3,030¦ \A1;3,286¦ \A1;1,800¦ \A1;200¦ \A1;200¦ \A1;200¦ \A1;845¦ \A1;200¦ \A1;1,000¦ \A1;800¦ \A1;1,509¦ Detail "C"¦ Detail "A"¦ Detail "D" ¦ Detail "D"¦ Detail "B"¦ Detail "A"¦ Detail "B"¦ 발매기실 2¦ X-09¦ X-07¦ X-05¦ X-03¦ X-01¦ X00¦ X01¦ X02¦ X03¦ X04¦ X06¦ X22¦ X24¦ X26¦ X27¦ X28¦ X29¦ X30¦ X31¦ X32¦ X33¦ Y04¦ Y03¦ Y02¦ Y01¦ Y00¦ UP¦ DN¦ 발매기실 1¦ 편의점¦ 대합실¦ 외부통로¦ 용역창고¦ 용역원대기실¦ DN¦ DN¦ 통신기계실¦ 이동통신기계실¦ 운영원대기실¦ CO2실¦ 내부계단 3¦ 비상전원실¦ 안전관리실¦ 발매기실 2¦ 변전실¦ 물탱크실¦ 전 기 실¦ 창 고¦ 외부계단 1¦ 내부계단 1¦ 내부계단 2¦ 내부계단 4¦ 화장실¦ 공조기계실(PIT)¦ CO2실¦ 발매기실 1¦ AAM ¦ AAM ¦ Detail "C"¦ AAM ¦ AAM ¦ 10형¦ 8형¦ 8형¦ 12/6형¦ 11형¦ 대합실¦ PAID AREA¦ 대합실¦ FREE AREA¦ 8형¦ Y03¦ Y02¦ 대합실¦ PAID AREA¦ 대합실¦ FREE AREA¦ 12형¦ 11형¦ 10형¦ 8형¦ 8형¦ 6형¦ 8형¦ 909정거장 AFC설비 지하1층 장비배치도 (철거)¦ 909정거장 AFC설비 지하1층 장비배치도 (철거)¦ S = 1 / 600¦ 1/600¦ 지하철 909정거장¦ 가양¦ 등촌¦ 염창¦ 4¦ 0¦ 0¦ T¦ 9¦ 1¦ 0¦ 3¦ 0¦ 6¦ 6¦ \A1;800¦ \A1;1,000¦ \A1;2,250¦
| 1단계_정거장 - 복사본 | 1단계_정거장 - 복사본 | 110. T9203075-001 CCC L3스위치 인터페이스 구성도.dwg | NONE¦ 관제(CCC) L3 스위치 인터페이스 구성도¦ S = NONE¦ NMS¦ 시리얼 통신장치¦ 관제 L3 스위치-A¦ 관제 L3 스위치-B¦ B¦ A¦ B¦ PDP분배반¦ 전원 A¦ 전원 B¦ 10G 라인카드¦ 10G 라인카드¦ 10/ 100/ 1000Base-T¦ PDP분배반¦ 전원 A¦ 전원 B¦ 10G 라인카드¦ 10G 라인카드¦ 10/ 100/ 1000Base-T¦ A¦ 전송설비 과업¦ 타시스템 과업¦ CCC¦ 기계설비¦ CTC-1¦ VTS(대열차)¦ UPS¦ 사령전화¦ 방송설비¦ 중앙집중¦ CCTV¦ NTP¦ 교환기¦ 종합무선¦ AFC#1¦ PSD용 신호회선¦ SCADA MMI¦ 열차무선¦ 출입통제¦ PSD¦ 행선안내¦ AFC#3¦ CTC-2¦ AFC#2¦ CCC¦ -철 거-¦ 관제(CCC) L3스위치 인터페이스 구성도¦ NONE¦ T¦ 9¦ 2¦ 0¦ 3¦ 0¦ 7¦ 5¦ 0¦ 0¦ 1¦ CCC¦ 901¦ CCC¦ 901¦
| 1단계_정거장 - 복사본 | 1단계_정거장 - 복사본 | 034. T7005034-005 917정거장 CCTV,TDI,시계설비 지하1층 철거평면도 (1_2).dwg | {\C0;vmh}¦ ACU¦ CCTV¦ P¦ \A1;7,500¦ \A1;7,500¦ \A1;7,500¦ \A1;7,500¦ \A1;7,500¦ \A1;7,500¦ \A1;7,500¦ \A1;7,500¦ \A1;7,500¦ \A1;7,500¦ \A1;5,500¦ \A1;45,000¦ \A1;7,500¦ \A1;7,500¦ \A1;7,500¦ \A1;7,500¦ \A1;7,500¦ \A1;7,500¦ \A1;80,500¦ \A1;7,070¦ \A1;9,160¦ \A1;9,160¦ \A1;3,300¦ \A1;28,690¦ DN¦ L¦ UP¦ UP¦ L1¦ C/R¦ D¦ HIV 2.5㎟x2조 (CL POWER)(철거)¦ UTP Cat.5E 4Px4조 (CONSOLE)¦ UTP Cat.5E 25Px1조 (CONSOLE)¦ UTP Cat.5E 25Px1조 (CONSOLE)¦ G¦ (16) ECX 5C-2Vx1조 (CAMERA)(기존활용)¦ UTP Cat.5E 4Px4조 (CONSOLE)¦ UTP Cat.5E 25Px1조 (CONSOLE)¦ I¦ TRAY (300x100)¦ ECX 5C-2Vx3조 (CAMERA)(기존활용)¦ J¦ HIV 2.5㎟x2조 (CL POWER)(철거)¦ UTP Cat.5E 4Px4조 (CONSOLE)¦ UTP Cat.5E 25Px1조 (CONSOLE)¦ UTP Cat.5E 4Px4조 (CONSOLE)¦ UTP Cat.5E 25Px1조 (CONSOLE)¦ N¦ (16) ECX 5C-2Vx1조 (CAMERA)(기존활용)¦ P¦ HIV 2.5㎟x2조 (CL POWER)(철거)¦ UTP Cat.5E 4Px4조 (CONSOLE)¦ UTP Cat.5E 25Px1조 (CONSOLE)¦ ECX 5C-2Vx20조 (CAMERA)(기존활용)¦ E/V¦ C¦ HIV 2.5㎟x2조 (CL POWER)(철거)¦ UTP Cat.5E 4Px4조 (CONSOLE)¦ UTP Cat.5E 25Px1조 (CONSOLE)¦ ECX 5C-2Vx32조 (CAMERA)(기존활용)¦ TRAY (300x100)¦ MATCH LINE DWG No. "S1-TA-S17-DB-019-0"¦ A¦ DOWN TO 지하 2층¦ ECX 5C-2Vx3조 (CAMERA)(기존활용)¦ TRAY (900x150)¦ B¦ DOWN TO 통신기계실 ACCESS FLOOR¦ HIV 2.5㎟x2조 (CL POWER)(철거)¦ UTP Cat.5E 4Px4조 (CONSOLE)¦ UTP Cat.5E 25Px1조 (CONSOLE)¦ ECX 5C-2Vx41조 (CAMERA)(기존활용)¦ TRAY (600x150)¦ ECX 5C-2Vx31조 (CAMERA)(기존활용)¦ TRAY (300x100)¦ F¦ UTP Cat.5E 4Px4조 (CONSOLE)¦ HIV 2.5㎟x2조 (CL POWER)(철거)¦ H¦ HIV 2.5㎟x2조 (CL POWER)(철거)¦ ECX 5C-2Vx30조 (CAMERA)(기존활용)¦ TRAY (300x100)¦ K¦ (22) ECX 5C-2Vx2조 (CAMERA)(기존활용)¦ ECX 5C-2Vx27조 (CAMERA)(기존활용)¦ TRAY (300x100)¦ L¦ HIV 2.5㎟x2조 (CL POWER)(철거)¦ UTP Cat.5E 4Px4조 (CONSOLE)¦ UTP Cat.5E 25Px1조 (CONSOLE)¦ ECX 5C-2Vx25조 (CAMERA)(기존활용)¦ TRAY (300x100)¦ M¦ HIV 2.5㎟x2조 (CL POWER)(철거)¦ ECX 5C-2Vx24조 (CAMERA)(기존활용)¦ TRAY (300x100)¦ O¦ HIV 2.5㎟x2조 (CL POWER)(철거)¦ UTP Cat.5E 4Px4조 (CONSOLE)¦ UTP Cat.5E 25Px1조 (CONSOLE)¦ ECX 5C-2Vx22조 (CAMERA)(기존활용)¦ TRAY (300x100)¦ Q¦ (22) ECX 5C-2Vx2조 (CAMERA)(기존활용)¦ TRAY (300x100)¦ TRAY (300x100)¦ ECX 5C-2Vx31조 (CAMERA)(기존활용)¦ E¦ HIV 2.5㎟x2조 (CL POWER)(철거)¦ UTP Cat.5E 4Px4조 (CONSOLE)¦ UTP Cat.5E 25Px1조 (CONSOLE)¦ ECX 5C-2Vx31조 (CAMERA)(기존활용)¦ TRAY (300x100)¦ KEY PLAN¦ X00¦ X01¦ X02¦ X03¦ X04¦ X05¦ X06¦ X07¦ X08¦ X09¦ X10¦ X-01¦ X-02¦ X-03¦ X-04¦ X-05¦ Y04¦ Y02¦ Y00¦ Y01¦ Y03¦ X-06¦ 전 기 실¦ 복 도¦ 119구조대 사무실¦ 용역원대기실¦ CO2실¦ 비상전원실¦ 대 합 실¦ 발매기실 1¦ 편 의 점¦ 공조기계실 1¦ 화장실 3 (FREE)¦ DN¦ DN¦ DN¦ UP¦ UP¦ UP¦ UP¦ UP¦ UP¦ DN¦ 통신기계실¦ 방범셔터¦ 방범셔터¦ 외부출입구 4¦ 내부계단 4¦ 외부출입구 5¦ 외부출입구 1¦ 내부계단 1¦ 외부출입구 6¦ 외부엘리베이터 2¦ 용역창고¦ UP¦ UP¦ UP¦ UP¦ 119구조대 창고¦ 119구조대 복도¦ 119구조대¦ 119구조대¦ 119구조대 침실 3¦ 샤워실 2¦ 샤워실 3¦ 119구조대¦ 샤워실 1¦ 이동통신기계실¦ 119구조대 침실 2¦ 119구조대 침실 1¦ (16) ECX 5C-2Vx1조 (CAMERA)(기존활용)¦ 지상E/L¦ (P10:200x200x100)¦ (P7:200x200x100)¦ (P9:200x200x100)¦ (P6:200x200x100)¦ (P5:200x200x200)¦ (P4:200x200x100)¦ ES-7¦ AGM-2¦ ES-8¦ ATVM-1¦ ES-4¦ C-1¦ ELEC-1¦ ES-3¦ ELE-1¦ ES-1¦ ES-2¦ (16) ECX 5C-2Vx1조 (CAMERA)(기존활용)¦ (16) ECX 5C-2Vx1조 (CAMERA)(기존활용)¦ (16) ECX 5C-2Vx1조 (CAMERA)(기존활용)¦ (16) ECX 5C-2Vx1조 (CAMERA)(기존활용)¦ (16) ECX 5C-2Vx1조 (CAMERA)(기존활용)¦ ECX 5C-2Vx3조 (CAMERA)(기존활용)¦ DOWN TO 지하 2층¦ TRAY (900x150)¦ UP TO 지상 E/L¦ (22) HIV 2.5㎟x4조 (CL POWER)(철거)¦ B¦ C¦ D¦ E¦ G¦ H¦ I¦ K¦ L¦ M¦ N¦ Q¦ P¦ ELE-2¦ (16) ECX 5C-2Vx1조 (CAMERA)(기존활용)¦ DOWN TO 지하 1층 E/L¦ (28) ECX 5C-2Vx5조 (CAMERA)(기존활용)¦ (P1:200x200x100)¦ (P2:200x200x100)¦ (36) ECX 5C-2Vx6조 (CAMERA)(기존활용)¦ {\C0;VMT}¦ COMM-1¦ (P3:200x200x100)¦ A¦ J¦ F¦ T-1¦ (P8:200x200x100)¦ AGM-1¦ O¦ G¦ FR-CVVSB 10C/1.5㎟x2조 (PAN/TILT)(철거)¦ FR-CV 3C/4.0㎟x2조 (CA POWER)(철거)¦ FR-CVVSB 10C/1.5㎟x2조 (PAN/TILT)(철거)¦ FR-CV 3C/4.0㎟x2조 (CA POWER)(철거)¦ FR-CVVSB 10C/1.5㎟x2조 (PAN/TILT)(철거)¦ FR-CV 3C/4.0㎟x2조 (CA POWER)(철거)¦ FR-CVVSB 10C/1.5㎟x2조 (PAN/TILT)(철거)¦ FR-CV 3C/4.0㎟x2조 (CA POWER)(철거)¦ FR-CVVSB 10C/1.5㎟x2조 (PAN/TILT)(철거)¦ FR-CV 3C/4.0㎟x2조 (CA POWER)(철거)¦ FR-CVVSB 10C/1.5㎟x2조 (PAN/TILT)(철거)¦ FR-CV 3C/4.0㎟x2조 (CA POWER)(철거)¦ (36) FR-CVVSB 10C/1.5㎟x1조 (PAN/TILT)(철거)¦ (28) FR-CV 3C/4.0㎟x1조 (CA POWER)(철거)¦ FR-CVVSB 10C/1.5㎟x1조 (PAN/TILT)(철거)¦ FR-CV 3C/4.0㎟x1조 (CA POWER)(철거)¦ FR-CVVSB 10C/1.5㎟x1조 (PAN/TILT)(철거)¦ FR-CV 3C/4.0㎟x1조 (CA POWER)(철거)¦ FR-CVVSB 10C/1.5㎟x1조 (PAN/TILT)(철거)¦ FR-CV 3C/4.0㎟x1조 (CA POWER)(철거)¦ FR-CVVSB 10C/1.5㎟x2조 (PAN/TILT)(철거)¦ FR-CV 3C/4.0㎟x2조 (CA POWER)(철거)¦ OF-SM-4Cx1조 [공간화상)(철거)¦ F-CV 3C/2.5㎟x1조 (공간화상)(철거)¦ OF-SM-4Cx1조 [공간화상)(철거)¦ F-CV 3C/2.5㎟x1조 (공간화상)(철거)¦ OF-SM-4Cx1조 [공간화상)(철거)¦ F-CV 3C/2.5㎟x1조 (공간화상)(철거)¦ FR-CV 3C/6.0㎟x1조 (LSE POWER)¦ OF-SM-4Cx1조 [공간화상)(철거)¦ F-CV 3C/2.5㎟x1조 (공간화상)(철거)¦ FR-CV 3C/6.0㎟x1조 (LSE POWER)¦ OF-SM-4Cx1조 [공간화상)(철거)¦ F-CV 3C/2.5㎟x1조 (공간화상)(철거)¦ FR-CV 3C/6.0㎟x1조 (LSE POWER)¦ OF-SM-4Cx1조 [공간화상)(철거)¦ F-CV 3C/2.5㎟x1조 (공간화상)(철거)¦ FR-CV 3C/6.0㎟x1조 (LSE POWER)¦ OF-SM-4Cx1조 [공간화상)(철거)¦ F-CV 3C/2.5㎟x1조 (공간화상)(철거)¦ FR-CV 3C/6.0㎟x1조 (LSE POWER)¦ OF-SM-4Cx2조 [공간화상)(철거)¦ F-CV 3C/2.5㎟x2조 (공간화상)(철거)¦ FR-CV 3C/6.0㎟x1조 (LSE POWER)¦ OF-SM-4Cx1조 [공간화상)(철거)¦ F-CV 3C/2.5㎟x1조 (공간화상)(철거)¦ FR-CV 3C/6.0㎟x1조 (LSE POWER)¦ FR-CV 3C/6.0㎟x1조 (LSE POWER)¦ FR-CV 3C/6.0㎟x1조 (LSE POWER)¦ FR-CV 3C/6.0㎟x1조 (LSE POWER)¦ FR-CV 3C/6.0㎟x1조 (LSE POWER)¦ FR-CVVSB 10C/1.5㎟x1조 (PAN/TILT)(철거)¦ FR-CV 3C/4.0㎟x1조 (CA POWER)(철거)¦ (28) FR-CV 3C/4.0㎟x1조 (출입구게시기)(철거)¦ (16) UTP Cat 5E 4Px1조 (출입구게시기)(철거)¦ (28) FR-CV 3C/4.0㎟x1조 (출입구게시기)(철거)¦ (16) UTP Cat 5E 4Px1조 (출입구게시기)(철거)¦ S¦ (16) ECX 5C-2Vx2조 (CAMERA)(기존활용)¦ (28) FR-CV 3C/4.0㎟x1조 (출입구게시기)(철거)¦ (16) UTP Cat 5E 4Px1조 (출입구게시기)(철거)¦ S¦ S¦ S¦ S¦ S¦ (28) FR-CV 3C/4.0㎟x1조 (출입구게시기)(철거)¦ (16) UTP Cat 5E 4Px1조 (출입구게시기)(철거)¦ (28) FR-CV 3C/4.0㎟x1조 (출입구게시기)(철거)¦ (16)x2 UTP Cat 5E 4Px2조 (출입구게시기)(철거)¦ (28) FR-CV 3C/4.0㎟x1조 (출입구게시기)(철거)¦ (16)x2 UTP Cat 5E 4Px2조 (출입구게시기)(철거)¦ FR-CV 3C/4.0㎟x1조 (출입구게시기)(철거)¦ UTP Cat 5E 4Px2조 (출입구게시기)(철거)¦ FR-CV 3C/4.0㎟x1조 (출입구게시기)(철거)¦ UTP Cat 5E 4Px2조 (출입구게시기)(철거)¦ FR-CV 3C/4.0㎟x1조 (출입구게시기)(철거)¦ UTP Cat 5E 4Px2조 (출입구게시기)(철거)¦ FR-CV 3C/4.0㎟x1조 (출입구게시기)(철거)¦ UTP Cat 5E 4Px2조 (출입구게시기)(철거)¦ FR-CV 3C/4.0㎟x1조 (출입구게시기)(철거)¦ UTP Cat 5E 4Px2조 (출입구게시기)(철거)¦ FR-CV 3C/4.0㎟x2조 (출입구게시기)(철거)¦ UTP Cat 5E 4Px3조 (출입구게시기)(철거)¦ FR-CV 3C/4.0㎟x2조 (출입구게시기)(철거)¦ UTP Cat 5E 4Px3조 (출입구게시기)(철거)¦ FR-CV 3C/4.0㎟x2조 (출입구게시기)(철거)¦ UTP Cat 5E 4Px4조 (출입구게시기)(철거)¦ FR-CV 3C/4.0㎟x2조 (출입구게시기)(철거)¦ UTP Cat 5E 4Px4조 (출입구게시기)(철거)¦ FR-CV 3C/4.0㎟x1조 (출입구게시기)(철거)¦ UTP Cat 5E 4Px2조 (출입구게시기)(철거)¦ 기설치 카메라¦ (16) ECX 5C-2Vx1조 (CAMERA)(기존활용)¦ (철거)¦ T¦ T¦ T¦ (16) UTP Cat.5E 4Px2조 (대합실게시기)(철거)¦ (28) FR-CV 3C/4.0㎟x1조 (대합실게시기 POWER)(기존활용)¦ UTP Cat.5E 4Px4조 (대합실게시기)(철거)¦ FR-CV 3C/4.0㎟x1조 (대합실게시기 POWER)(기존활용)¦ (철거)¦ (철거)¦ (철거)¦ (철거)¦ (철거)¦ HIV 1.5㎟x4조 (CLOCK)(철거)¦ HIV 1.5㎟x4조 (CLOCK)(철거)¦ HIV 1.5㎟x4조 (CLOCK)(철거)¦ HIV 1.5㎟x4조 (CLOCK)(철거)¦ HIV 1.5㎟x4조 (CLOCK)(철거)¦ HIV 1.5㎟x4조 (CLOCK)(철거)¦ HIV 1.5㎟x4조 (CLOCK)(철거)¦ HIV 1.5㎟x4조 (CLOCK)(철거)¦ HIV 1.5㎟x4조 (CLOCK)(철거)¦ HIV 1.5㎟x4조 (CLOCK)(철거)¦ HIV 1.5㎟x4조 (CLOCK)(철거)¦ (16) HIV 1.5㎟x4조 (CLOCK)(철거)¦ (16) HIV 1.5㎟x4조 (CLOCK)(철거)¦ (16) HIV 1.5㎟x4조 (CLOCK)(철거)¦ (16) HIV 1.5㎟x4조 (CLOCK)(철거)¦ (철거)¦ (철거)¦ 지하철 917정거장¦ 샛강¦ 노량진¦ 노들¦ 1/400¦ S = 1 / 400¦ 917정거장 CCTV,TDI,시계설비 지하1층 철거평면도(1/2)¦ 917정거장 CCTV,TDI,시계설비 지하1층¦ 철거평면도(1/2)¦ T¦ 7¦ 0¦ 0¦ 5¦ 0¦ 3¦ 4¦ 0¦ 0¦ 5¦ CCTV(기존동축활용)¦ P¦
| 1단계_정거장 - 복사본 | 1단계_정거장 - 복사본 | 047. T9103038-005 RACK 바닥고정 설치상세도.dwg | RACK 바닥고정 설치상세도¦ NONE¦ RACK 바닥고정 설치상세도¦ S = NONE¦ 동대 접지반¦ F-GV 16㎟¦ 5T¦ 육각 볼트 너트¦ 절연베크라이판¦ 50mm¦ OFD 철가¦ 스트롱앵커 3/8"¦ 고정용 너트¦ 절연 및 진동방지고무판¦ 평와셔¦ 300¦ 현하볼트(3/8"x600)¦ 70¦ 70¦ 바닥¦ ACCESS FLOOR¦ RACK¦ 셋트앵커 3/8"x70¦ 절연 및 진동방지고무판¦ 평와셔¦ 300¦ 70¦ 바닥¦ 피트커버¦ RACK¦ 70¦ CABLE TRENCH¦ 70¦ 셋트앵커 3/8"x70¦ 절연 및 진동방지고무판¦ 평와셔¦ 바닥¦ RACK¦ 70¦ 300¦ 바닥¦ RACK¦ ACCESS FLOOR¦ 랙 고정용 레벨러¦ 동대 설치 상세¦ S=NONE¦ RACK 고정상세도 (1)¦ S=1:6¦ RACK 고정상세도 (4)¦ S=1:6¦ RACK 고정상세도 (3)¦ S=1:6¦ RACK 고정상세도 (2)¦ S=1:6¦ 동대 접지반¦ F-GV 16㎟¦ 5T¦ 육각 볼트 너트¦ 절연베크라이판¦ 50mm¦ OFD 철가¦ 스트롱앵커 3/8"¦ 고정용 너트¦ 절연 및 진동방지고무판¦ 평와셔¦ 300¦ 현하볼트(3/8"x600)¦ 70¦ 70¦ 바닥¦ ACCESS FLOOR¦ RACK¦ 셋트앵커 3/8"x70¦ 절연 및 진동방지고무판¦ 평와셔¦ 300¦ 70¦ 바닥¦ 피트커버¦ RACK¦ 70¦ CABLE TRENCH¦ 70¦ 셋트앵커 3/8"x70¦ 절연 및 진동방지고무판¦ 평와셔¦ 바닥¦ RACK¦ 70¦ 동대 설치 상세¦ S=NONE¦ RACK 고정상세도 (1)¦ S=1:6¦ RACK 고정상세도 (3)¦ S=1:6¦ RACK 고정상세도 (2)¦ S=1:6¦ 절연재¦ 장치"가"¦ 장치¦ 결속BOLT&NUT¦ 절연부싱¦ 장치와 장치가 간에는절연을 위해 절연재를 \P삽입하고 결속 볼트에는 절연부싱을 삽입하여 \P결속한다.¦ T¦ 9¦ 1¦ 0¦ 3¦ 0¦ 3¦ 8¦ 0¦ 0¦ 5¦ 절연재¦ 장치"가"¦ 장치¦ 결속BOLT&NUT¦ 절연부싱¦ 장치와 장치가 간에는절연을 위해 절연재를 \P삽입하고 결속 볼트에는 절연부싱을 삽입하여 \P결속한다.¦ 공통¦
| 1단계_정거장 - 복사본 | 1단계_정거장 - 복사본 | 061. T7001034-022 주공장 구내통신설비 지하1층 철거평면도 (2_2).dwg | C/R¦ \A1;26,000¦ \A1;20,000¦ \A1;20,000¦ \A1;20,000¦ \A1;30,000¦ \A1;116,000¦ \A1;5,000¦ \A1;15,000¦ \A1;10,000¦ \A1;10,000¦ \A1;4,000¦ \A1;26,000¦ \A1;5,150¦ \A1;1,100¦ \A1;6,000¦ \A1;3,200¦ \A1;800¦ \A1;1,000¦ \A1;1,700¦ \A1;1,200¦ \A1;1,000¦ \A1;2,000¦ \A1;700¦ \A1;350¦ \A1;8,950¦ \A1;2,600¦ \A1;450¦ \A1;13,900¦ \A1;450¦ \A1;2,600¦ \A1;5,000¦ \A1;400¦ \A1;6,600¦ \A1;1,900¦ \A1;900¦ \A1;15,200¦ \A1;7,000¦ \A1;1,900¦ \A1;350¦ \A1;1,900¦ \A1;5,500¦ \A1;10,000¦ \A1;10,000¦ \A1;18,000¦ \A1;10,000¦ \A1;10,000¦ \A1;10,000¦ \A1;10,000¦ \A1;10,000¦ \A1;50,000¦ \A1;18,000¦ \A1;20,000¦ \A1;88,000¦ \A1;9,500¦ \A1;500¦ \A1;5,000¦ \A1;8,000¦ \A1;5,000¦ \A1;5,150¦ MATCH LINE DWG No. "S1-TA-D02-DB-002-0"¦ x2¦ UP TO 지상 2층¦ x2¦ [TB NO.3]¦ x2¦ [TB NO.4]¦ (P5:200x200x100)¦ (P4:400x400x200)¦ (P6:100x100x100)¦ DOWN TO PIT¦ CABLE TRAY (W:300)¦ SPIRAL SLEEVE(난연)28㎜x5조¦ UTP 25P¦ F-GV 4.0㎟x1조 (GND)¦ UTP Cat.5E 25Px1조 (제동실)¦ UP TO 지상 2층¦ (16) F-GV 4.0㎟x1조 (GND)¦ (28) UTP Cat.5E 25Px1조 (제동실)¦ UTP 25P¦ (16) UTP Cat.5E 4Px2조 (전기실)¦ (16) UTP Cat.5E 4Px2조 (출입통제)¦ (28) FR-CV 3C/6.0㎟x1조 (CA POWER)¦ (28) OF-MM-4Corex1조 (CAMERA)¦ 10C-HFBTx1조 (주공장 TV)¦ FR-CV 3C/6.0㎟x4조 (주공장 CA POWER)¦ F/S(J.F)0.65x100P(50%차폐)x1조 (주공장)¦ OF-SM-8Corex1조 (주공장 광S/W HUB)¦ OF-MM-4Corex4조 (주공장 CA)¦ FR-CVVSB 2C/2.5㎟x1조 (주공장 CLOCK)¦ ELEC-1¦ CABLE TRAY (W:300)¦ SPIRAL SLEEVE(난연)28㎜x5조¦ 10C-HFBTx1조 (주공장 TV)¦ FR-CV 3C/6.0㎟x3조 (주공장 CA POWER)¦ F/S(J.F)0.65x100P(50%차폐)x1조 (주공장)¦ OF-SM-8Corex1조 (주공장 광S/W HUB)¦ OF-MM-4Corex3조 (주공장 CA)¦ FR-CVVSB 2C/2.5㎟x1조 (주공장 CLOCK)¦ UTP Cat.5E 25Px1조 (전기실)¦ F-GV 4.0㎟x1조 (GND)¦ x2¦ (16) UTP Cat.5E 4Px2조 (공기압축기/회전기/시험실)¦ (16) UTP Cat.5E 4Px2조 (공기압축기/회전기/시험실)¦ x2¦ (16) UTP Cat.5E 4Px2조 (베어링수선장)¦ UP TO 지상 2층¦ (16) UTP Cat.5E 4Px2조 (베어링수선장)¦ (16) UTP Cat.5E 4Px2조 (초음파 탐상실)¦ UP TO 지상 2층¦ X09¦ X10¦ X11¦ X12¦ X13¦ 탈의실2¦ 탈의실2¦ 화장실2¦ 여자¦ 남자¦ 남자¦ SLOPE¦ SLOPE¦ 밧데리실¦ 차체창고¦ 제동창고¦ 대차창고¦ 제 동 실¦ 연결기수선장¦ SLOPE¦ SLOPE¦ 온탕¦ 냉탕¦ 전기실¦ 공기압축기실¦ 남자¦ 샤워/목욕실2¦ 기 계 실¦ 온탕¦ 냉탕¦ 여자¦ 샤워/목욕실¦ 화장실2¦ 여자¦ CO2실¦ 대차수선장¦ CRANE 3TON¦ 공기/고무¦ 스프링시험장¦ 회전기수선장¦ SLOPE¦ SLOPE¦ 차축보관장¦ 윤축수선장¦ 차륜보관장¦ 화장실3¦ CRANE 3TON¦ 남자¦ 화장실3¦ 부품도장장¦ SLOPE¦ SLOPE¦ SLOPE¦ 공기압축기/ 회전기/시험실¦ 회전기창고¦ 여자¦ CRANE 3TON¦ CRANE 7.5/3TON¦ SLOPE¦ SLOPE¦ 기계공장¦ CRANE 3TON¦ 용 접 장¦ 베어링수선장¦ 기계공장¦ Y00¦ Y01¦ Y02¦ Y03¦ Y04¦ Y05¦ Y06¦ Y07¦ Y08¦ FR-CV 2C/4㎟x1조 (TV전원)¦ x2¦ (16) UTP Cat.5E 4Px2조 (전기실)¦ UTP Cat.5E 25Px1조 (전기실)¦ F-GV 4.0㎟x1조 (GND)¦ 3.4¦ 1.2¦ 15.16¦ 1.2¦ 1.2¦ 3.4¦ 주공장 구내통신설비 지상1층 철거평면도 (2/2)¦ S = 1/600¦ 1/600¦ 차량기지¦ 차량기지¦ 주공장 구내통신설비 지상1층 철거평면도¦ (2/2)¦ T¦ 7¦ 0¦ 0¦ 1¦ 0¦ 3¦ 4¦ 0¦ 2¦ 2¦ P¦
| 1단계_정거장 - 복사본 | 1단계_정거장 - 복사본 | 032. T7005034-003 918정거장 CCTV,TDI,시계설비 지하2층 신설평면도 (1_2).dwg | G¦ P¦ \A1;26,150¦ \A1;11,300¦ \A1;3,550¦ \A1;11,300¦ \A1;9,600¦ \A1;7,500¦ \A1;108,750¦ \A1;7,500¦ \A1;7,500¦ \A1;7,500¦ \A1;7,500¦ \A1;7,500¦ \A1;7,500¦ \A1;7,500¦ \A1;7,500¦ \A1;7,500¦ \A1;7,500¦ \A1;7,500¦ \A1;3,750¦ \A1;7,500¦ \A1;7,500¦ \A1;5,500¦ \A1;6,500¦ \A1;6,500¦ \A1;6,500¦ \A1;5,000¦ \A1;30,000¦ \A1;100¦ TRAY (300x100)¦ UTP CAT.5E 25Px1조 (CONSOLE)¦ UTP CAT.5E 4Px4조 (CONSOLE)¦ FR-CV 3C/6.0㎟x1조 (LSE POWER)¦ UTP Cat.5E 4Px2조 (CL POWER)(신설)¦ F-CV 3C/2.5㎟x1조 (공간화상)(기존활용)¦ OF- SM-4Cx1조 (공간화상)(기존활용)¦ UTP Cat.5E4Px15조 (CAMERA)(신설)¦ OF-SM-8C(난연)x10조(신설) ¦ FR-CV 3C/4.0㎟x10조(신설) ¦ OF-SM-8C(난연)x2조(승강장모니터)(신설) ¦ FR-CV 3C/4.0㎟x2조(승강장모니터)(신설) ¦ KEY PLAN¦ Y00¦ Y01¦ Y02¦ Y-01¦ X-05¦ X-04¦ X-03¦ X-02¦ X-01¦ X00¦ X01¦ X02¦ X03¦ X04¦ X05¦ X06¦ X07¦ X08¦ X09¦ X10¦ X11¦ X12¦ X13¦ X14¦ Y03¦ UP¦ 승강장-1¦ 승강장-2¦ PSD 기계실-1¦ 창고-2¦ 창고-1¦ 정화조¦ UP¦ UP¦ UP¦ 내부엘리베이터 1¦ PSD 기계실-2¦ 내부엘리베이터 2¦ 정거장 중심¦ Sta.20K 200.000¦ MATCH LINE DWG No. "S1-TA-S18-DB-020-0"¦ (P24:200x200x100)¦ P-2¦ P-4¦ ELE-10¦ P-3¦ ELE-9¦ P-1¦ A¦ A¦ (P22:200x200x100)¦ (P23:200x200x100)¦ NOTE¦ 1. 광케이블, 전원/접지케이블 (OF-SM-4Core, CV 3C/2.5㎟)¦ 2. 승강장 ANT설치위치: 열차 진행방향 정거장 시종점부에 설치¦ 2. 광케이블, 전원/접지케이블 (OF-SM-8Core, CV 3C/2.5㎟)¦ vmh¦ vmh¦ vmh¦ vmh¦ vmh¦ vmh¦ A¦ A¦ A¦ TRAY (900x150)¦ UP TO 지하 1층¦ TRAY (900x150)¦ UP TO 지하 1층¦ OF-SM-8C(난연)x3조(CAMERA) ¦ FR-CV 3C/4.0㎟x3조(CAMERA) ¦ (28) OF-SM-8C(난연)x3조(CAMERA) ¦ (28) FR-CV 3C/4.0㎟x3조(CAMERA) ¦ (28) OF-SM-8C(난연)x3조(CAMERA) ¦ (28) FR-CV 3C/4.0㎟x3조(CAMERA) ¦ (28) OF-SM-8C(난연)x3조(CAMERA) ¦ (28) FR-CV 3C/4.0㎟x3조(CAMERA) ¦ (16) OF-SM-8C(난연)x1조(CAMERA) ¦ (16) FR-CV 3C/4.0㎟x1조(CAMERA) ¦ (28) OF-SM-8C(난연)x2조(CAMERA) ¦ (28) FR-CV 3C/4.0㎟x2조(CAMERA) ¦ (16) OF-SM-8C(난연)x1조(CAMERA) ¦ (16) FR-CV 3C/4.0㎟x1조(CAMERA) ¦ (28) OF-SM-8C(난연)x3조(CAMERA) ¦ (28) FR-CV 3C/4.0㎟x3조(CAMERA) ¦ OF-SM-8C(난연)x3조(CAMERA) ¦ FR-CV 3C/4.0㎟x3조(CAMERA) ¦ (28) OF-SM-8C(난연)x3조(CAMERA) ¦ (28) FR-CV 3C/4.0㎟x3조(CAMERA) ¦ (16) OF-SM-8C(난연)x1조(CAMERA) ¦ (16) FR-CV 3C/4.0㎟x1조(CAMERA) ¦ 모니터¦ 하행 승강장¦ (16) OF-SM-8Core(난연)x1조 (모니터)(신설)¦ (28) FR-CV 3C/4.0㎟x1조 (모니터POWER)(신설) ¦ (16) OF-SM-8Core(난연)x1조 (모니터)(신설)¦ (28) FR-CV 3C/4.0㎟x1조 (모니터POWER)(신설) ¦ (16) OF-SM-8Core(난연)x1조 (모니터)(신설)¦ (28) FR-CV 3C/4.0㎟x1조 (모니터POWER)(신설) ¦ OF-SM-8Core(난연)x1조 (모니터)(신설)¦ FR-CV 3C/4.0㎟x1조 (모니터POWER)(신설) ¦ (16) OF-SM-8Core(난연)x1조 (모니터)(신설)¦ (28) FR-CV 3C/4.0㎟x1조 (모니터POWER)(신설) ¦ OF-SM-8Core(난연)x1조 (모니터)(신설)¦ FR-CV 3C/4.0㎟x1조 (모니터POWER)(신설) ¦ (16) OF-SM-8Core(난연)x1조 (모니터)(신설)¦ (28) FR-CV 3C/4.0㎟x1조 (모니터POWER)(신설) ¦ (16) OF-SM-8Core(난연)x1조 (모니터)(신설)¦ (28) FR-CV 3C/4.0㎟x1조 (모니터POWER)(신설) ¦ (28) UL 2919-AMESB 24AWG 4Px2조 (TDI)(기존활용)¦ (36) FR-CV 3C/4.0㎟x2조 (TDI POWER)(기존활용)¦ (22) UTP Cat.5E 4Px4조 (TDI)(기존활용)¦ UL 2919-AMESB 24AWG 4Px2조 (TDI)(기존활용)¦ FR-CV 3C/4.0㎟x2조 (TDI POWER)(기존활용)¦ UTP Cat.5E 4Px4조 (TDI)(기존활용)¦ UL 2919-AMESB 24AWG 4Px2조 (TDI)(기존활용)¦ FR-CV 3C/4.0㎟x2조 (TDI POWER)(기존활용)¦ UTP Cat.5E 4Px4조 (TDI)(기존활용)¦ (28) UL 2919-AMESB 24AWG 4Px2조 (TDI)(기존활용)¦ (36) FR-CV 3C/4.0㎟x2조 (TDI POWER)(기존활용)¦ (28)x2 OF-MM-12Core(난연)x1조x2 (TDI)(기존활용)¦ (28) UL 2919-AMESB 24AWG 4Px2조 (TDI)(기존활용)¦ (36) FR-CV 3C/4.0㎟x2조 (TDI POWER)(기존활용)¦ (22) UTP Cat.5E 4Px4조 (TDI)(기존활용)¦ (16) UL 2919-AMESB 24AWG 4Px1조 (TDI)(기존활용)¦ (28) FR-CV 3C/4.0㎟x1조 (TDI POWER)(기존활용)¦ (16) UTP Cat.5E 4Px2조 (TDI)(기존활용)¦ (16) UL 2919-AMESB 24AWG 4Px1조 (TDI)(기존활용)¦ (28) FR-CV 3C/4.0㎟x1조 (TDI POWER)(기존활용)¦ (16) UTP Cat.5E 4Px2조 (TDI)(기존활용)¦ (16) UL 2919-AMESB 24AWG 4Px1조 (TDI)(기존활용)¦ (28) FR-CV 3C/4.0㎟x1조 (TDI POWER)(기존활용)¦ (16) UTP Cat.5E 4Px2조 (TDI)(기존활용)¦ (16) UL 2919-AMESB 24AWG 4Px1조 (TDI)(기존활용)¦ (28) FR-CV 3C/4.0㎟x1조 (TDI POWER)(기존활용)¦ (16) UTP Cat.5E 4Px2조 (TDI)(기존활용)¦ (16) UL 2919-AMESB 24AWG 4Px1조 (TDI)(기존활용)¦ (28) FR-CV 3C/4.0㎟x1조 (TDI POWER)(기존활용)¦ (16) UTP Cat.5E 4Px2조 (TDI)(기존활용)¦ (16) UL 2919-AMESB 24AWG 4Px1조 (TDI)(기존활용)¦ (28) FR-CV 3C/4.0㎟x1조 (TDI POWER)(기존활용)¦ (16) UTP Cat.5E 4Px2조 (TDI)(기존활용)¦ OF-MM-12Core(난연)x2조 (TDI)(기존활용)¦ (22) UTP Cat.5E 4Px4조 (TDI)(기존활용)¦ (28)x2 OF-MM-12Core(난연)x1조x2 (TDI)(기존활용)¦ (28) OF-MM-12Core(난연)x1조 (TDI)(기존활용)¦ (28) OF-MM-12Core(난연)x1조 (TDI)(기존활용)¦ (28) OF-MM-12Core(난연)x1조 (TDI)(기존활용)¦ (28) OF-MM-12Core(난연)x1조 (TDI)(기존활용)¦ (28) OF-MM-12Core(난연)x1조 (TDI)(기존활용)¦ (28)x2 OF-MM-12Core(난연)x1조x2 (TDI)(기존활용)¦ OF-MM-12Core(난연)x2조 (TDI)(기존활용)¦ (28) OF-MM-12Core(난연)x1조 (TDI)(기존활용)¦ (16) UL 2919-AMESB 24AWG 4Px1조 (TDI)(기존활용)¦ (28) FR-CV 3C/4.0㎟x1조 (TDI POWER)(기존활용)¦ (16) UTP Cat.5E 4Px2조 (TDI)(기존활용)¦ (28) OF-MM-12Core(난연)x1조 (TDI)(기존활용)¦ 지하철 918정거장¦ 노량진¦ 노들¦ 중앙대입구¦ 1/400¦ S = 1 / 400¦ 918정거장 CCTV,TDI,시계설비 지하2층 신설평면도(1/2)¦ 918정거장 CCTV,TDI,시계설비 지하2층¦ 신설평면도(1/2)¦ T¦ 7¦ 0¦ 0¦ 5¦ 0¦ 3¦ 4¦ 0¦ 0¦ 3¦ CCTV(기존동축활용)¦ P¦
| 1단계_정거장 - 복사본 | 1단계_정거장 - 복사본 | 052. T7005034-009 902정거장 CCTV,TDI,시계설비 지하3층신설평면도(3-3).dwg | ~¦ ES.DN¦ ES.UP¦ ES.UP¦ ES.DN¦ ES.DN¦ ES.UP¦ ES.UP¦ ES.DN¦ DN¦ DN¦ UP¦ UP¦ UP¦ PS¦ PS¦ 도심방향¦ PS¦ PS¦ EPS¦ PS¦ PS¦ DN¦ UP¦ ST¦ ST¦ ST¦ ST¦ 14¦ X¦ X¦ 15¦ X¦ 14¦ 26¦ X¦ 25¦ X¦ 24¦ X¦ 23¦ X¦ 22¦ X¦ 21¦ X¦ 20¦ X¦ 19¦ X¦ 18¦ X¦ 17¦ X¦ 16¦ X¦ 창고-3¦ 발매기실/매표소-2¦ 발매기실/매표소-1¦ 대 합 실¦ 7500¦ 7500¦ 7500¦ 7500¦ 7500¦ 7500¦ 7500¦ 7500¦ 7500¦ 7500¦ 7500¦ 7500¦ P¦ M¦ G¦ M¦ PB(200X200X100)¦ P¦ P¦ PB(100X100X100)¦ PB(100X100X100)¦ (22)CV 3.5 /2C(TDI POW)¦ (16)UTP CAT.5 4P(TDI POW)¦ P¦ G¦ A¦ PB(500X500X300)¦ P¦ PB(500X500X300)¦ P¦ PB(500X500X300)¦ P¦ P¦ C¦ AMP¦ DOWN TO B4¦ C¦ E¦ E¦ G ¦ PB(500X500X300)¦ C¦ PB(500X500X300)¦ I¦ C¦ C¦ B¦ D¦ P¦ P¦ PB(400X400X300)¦ PB(400X400X300)¦ F ¦ P¦ P¦ PB(400X400X300)¦ PB(500X500X300)¦ C¦ (36)CV 3.5 /2CX2(C.POW)¦ (16)5C-2V(CCTV)¦ H¦ P¦ PB(500X500X300)¦ AMP¦ DOWN TO B2¦ K¦ (16)HIV1.2X7(SP)¦ (22)5C-2VX2(MONITOR)¦ (22)CPEV 5P/.65(M.CON)¦ (22)CV 3.5 /2C(M.POW)¦ (16)HIV1.2X3(SP)¦ (16)UTP CAT.5 4P(TDI 정보)¦ (22)CV 3.5 /2C(TDI POW)¦ (16)HIV1.2X7(SP)¦ (22)5C-2VX2(MONITOR)¦ (22)CPEV 5P/.65(M.CON)¦ (22)CV 3.5 /2C(M.POW)¦ (16)HIV1.2X3(SP)¦ (16)UTP CAT.5 4PX2(TDI 정보)¦ (36)CV 3.5 /2CX2(TDI POW)¦ (16)UTP CAT.5 4PX2(INT)¦ (16)HIV1.2X7(SP)¦ (22)5C-2VX2(MONITOR)¦ (22)CPEV 5P/.65(M.CON)¦ (22)CV 3.5 /2C(M.POW)¦ (16)HIV1.2X7(SP)¦ (22)5C-2VX2(MONITOR)¦ (22)CPEV 5P/.65(M.CON)¦ (22)CV 3.5 /2C(M.POW)¦ (16)HIV1.2X3(SP)¦ (22)5C-2VX2(MONITOR)¦ (22)CPEV 5P/.65(M CON)¦ (22)CV 3.5 /2C(M.POW)¦ (16)UTP CAT.5 4PX2(TDI 정보)¦ (36)CV 3.5 /2CX2(TDI POW)¦ HIV1.2X7(SP)¦ DOWN TO B4¦ 5C-2VX2(MONITOR)¦ CPEV 5P/.65(M.CON)¦ CV 3.5 /2C(M.POW)¦ HIV1.2X7(SP)¦ 5C-2VX2(MONITOR)¦ CPEV 5P/.65(M.CON)¦ CV 3.5 /2C(M.POW)¦ UTP CAT.5 4PX2(TDI 정보)¦ CV 3.5 /2CX2(TDI POW)¦ 25P¦ 25P¦ C¦ (36)CV 3.5 /3CX2(C.POW)¦ (16)5C-2V(CCTV)¦ DOWN TO B4¦ J¦ (16)HIV1.2X2¦ (16)HIV1.2X4¦ (16)HIV1.2X6¦ C¦ F ¦ OFSM 4COREx2¦ F-GV 14 x2¦ F-CV 2.0 /2Cx2¦ 광복합케이블2조(통신TRAY):해외지급분¦ 승강장하부 TRAY이용(해외시공)¦ OFSM 4COREx2¦ F-GV 14 x2¦ F-CV 2.0 /2Cx2¦ 승강장하부 TRAY이용(해외시공)¦ C/R¦ UTP CAT.5 4Px4조¦ C/R¦ C¦ P¦ 승강장1¦ 승강장2¦ 승강장3¦ 게이트1¦ 매표소2¦ E/S-3¦ 모니터¦ 상행 승강장¦ (22)FR-CV-3C/4.0㎟x12(신설)¦ (16)OF-SM-8Cx12(난연)(신설)¦ (16) OF-SM-8Core(난연)x1조 (모니터)(신설)¦ (28) FR-CV 3C/4.0㎟x1조 (모니터POWER)(신설) ¦ (22)FR-CV-3C/4.0㎟x12(신설)¦ (16)OF-SM-8Cx12(난연)(신설)¦ (16) OF-SM-8Core(난연)x1조 (모니터)(신설)¦ (28) FR-CV 3C/4.0㎟x1조 (모니터POWER)(신설) ¦ (22)FR-CV-3C/4.0㎟x11(신설)¦ (16)OF-SM-8Cx11(난연)(신설)¦ (16) OF-SM-8Core(난연)x1조 (모니터)(신설)¦ (28) FR-CV 3C/4.0㎟x1조 (모니터POWER)(신설) ¦ (22)FR-CV-3C/4.0㎟x9(신설)¦ (16)OF-SM-8Cx9(난연)(신설)¦ (16) OF-SM-8Core(난연)x1조 (모니터)(신설)¦ (28) FR-CV 3C/4.0㎟x1조 (모니터POWER)(신설) ¦ FR-CV-3C/4.0㎟x8(신설)¦ OF-SM-8Cx8(난연)(신설)¦ OF-SM-8Core(난연)x1조 (모니터)(신설)¦ FR-CV 3C/4.0㎟x1조 (모니터POWER)(신설) ¦ (22)FR-CV-3C/4.0㎟x1(신설)¦ (16)OF-SM-8Cx1(난연)(신설)¦ (22)FR-CV-3C/4.0㎟x1(신설)¦ (16)OF-SM-8Cx1(난연)(신설)¦ (22)FR-CV-3C/4.0㎟x1(신설)¦ (16)OF-SM-8Cx1(난연)(신설)¦ A¦ B¦ C¦ D¦ E¦ (16)HIV1.2X3(SP)¦ (16)UTP CAT.5 4PX2(TDI 정보)¦ (36)CV 3.5 /2CX2(TDI POW)¦ F¦ G¦ H¦ I¦ DUCT(450X100)¦ J¦ DOWN TO B4¦ DUCT(450X100)¦ HIV1.2X14(SP)¦ 5C-2VX4(MONITOR)¦ CPEV 5P/.65(M.CON)¦ CV 3.5 /2CX2(M.POW)¦ UTP CAT.5 4PX4(TDI 정보)¦ CV 3.5 /2CX4(TDI POW)¦ K¦ UP TO B2¦ DUCT(600X100)¦ (16)OF-MM-12Core(난연)x1조 (TDI)(기존활용)¦ (28)CV-3.5 12C X1조(TDI POWER)(기존활용)¦ OF-MM-12Core(난연)x2조 (TDI)(기존활용)¦ CV-3.5 12C X2조(TDI POWER)(기존활용)¦ (38)OF-MM-12Core(난연)x2조 (TDI)(기존활용)¦ (36)CV-3.5 12C X2조(TDI POWER)(기존활용)¦ (38)OF-MM-12Core(난연)x2조 (TDI)(기존활용)¦ (36)CV-3.5 12C X2조(TDI POWER)(기존활용)¦ (38)OF-MM-12Core(난연)x2조 (TDI)(기존활용)¦ (36)CV-3.5 12C X2조(TDI POWER)(기존활용)¦ (38)OF-MM-12Core(난연)x3조 (TDI)(기존활용)¦ (36)CV-3.5 12C X3조(TDI POWER)(기존활용)¦ 지하철 902정거장¦ 김포공항¦ 공항시장¦ 1/400¦ S = 1/400¦ 개화¦ 902정거장 CCTV,TDI,시계설비 지하3층 신설평면도(3/3)¦ S = 1/400¦ 902정거장 CCTV,TDI,시계설비 지하3층 ¦ 신설평면도(3/3)¦ T¦ 7¦ 0¦ 0¦ 5¦ 0¦ 3¦ 4¦ 0¦ 0¦ 9¦ CCTV(기존동축활용)¦
| 1단계_정거장 - 복사본 | 1단계_정거장 - 복사본 | 063. T9103038-013 접지함 상세도.dwg | \A1;400¦ \A1;200¦ \A1;400¦ \A1;200¦ \A1;400¦ \A1;400¦ \A1;200¦ \A1;200¦ \A1;200¦ 100¦ 40¦ 100¦ 40¦ 45¦ -¦ T¦ 0¦ 0¦ 0¦ 0¦ 0¦ 0¦ 0¦ 0¦ 0¦ 0¦ 공통¦ 안전관리실,발매기실 접지함 상세도(400x200x150)¦ 통신(공용접지)¦ A¦ 예비(공용접지)¦ BAKELITE¦ (150x60x6t)¦ 동대¦ A'¦ Φ42x4¦ 150¦ Φ42x4¦ 통신기계실 접지함 상세도(400x200x150)¦ (철제 2.0t)¦ 함체¦ 스텐레스 1.5t¦ 카바¦ Φ42x2¦ 접 지 단 자 함¦ Φ42x2¦ (철제 2.0t)¦ 함체¦ 스텐레스 1.5t¦ 카바¦ (150x60x6t)¦ AFC접지(공용접지)¦ BAKELITE¦ 동대¦ 150¦ A-A' 단면 상세도¦ BOLT(M10)¦ WELDING 하여 고정할 것.¦ 소형 ㄷ형강(25x12x3t)¦ 부싱(10)¦ (철제 2.0t)¦ 함체¦ 볼트너트(M10)¦ 동대(150x60x6t)¦ BAKELITE¦ (380x180x12t)¦ ( ) CCT¦ 접 지 단 자 함¦ ( ) CCT¦ 문자색상 - 푸른색¦ 열쇠구멍¦ 버튼손잡이¦ 접지함 상세도¦ 접지함 상세도¦ S = NONE¦ NONE¦ 공통¦ T¦ 9¦ 1¦ 0¦ 3¦ 0¦ 3¦ 8¦ 0¦ 1¦ 3¦ \A1;200¦ \A1;400¦ \A1;400¦
| 1단계_정거장 - 복사본 | 1단계_정거장 - 복사본 | 014. T1001026-010 904정거장 AFC CABLE WIRING DIAGRAM (철거).dwg | D/I MUX (ROUTER)¦ (통신기계실)¦ 분전반 (전기시설분)¦ (안전관리실)¦ AFC 접지단자함 (전기설비)¦ (안전관리실)¦ DPC BOX¦ 인터콤 모장치¦ SMS (S/W HUB)¦ (안전관리실)¦ 개집표 안내표시기 (AIS)¦ 주제어장치 (안전관리실)¦ EM GATE¦ CONTROL BOX¦ 통로안내표시기 AIM (NO.1,2)¦ AGM 8형 (No.2)¦ AGM 8형 (No.3)¦ AGM 10형 (No.5) (HUB)¦ AGM 11형 (No.6)¦ AGM 12형 (No.7)¦ EM GATE (No.2) (개폐장치)¦ AGM 11형 (No.8)¦ AGM 12형 (No.9)¦ AGM 8형 (No.12)¦ STP Cat.5E 4Px1조¦ CPEV 0.9/5Px1조¦ STP Cat.5E 4Px1조¦ STP Cat.5E 4Px1조¦ STP Cat.5E 4Px1조¦ F-GV 4.0㎟x2조¦ F-GV 4.0㎟x1조¦ F-GV 4.0㎟x1조¦ FR-CV 2C/4.0㎟x1조¦ EM. GATE (NO.1) (개폐장치)¦ STP Cat.5E 4Px2조¦ FR-CVVS 4C/2.5㎟x1조 (DPC)¦ 접지단자함¦ F-GV 50㎟x1조 (통신시공분)¦ FR-CV 3C/4.0㎟x2조¦ FR-CV 3C/4.0㎟x2조¦ FR-CV 3C/4.0㎟x1조¦ FR-CV 3C/4.0㎟x1조¦ FR-CV 3C/4.0㎟x1조¦ STP Cat.5E 4Px1조¦ UTP Cat.5E 4Px1조¦ AGM 6형 (No.10)¦ STP Cat.5E 4Px1조¦ F-GV 4.0㎟x1조¦ STP Cat.5E 4Px1조¦ AGM 6형 (No.1)¦ AGM 8형 (No.13)¦ AGM 10형 (No.14) (HUB)¦ ATVM (No.3~4)¦ AAM (No.2)¦ 환급기 (No.2)¦ STP Cat.5E 4Px1조¦ F-GV 4.0㎟x1조¦ FR-CV 2C/4.0㎟x1조¦ CPEV 0.65/5Px1조 (INT)¦ UTP Cat.5E 4Px1조¦ CROSS AISLE CABLE¦ CROSS AISLE CABLE¦ CROSS AISLE CABLE¦ CROSS AISLE CABLE¦ CROSS AISLE CABLE¦ CROSS AISLE CABLE¦ CROSS AISLE CABLE¦ CROSS AISLE CABLE¦ (승강장)¦ FR-CVVS 4C/2.5㎟x1조 (DPC)¦ 904정거장 AFC CABLE WIRING DIAGRAM (철거)¦ S = NONE¦ (안전관리실)¦ (안전관리실)¦ AGM 8형 (No.11)¦ AGM 8형 (No.4)¦ STP Cat.5E 4Px1조¦ FR-CV 3C/4.0㎟x1조¦ FR-CV 3C/4.0㎟x1조¦ CROSS AISLE CABLE¦ CROSS AISLE CABLE¦ FR-CV 3C/4.0㎟x1조¦ FR-CV 3C/4.0㎟x1조¦ STP Cat.5E 4Px1조¦ UTP Cat.5E 4Px2조¦ OF-SM-2Cx2조¦ F-GV 4.0㎟x1조¦ 화재수신반¦ STP Cat.5E 4Px1조¦ F-GV 4.0㎟x1조¦ CPEV 0.65/5Px1조 (INT)¦ STP Cat.5E 4Px1조¦ ATVM (No.1~2)¦ AAM (No.1)¦ 환급기 (No.1)¦ STP Cat.5E 4Px2조¦ STP Cat.5E 4Px1조¦ STP Cat.5E 4Px1조¦ F-GV 4.0㎟x1조¦ F-GV 4.0㎟x1조¦ F-GV 4.0㎟x1조¦ CPEV 0.65/5Px1조 (INT)¦ CPEV 0.65/5Px1조 (INT)¦ CPEV 0.65/5Px1조 (INT)¦ CPEV 0.65/5Px1조 (INT)¦ FR-CV 3C/4.0㎟x1조¦ FR-CV 3C/4.0㎟x1조¦ FR-CV 3C/4.0㎟x1조¦ FR-CV 3C/4.0㎟x1조¦ FR-CV 3C/4.0㎟x1조¦ FR-CV 3C/4.0㎟x1조¦ STP Cat.5E 4Px1조¦ STP Cat.5E 4Px1조¦ STP Cat.5E 4Px1조¦ STP Cat.5E 4Px1조¦ STP Cat.5E 4Px1조¦ 904정거장 AFC CABLE WIRING DIAGRAM (철거)¦ NONE¦ 지하철 904정거장¦ 공항시장¦ 신방화¦ 마곡나루¦ T¦ 1¦ 0¦ 0¦ 1¦ 0¦ 2¦ 6¦ 0¦ 0¦ 1¦
| 1단계_정거장 - 복사본 | 1단계_정거장 - 복사본 | 020. T7001034-003 911정거장 전화설비 지하3층 신설평면도 (1_2).dwg | INT¦ \A1;7,330¦ \A1;7,330¦ \A1;500¦ \A1;3,880¦ \A1;7,830¦ \A1;3,880¦ \A1;7,830¦ \A1;23,420¦ \A1;500¦ \A1;7,777¦ \A1;7,500¦ \A1;7,500¦ \A1;7,500¦ \A1;3,750¦ \A1;30,000¦ \A1;5,000¦ \A1;5,000¦ \A1;5,000¦ \A1;5,000¦ \A1;5,000¦ \A1;5,000¦ \A1;5,000¦ \A1;5,000¦ \A1;5,000¦ 1. 일반교환기에 수용된 전화기는 IP전화기로 교체한다.¦ NOTE¦ 2. 콜폰, E/L폰, 승강장 비상통화장치도 교체한다.¦ 3. 전화 및 인터폰 구간의 배선배관은 기존활용한다.¦ MATCH LINE DWG No. "S1-TA-S11-DB-012-0"¦ DOWN TO CP PANEL¦ (16) 인터폰선 0.6x2Px4조 (INT)¦ (16) UTP Cat.5E 4Px1조 (승강장 INT)¦ (16) UTP Cat.5E 4Px1조 (승강장 INT)¦ (22) UTP Cat.5E 4Px3조 (승강장 공중전화)¦ C¦ B¦ (22) UTP Cat.5E 4Px3조 (승강장 INT)¦ D¦ (22) UTP Cat.5E 4Px3조 (승강장 공중전화)¦ (22) UTP Cat.5E 4Px3조 (승강장 INT)¦ (16) UTP Cat.5E 4Px2조 (승강장 INT)¦ A¦ (16) UTP Cat.5E 4Px1조 (승강장 INT)¦ 1. 음향유도기 전원은 전기콘센트를 이용한다.¦ NOTE¦ 2. 증폭기전원은 전기콘센트를 이용한다.¦ 3. 통신기계실 및 안전관리실 MAIN 분전반은 전기에서 설치한다.¦ (22) UTP Cat.5E 4Px3조 (승강장 공중전화)¦ (22) UTP Cat.5E 4Px3조 (승강장 공중전화)¦ (22) UTP Cat.5E 4Px3조 (승강장 공중전화)¦ KEY PLAN¦ Y00¦ Y01¦ Y03¦ Y05¦ Y06¦ 22,777¦ 33,750¦ 7,500¦ 86,527¦ X10¦ X11¦ X12¦ X13¦ X14¦ X09¦ X08¦ X07¦ X06¦ X05¦ X04¦ X01¦ X02¦ X00¦ X03¦ 911 정거장¦ STA.12km615.167¦ (P20:500x500x300)¦ (P21:500x500x300)¦ (P22:500x500x300)¦ (P18:500x500x300)¦ (P19:500x500x300)¦ (P17:400x400x200)¦ UP TO 지하2층¦ TRAY (900x150)¦ UTP Cat.5E 4Px3조 (승강장 공중전화)¦ UTP Cat.5E 4Px3조 (승강장 INT)¦ (16) UTP Cat.5E 4Px1조 (승강장 INT)¦ (16) UTP Cat.5E 4Px1조 (승강장 INT)¦ (16) UTP Cat.5E 4Px1조 (승강장 INT)¦ (16) UTP Cat.5E 4Px1조 (승강장 INT)¦ UP TO 지하2층¦ TRAY (900x150)¦ UTP Cat.5E 4Px3조 (승강장 공중전화)¦ UTP Cat.5E 4Px3조 (승강장 INT)¦ A¦ D¦ C¦ B¦ UP¦ UP¦ 창고1¦ 창고2¦ 승강장¦ DOWN TO 승강장 PIT¦ 접지단자함¦ 접지¦ DOWN TO CP PANEL¦ (16) 인터폰선 0.6x2Px4조 (INT)¦ 1. 일반교환기에 수용된 전화기는 안전관리실만 IP전화기로 교체한다.¦ NOTE¦ 2. 콜폰, E/L폰, 승강장 비상통화장치도 교체한다.¦ 3. 전화 및 인터폰 구간의 배선배관은 기존활용한다.¦ 지하철 911정거장¦ 염창¦ 신목동¦ 선유도¦ 1/400¦ 911정거장 전화설비 지하3층 신설평면도(1/2)¦ S = 1/400¦ 911정거장 전화설비 지하3층 신설평면도(1/2)¦ T¦ 7¦ 0¦ 0¦ 1¦ 0¦ 3¦ 4¦ 0¦ 0¦ 3¦ (기설활용)¦ P¦
| 1단계_정거장 - 복사본 | 1단계_정거장 - 복사본 | 028. T7003034-003 908정거장 방송설비 지하3층 신설평면도 (1_2).dwg | \A1;11,250¦ \A1;22,500¦ \A1;25,000¦ \A1;7,500¦ \A1;7,500¦ \A1;7,500¦ \A1;7,500¦ \A1;3,750¦ \A1;93,750¦ \A1;20,000¦ \A1;15,000¦ \A1;22,700¦ \A1;2,400¦ \A1;7,150¦ \A1;2,400¦ \A1;1,100¦ \A1;700¦ \A1;700¦ \A1;1,100¦ S = 1 / 400¦ 903정거장 방송설비 지하1층 신설평면도(2/2)¦ 1/400¦ 904정거장 방송설비 지하1층 신설평면도 (1/2)¦ 0¦ 0¦ 0¦ -¦ 0¦ 0¦ 0¦ 0¦ -¦ T¦ 7¦ 0¦ 0¦ 3¦ 0¦ 3¦ 4¦ 0¦ 1¦ 6¦ (기설활용)¦ : (16) HIV 1.5㎟x2조¦ NOTE¦ : (16) HIV 1.5㎟x5조¦ : (16) HIV 1.5㎟x6조¦ : (22) HIV 1.5㎟x7조¦ : (22) HIV 1.5㎟x8조¦ : (22) HIV 1.5㎟x10조¦ : (16) HIV 1.5㎟x4조¦ : (16) HIV 1.5㎟x3조¦ KEY PLAN¦ MATCH LINE DWG No. "S1-TA-S08-5-DB-016-0"¦ \A1;7,150¦ 0-0¦ 0-0¦ 0-0¦ 0-0¦ 0-0¦ 0-0¦ 0-0¦ 0-0¦ 0-0¦ 0-0¦ 0-0¦ 0-0¦ 0-0¦ 0-0¦ 0-0¦ 0-0¦ 0-0¦ 0-0¦ 0-0¦ 0-0¦ 0-0¦ 0-0¦ 0-0¦ 0-0¦ 0-0¦ 0-0¦ 0-0¦ 0-0¦ 0-0¦ 0-0¦ 0-0¦ 0-0¦ 0-0¦ 0-0¦ 0-0¦ 0-0¦ X00¦ X04¦ X09¦ X12¦ X13¦ X14¦ X15¦ X16¦ X01¦ X02¦ X03¦ X05¦ X06¦ X07¦ X08¦ X10¦ X11¦ Y00¦ Y04¦ Y08¦ Y03¦ Y07¦ UP¦ UP¦ 창 고2¦ 창 고1¦ 승강장¦ 승강장¦ 908 정거장¦ STA.9km840.167¦ 천정형 5W : 24 EA¦ 지하철 908정거장¦ 가양¦ 증미¦ 등촌¦ S = 1 / 400¦ 908정거장 방송설비 지하3층 신설평면도(1/2)¦ 1/400¦ 908정거장 방송설비 지하3층 신설평면도 (1/2)¦ T¦ 7¦ 0¦ 0¦ 3¦ 0¦ 3¦ 4¦ 0¦ 0¦ 3¦ (기설활용)¦
| 1단계_정거장 - 복사본 | 1단계_정거장 - 복사본 | 104. T7001034-047 차량기지 부속동 구내통신설비 철거평면도 (중정비쎈타1_2).dwg | P¦ IDF¦ 광HUB¦ HUB¦ KT¦ IP¦ 6D¦ AMP¦ T¦ H¦ \A1;350¦ \A1;490¦ \A1;490¦ \A1;100,000¦ \A1;10,000¦ \A1;10,000¦ \A1;10,000¦ \A1;10,000¦ \A1;10,000¦ \A1;10,000¦ \A1;10,000¦ \A1;10,000¦ \A1;10,000¦ \A1;3,500¦ \A1;3,000¦ \A1;3,500¦ \A1;3,500¦ \A1;3,000¦ \A1;3,500¦ \A1;3,500¦ \A1;3,000¦ \A1;3,500¦ \A1;3,500¦ \A1;3,000¦ \A1;3,500¦ \A1;3,500¦ \A1;3,000¦ \A1;3,500¦ \A1;3,500¦ \A1;3,000¦ \A1;3,500¦ \A1;3,500¦ \A1;3,000¦ \A1;3,500¦ \A1;3,500¦ \A1;3,000¦ \A1;3,500¦ \A1;3,500¦ \A1;3,000¦ \A1;3,500¦ \A1;20,000¦ \A1;12,000¦ \A1;4,000¦ \A1;4,000¦ \A1;15,000¦ \A1;5,000¦ \A1;10,000¦ \A1;3,500¦ \A1;3,000¦ \A1;3,500¦ \A1;8,200¦ \A1;8,300¦ \A1;7,000¦ \A1;7,000¦ \A1;6,000¦ 중정비쎈타 구내통신설비 1층평면도¦ (P6:300x300x200)¦ [IDF 100P/200P]¦ [광24Port]¦ F/S (JF) 0.65x12P (50%차폐)x4조 (종합창고, 기취고, 차륜전삭고, 폐수처리장)¦ F/S (JF) 0.65x100P (50%차폐)x1조¦ COD 100mmx1조 (28mmx4조)¦ OF-SM-8Corex1조 (중정비쎈타 광 S/W HUB)¦ x2¦ x2 ¦ x2 ¦ x2¦ x2 ¦ (P7:200x200x100)¦ (P3:200x200x100)¦ (P2:200x200x100)¦ (P1:200x200x100)¦ x2¦ x2 ¦ x2¦ x2 ¦ x2 ¦ [24Port]¦ ux1¦ ux2¦ ux1¦ ux3¦ ux4¦ ux2¦ ux3¦ ux4¦ ux1¦ ux2¦ ux3¦ ux4¦ ux5¦ ux5¦ ux5¦ (16) UTP Cat.5E 4Px2조¦ UP TO 전장품자재창고¦ UTP 50P¦ NOTE¦ (16) UTP Cat.5E 4Px2조¦ (22) UTP Cat.5E 4Px3조¦ : (16) HIV 1.5㎟x2조¦ : (16) HIV 1.5㎟x3조¦ : (16) HIV 1.5㎟x4조¦ ux2¦ ux3¦ (16) UTP Cat.5E 4Px2조¦ (16) UTP Cat.5E 4Px2조 (HUB)¦ (22) UTP Cat.5E 4Px4조¦ (16) UTP Cat.5E 4Px2조¦ (16) UTP Cat.5E 4Px2조 (HUB)¦ (36) UTP Cat.5E 25Px2조 (교관제어실)¦ (22) 5C-HFBTx2조 (TV)¦ (16) UTP Cat.5E 4Px2조 (HUB)¦ (36) UTP Cat.5E 25Px2조 (교관제어실)¦ (16) UTP Cat.5E 4Px2조 (HUB)¦ (36) UTP Cat.5E 25Px2조 (교관제어실)¦ (16) UTP Cat.5E 4Px2조¦ (22) 5C-HFBTx2조 (TV)¦ (16) UTP Cat.5E 4Px2조¦ (16) UTP Cat.5E 4Px1조¦ ux1¦ (22) UTP Cat.5E 4Px4조¦ (28) UTP Cat.5E 4Px5조¦ ux4¦ ux5¦ : (16) HIV 1.5㎟x5조¦ FC 100mmx1조¦ FC 50mmx4조¦ 10C-HFBTx1조 (중정비쎈타 TV)¦ FC 100mmx1조 (SPARE)¦ (16) 5C-HFBTx1조 (TV)¦ (22) UTP Cat.5E 4Px4조¦ (22) 5C-HFBTx2조 (TV)¦ (16) 5C-HFBTx1조 (TV)¦ (16) UTP Cat.5E 4Px2조¦ (16) 5C-HFBTx1조 (TV)¦ (16) 5C-HFBTx1조 (TV)¦ R¦ (22) 5C-HFBTx2조 (TV)¦ FR-CV 2C/4.0㎟x1조 (TV AMP POWER)¦ SLOPE¦ AFC작업실¦ 교 육 실¦ 통신창고¦ 신호창고¦ AFC창고¦ CO2실¦ 화장실(남,여)¦ 복도¦ SLOPE¦ 회 의 실¦ 복 도¦ 복 도¦ 영선창고¦ 영선작업실¦ 교 육 실¦ 기계, 전기 작업실¦ X00¦ X01¦ X02¦ X03¦ X04¦ X05¦ X06¦ X07¦ X08¦ X09¦ X10¦ Y02¦ Y01¦ Y00¦ 기계창고¦ 전기창고¦ SLOPE¦ 훈련생대기실¦ 방풍실¦ UP¦ 사 무 실¦ 사무실¦ 방풍실¦ 전기능 ¦ 교관제어실¦ 기본기능 ¦ 모의운전연습기실¦ 운전연습기실¦ 예비품¦ 항온항¦ 보관실¦ 습기실¦ 컴퓨터 지원교육 ¦ 시스템 및 전자강의실¦ 통신작업실¦ 교 육 실¦ 신호작업실¦ 교 육 실¦ ux2¦ ux2¦ x2 ¦ x2¦ x2¦ x2 ¦ x2 ¦ (P5:300x300x200)¦ R¦ (28) UTP Cat.5E 4Px6조¦ (22) 5C-HFBTx2조 (TV)¦ (22) 5C-HFBTx2조 (TV)¦ (16) UTP Cat.5E 4Px2조 (HUB)¦ (36) UTP Cat.5E 25Px2조 (교관제어실)¦ (36) UTP Cat.5E 4Px11조¦ (22) 5C-HFBTx2조 (TV)¦ (P4:300x300x200)¦ (22) UTP Cat.5E 4Px3조¦ (16) 5C-HFBTx1조 (TV)¦ 수3-11¦ x2¦ x2 ¦ (36) UTP Cat.5E 4Px7조¦ (16) 5C-HFBTx1조 (TV)¦ (16) UTP Cat.5E 4Px2조(FAX)¦ (16) UTP Cat.5E 4Px2조(FAX)¦ x2 ¦ x2 ¦ 7.8¦ 5.6¦ 10¦ 3.4¦ 1.2¦ 9¦ 19.20¦ 16¦ 17.18¦ 14.15¦ 12.13¦ 21.22¦ 10.11¦ 8.9¦ 7¦ 5.6¦ 3.4¦ 1.2¦ (중정비쎈타-1)¦ 차량기지 부속동 구내통신설비 철거평면도 (중정비쎈타-1)¦ S = 1/400¦ 1/400¦ 차량기지¦ 차량기지¦ 차량기지 부속동 구내통신설비 철거평면도 ¦ T¦ 7¦ 0¦ 0¦ 1¦ 0¦ 3¦ 4¦ 0¦ 4¦ 7¦
| 1단계_정거장 - 복사본 | 1단계_정거장 - 복사본 | 069. T9203026-017 검사고 구내통신설비 CABLE WIRING DIAGRAM.dwg | 검수사무실¦ 통신기계실¦ 일상검수원대기실¦ 대청소선-3¦ 6일 검사선-1¦ 휴게실¦ 월상검수원대기실¦ 구내기관사실¦ 복도¦ 전자실¦ 용역사무/대기실¦ 청소원사무실/대기실 (남)¦ 필터세척실¦ 운전취급실¦ 신호기계실¦ 통합운영관리실¦ 검수사무실¦ 통신기계실¦ 전산자료실¦ 공조기계실¦ 교육실¦ A/S 사무실¦ 대청소선-1¦ 대청소선-2¦ 6일 검사선-2¦ 6일 검사선-3¦ 침실x8¦ I¦ D¦ F¦ UTP Cat.5E 25Px2조¦ UTP Cat.5E 25Px3조¦ UTP Cat.5E 4Px2조¦ UTP Cat.5E 25Px2조¦ UTP Cat.5E 4Px2조¦ UTP Cat.5E 4Px2조¦ UTP Cat.5E 4Px2조¦ UTP Cat.5E 4Px2조¦ UTP Cat.5E 25Px1조¦ UTP Cat.5E 4Px2조¦ UTP Cat.5E 4Px2조¦ UTP Cat.5E 4Px1조¦ UTP Cat.5E 4Px8조¦ UTP Cat.5E 4Px1조¦ T¦ R¦ T¦ T¦ T¦ T¦ T¦ T¦ T¦ T¦ R¦ 5C-HFBTx1조¦ 7C-HFBTx1조¦ T¦ T¦ x8¦ 지상1층¦ 지상2층¦ 지상3층¦ 운전취급실¦ To: 차량기지내 CA¦ C¦ C¦ T¦ V¦ R¦ A¦ C¦ K¦ CCTV¦ CONSOLE¦ UTP Cat.5E 4Px29조 (NVR)¦ UTP Cat.5E 4Px13조 (Monitor)¦ 모¦ 시¦ 계¦ HIV 1.5㎟x2조 (CLOCK)¦ HIV 1.5㎟x2조 (CLOCK)¦ 광¦ H¦ U¦ B¦ 청소원사무실/대기실 (여)¦ UTP Cat.5E 4Px1조¦ 인터폰¦ 모장치¦ 인터폰선 0.6x2Px8조¦ R¦ T¦ OF-MM-4C,전기(기설활용)¦ To: 종합관리 및 복지후생동¦ F/S(JF) 0.65x100P(50%차폐)¦ To: 종합관리 및 복지후생동¦ To: 종합관리 및 복지후생동¦ To: 종합관리 및 복지후생동¦ UTP Cat.5E 4Px2조¦ UTP Cat.5E 4Px3조¦ S/W¦ 10C-HFBTx1조¦ FR-CVVSB 2C/2.5㎟x1조¦ 복도¦ R¦ 5C-HFBTx1조¦ 5C-HFBTx1조¦ 7C-HFBTx1조¦ T¦ T¦ R¦ 5C-HFBTx1조¦ 5C-HFBTx1조¦ AMP¦ TV¦ (2D)¦ FR-CV 2C/4.0㎟x1조 (TV AMP POWER)¦ AMP¦ TV¦ (2D)¦ FR-CV 2C/4.0㎟x1조 (TV AMP POWER)¦ AMP¦ TV¦ (2D)¦ FR-CV 2C/4.0㎟x1조 (TV AMP POWER)¦ UTP Cat.5E 4Px1조 (Remote Control)(기존활용)¦ 부¦ 이사장실¦ T¦ UTP Cat.5E 4Px2조¦ 자재창고¦ UTP Cat.5E 4Px2조¦ OF-MM-4C,전기(기설활용)¦ 검사고 구내통신설비 CABLE WIRING DIAGRAM¦ 검사고 구내통신설비 CABLE WIRING DIAGRAM¦ S = NONE¦ 차량기지¦ 차량기지¦ NONE¦ T¦ 9¦ 2¦ 0¦ 3¦ 0¦ 2¦ 6¦ 0¦ 1¦ 7¦
| 1단계_정거장 - 복사본 | 1단계_정거장 - 복사본 | 028. T7001034-011 914정거장 전화설비 지하3층 철거평면도 (1_2).dwg | \A1;7,500¦ \A1;7,500¦ \A1;7,500¦ \A1;7,500¦ \A1;7,500¦ \A1;7,500¦ \A1;7,500¦ \A1;7,500¦ \A1;7,500¦ \A1;7,500¦ \A1;7,500¦ \A1;7,500¦ \A1;7,500¦ \A1;7,500¦ \A1;4,270¦ \A1;5,400¦ \A1;10,000¦ \A1;20,980¦ \A1;5490¦ \A1;5490¦ MATCH LINE DWG No. "S1-TA-S14-DB-014-0"¦ 각도: -5˚¦ 1. 음향유도기 전원은 전기콘센트를 이용한다.¦ NOTE¦ 2. 증폭기전원은 전기콘센트를 이용한다.¦ 3. 통신기계실 및 안전관리실 MAIN 분전반은 전기에서 설치한다.¦ KEY PLAN¦ X-01¦ X-02¦ X-03¦ X-05¦ X-04¦ X-06¦ X-07¦ X00¦ X01¦ X02¦ X03¦ X04¦ X05¦ X06¦ X07¦ X08¦ 47,170¦ Y00¦ Y01¦ Y02¦ Y03¦ UP¦ DN¦ 장래 광역A선 환승통로¦ 본선환기실¦ 본선환기실¦ 정화조¦ 창 고 1¦ (P15:100x100x100)¦ (P14:100x100x100)¦ (16) UTP Cat.5E 4Px1조 (승강장 INT)¦ (16) UTP Cat.5E 4Px1조 (승강장 INT)¦ (16) UTP Cat.5E 4Px1조 (승강장 INT)¦ 지하철 914정거장¦ 당산¦ 국회의사당¦ 여의도¦ 1/400¦ 914정거장 전화설비 지하3층 철거평면도(1/2)¦ S = 1/400¦ 914정거장 전화설비 지하3층 철거평면도(1/2)¦ T¦ 7¦ 0¦ 0¦ 1¦ 0¦ 3¦ 4¦ 0¦ 1¦ 1¦ (기설활용)¦ P¦ INT¦
| 1단계_정거장 - 복사본 | 1단계_정거장 - 복사본 | 023. T7001034-006 912정거장 전화설비 지하1층 철거평면도.dwg | H¦ M¦ \A1;2,400¦ \A1;30,700¦ \A1;12,950¦ \A1;30,000¦ \A1;7,500¦ \A1;7,500¦ \A1;7,500¦ \A1;86,250¦ \A1;7,500¦ \A1;7,500¦ \A1;7,500¦ \A1;7,500¦ \A1;7,500¦ \A1;7,500¦ \A1;3,750¦ \A1;7,500¦ \A1;7,500¦ \A1;21,750¦ \A1;34,500¦ \A1;2,400¦ \A1;12,950¦ DN¦ 다¦ 나¦ UP¦ B¦ (54)x2 SPARE (KT.LINE)¦ A¦ (28) UTP Cat.5E 25Px1조 (콜폰)¦ 지상E/L¦ 1. 음향유도기 전원은 전기콘센트를 이용한다.¦ NOTE¦ 2. 증폭기전원은 전기콘센트를 이용한다.¦ 3. 통신기계실 및 안전관리실 MAIN 분전반은 전기에서 설치한다.¦ DOWN TO 지하2층¦ (22) UTP Cat.5E 4Px4조 (임대상가)¦ (28) UTP Cat.5E 25Px1조 (콜폰)¦ (22) UTP Cat.5E 4Px4조 (임대상가)¦ (54)x2 SPARE (KT.LINE)¦ KEY PLAN¦ X25¦ X26¦ X27¦ X28¦ X29¦ X30¦ X31¦ X32¦ X33¦ X34¦ X35¦ X36¦ Y00¦ Y02¦ Y03¦ Y06¦ Y04¦ DN¦ UP¦ UP¦ UP¦ UP¦ UP¦ UP¦ ELEV.¦ ELEV.¦ 화장실¦ 대합실¦ 창고¦ 창 고¦ 창 고¦ UP¦ UP¦ DN¦ DN¦ 창고¦ 912 정거장¦ STA.13km796.097¦ (700x400x100)¦ (700x400x100)¦ 수공¦ (P1:500x500x300) ¦ (P2:500x500x300)¦ (16) 인터폰선 0.6x2Px각1조 (콜폰)¦ (28) UTP Cat.5E 25Px1조 (콜폰)¦ (22) 인터폰선 0.6x2Px5조 (INT)¦ DOWN TO CP PANEL¦ A¦ B¦ (54)x2 SPARE (KT.LINE)¦ 지상E/L¦ x2 ¦ x2 ¦ (22) UTP Cat.5E 4Px4조 (임대상가)¦ (16) UTP Cat.5E 4Px2조 (임대상가)¦ (P4:200x200x100) ¦ (54)x2 SPARE (KT.LINE)¦ (P3:300x300x200)¦ (P5:300x300x200)¦ (28) UTP Cat.5E 25Px1조 (콜폰)¦ KT. MANHOLE ¦ (당산 32-1-1-1 직2)¦ (28) UTP Cat.5E 25Px1조 (콜폰)¦ (54)x2 SPARE (KT.LINE)¦ (54)x2 SPARE (KT.LINE)¦ (600x600x300)¦ (22) 인터폰선 0.6x2Px5조 (INT)¦ DOWN TO CP PANEL¦ 3-31~34¦ 3-35~38¦ 3-41~44¦ 3-45~48¦ 천정형UTP25P¦ 7¦ 1¦ 6¦ 3¦ 4¦ 10¦ 11¦ 9¦ 2¦ 5¦ 13¦ 12¦ 8¦ 임대상가1¦ 외부출입구1¦ 외부출입구2¦ 외부출입구3¦ 외부출입구4¦ 외부출입구5¦ 외부출입구6¦ 외부출입구7¦ 외부출입구8¦ 임대상가1¦ 지하철 912정거장¦ 신목동¦ 선유도¦ 당산¦ 1/400¦ 912정거장 전화설비 지하1층 철거평면도¦ S = 1/400¦ 911정거장 전화설비 지하1층 철거평면도¦ T¦ 7¦ 0¦ 0¦ 1¦ 0¦ 3¦ 4¦ 0¦ 0¦ 6¦ (기설활용)¦ INT¦ P¦
| 1단계_정거장 - 복사본 | 1단계_정거장 - 복사본 | 006. T1001026-002 909정거장 CIRCUIT WIRING SYSTEM DIAGRAM_철거.dwg | KT¦ IP¦ G¦ D¦ C/R¦ T¦ 0¦ 0¦ 0¦ 0¦ 0¦ 0¦ 0¦ 0¦ 0¦ 0¦ 통신기계실¦ 통신기계실¦ 안전관리실¦ 소방외부 무선통신 보조설비¦ 경찰통신설비¦ O/F(SM) FM RADIO¦ POWER DISTRIBUTION¦ O/F(SM)¦ O/F(SM)¦ FM 광전송장치¦ UPS¦ EQUIP¦ MULTI¦ COMM¦ CCTV¦ 광화상전송장치¦ MATRIX¦ RACK¦ TV 광전송장치¦ 부모시계¦ To: NEXT STATION¦ O/F(SM)¦ O/F(SM)¦ To: KT¦ DATA¦ M/D¦ E¦ Ports¦ T¦ SUB ADM¦ TEL¦ SPCM¦ KT¦ 전력사령¦ 방재사령¦ 통신사령¦ FAX¦ Data Line (전력)¦ Data Line¦ Data Line¦ Data Line¦ Data Line (AFC)¦ Data Line (통신)¦ Data Line (방재)¦ Data Line (운전)¦ SMS¦ AGM¦ AAM¦ ATVM¦ IP¦ P.A AMP¦ x4¦ x4¦ 지하1층 (대합실) x 62¦ 지하2층 (승강장상선) x 22¦ G¦ G¦ G¦ G¦ G¦ 지하2층 (승강장상선) x 2¦ 지하2층 (승강장하선) x 2¦ PAN/TILT x 1¦ 지하1층 (대합실) x 28 , G.L ELEV x 1¦ 지하1층 (기능실) x 3¦ 지하2층 (승강장 상,하선) x 8¦ CCTV¦ CONSOLE¦ 지하1층¦ (복합통신ANT)¦ 무선통신 보조설비¦ HFC-22D-FR¦ HFC-12D-FR¦ 본선터널 (승강장) RFCL-42D-광대역¦ 본선터널 (승강장) RFCL-42D-광대역¦ D¦ POWER LINE¦ INT¦ T¦ T¦ x2¦ x2¦ x11¦ x2¦ L¦ O¦ x2¦ T¦ T¦ x8¦ x2¦ x4¦ x13 ¦ 인터폰¦ 모장치¦ 배 선 반¦ 공조기계실¦ 이동통신기계실¦ Callphone¦ 전기실¦ 기능실복도¦ 발매기실¦ 화장실(남,여)¦ 장애자화장실¦ 임대상가¦ ELEV, 화장실¦ 용역원대기실¦ 지하1층 (대합실)¦ PSD실 (상선)¦ PSD실 (하선)¦ 편의점¦ 비상전원실¦ 승강장 INT¦ 변전실¦ 운영원대기실¦ x2¦ T¦ 지하2층 (승강장하선) x 22¦ x3¦ 출입통제¦ C/R¦ C/R¦ C/R¦ C/R¦ C/R¦ 운전사령¦ Data Line¦ 열차무선¦ C¦ O/F(SM) 열차무선¦ Data Line¦ 소방외부¦ E¦ T¦ L¦ O¦ x2¦ 용역창고¦ x2¦ x2 ¦ INT¦ x6¦ &¦ (VOICE)¦ FXO/FXS¦ Ethernet Port¦ IP¦ 본선터널 (승강장) RFCL-42D-광대역¦ 본선터널 (승강장) RFCL-42D-광대역¦ D¦ 공조기계실 PIT¦ x2¦ 창고¦ 공간화상 [승강장 차량기지방향] x 1¦ 공간화상 [승강장 강남방향] x 2¦ 환급기¦ x2 ¦ CCTV¦ 광화상전송장치¦ MATRIX¦ RACK¦ TV 광수신기¦ DATA¦ M/D¦ E¦ Ports¦ T¦ &¦ (VOICE)¦ SUB ADM¦ TEL¦ SPCM¦ 전력사령¦ 통신사령¦ Data Line (전력)¦ Data Line¦ Data Line¦ Data Line¦ Data Line (AFC)¦ Data Line (통신)¦ Data Line (방재)¦ Data Line (운전)¦ P.A AMP¦ L¦ O¦ 배 선 반¦ 출입통제¦ 운전사령¦ E¦ T¦ L¦ O¦ Data Line (신호)¦ FXO/FXS¦ Ethernet Port¦ MULTI¦ COMM¦ EQUIP¦ FM광전송장치¦ 열차무선¦ O/F(SM) FM RADIO, 지상파DMB¦ 소방외부 무선통신 보조설비¦ 소방 무선통신 보조설비¦ 철거¦ 철거¦ 철거¦ 철거¦ 909정거장 CIRCUIT WIRING SYSTEM DIAGRAM / 철거¦ 909정거장 CIRCUIT WIRING SYSTEM DIAGRAM / 철거¦ S = NONE¦ NONE¦ 가양¦ 등촌¦ 염창¦ T¦ 1¦ 0¦ 0¦ 1¦ 0¦ 2¦ 6¦ 0¦ 0¦ 2¦
| 1단계_정거장 - 복사본 | 1단계_정거장 - 복사본 | 046. T9103038-004 OFD 48C 상세도.dwg | OFD 48C 상세도¦ NONE¦ OFD 48C 상세도¦ S = NONE¦ Unregistered Version - http://www.aidecad.com¦ T¦ 9¦ 1¦ 0¦ 3¦ 0¦ 3¦ 8¦ 0¦ 0¦ 4¦ 공통¦
| 1단계_정거장 - 복사본 | 1단계_정거장 - 복사본 | 020. T7001034-003 904정거장 전화설비 지하2층 신설평면도(1-2).dwg | P¦ INT¦ INT¦ KEY PLAN¦ \A1;7500¦ \A1;10681¦ \A1;11638¦ \A1;10681¦ \A1;5680¦ \A1;1061¦ \A1;9620¦ \A1;12600¦ \A1;11400¦ \A1;22800¦ \A1;11400¦ \A1;12600¦ \A1;48000¦ 1. 일반교환기에 수용된 전화기는 IP전화기로 교체한다.¦ NOTE¦ 2. 콜폰, E/L폰, 승강장 비상통화장치도 교체한다.¦ 3. 전화 및 인터폰 구간의 배선배관은 기존활용한다.¦ (16) UTP Cat.5E 4Px2조 (공조기계실-2)¦ (16) UTP Cat.5E 4Px1조 (승강장 INT)¦ (16) UTP Cat.5E 4Px2조 (공조기계실-2)¦ (22) UTP Cat.5E 4Px3조 (승강장 공중전화)¦ x2¦ UTP 25P¦ [TB NO.7]¦ (16) 인터폰선 0.6x2Px4조 (INT)¦ DOWN TO CP PANEL¦ (16) UTP Cat.5E 4Px1조 (승강장 INT)¦ [TB NO.8]¦ UTP 25P¦ (22) UTP Cat.5E 4Px3조 (승강장 INT)¦ (22) UTP Cat.5E 4Px3조 (승강장 공중전화)¦ UP TO 지하1층¦ TRAY (600x150)¦ UTP Cat.5E 4Px3조 (승강장 공중전화)¦ UTP Cat.5E 4Px3조 (승강장 INT)¦ TRAY (600x150)¦ UTP Cat.5E 4Px3조 (승강장 공중전화)¦ UTP Cat.5E 4Px3조 (승강장 INT)¦ UP TO 지하1층¦ (16) UTP Cat.5E 4Px1조 (승강장 INT)¦ (16) 인터폰선 0.6x2Px4조 (INT)¦ DOWN TO CP PANEL¦ UTP Cat.5E 4Px2조 (공조기계실-2)¦ MATCH LINE DWG No. "S1-TA-S04-DB-012-1.dwg"¦ (P22:300x300x200)¦ (P23:300x300x200)¦ (P26:400x400x300)¦ (P25:600x600x300)¦ (P27:400x400x300)¦ (P28:600x600x300)¦ (16) UTP Cat.5E 4Px1조 (승강장 INT)¦ (P24:200x200x100)¦ 3. 통신기계실 및 안전관리실 MAIN 분전반은 전기에서 설치한다.¦ 1. 음향유도기 전원은 전기콘센트를 이용한다.¦ NOTE¦ 2. 증폭기전원은 전기콘센트를 이용한다.¦ UP¦ X-03¦ X-02¦ X-01¦ X00¦ X01¦ X02¦ X03¦ X04¦ X05¦ X06¦ X07¦ 7,200¦ 7,500¦ 7,500¦ 7,500¦ 7,500¦ 7,500¦ 7,500¦ 7,500¦ 7,500¦ Y-01¦ Y00¦ Y02¦ Y04¦ Y01¦ Y03¦ Y05¦ UP¦ UP¦ UP¦ 공조기계실-2¦ 승 강 장¦ 승 강 장¦ 정화조¦ 창 고¦ 창 고¦ PSD 기계실¦ PSD 기계실¦ X08¦ X09¦ X10¦ X11¦ DOWN TO 승강장 PIT¦ 접지단자함¦ 접지¦ (16) UTP Cat.5E 4Px2조 (공조기계실-2)¦ (16) UTP Cat.5E 4Px1조 (승강장 INT)¦ (16) UTP Cat.5E 4Px1조 (승강장 INT)¦ 3-45~48¦ 3-41~44¦ 1. 일반교환기에 수용된 전화기는 안전관리실만 IP전화기로 교체한다.¦ NOTE¦ 2. 콜폰, E/L폰, 승강장 비상통화장치도 교체한다.¦ 3. 전화 및 인터폰 구간의 배선배관은 기존활용한다.¦ 지하철 904정거장¦ 공항시장¦ 신방화¦ 마곡나루¦ 904정거장 전화설비 지하2층 신설평면도(1/2)¦ S=1/400¦ 1/400¦ 904정거장 전화설비 지하2층 신설평면도(1/2)¦ T¦ 7¦ 0¦ 0¦ 1¦ 0¦ 3¦ 4¦ 0¦ 0¦ 3¦ (기설활용)¦
| 1단계_정거장 - 복사본 | 1단계_정거장 - 복사본 | 058. T7005034-015 902정거장 CCTV,TDI,시계설비 지하1층철거평면도(3-3).dwg | AD¦ AD¦ AD¦ AD¦ AD¦ AD¦ 배기¦ EPS¦ PS¦ PS¦ UP¦ DN¦ ST¦ ST¦ ST¦ ST¦ AUTO FILLTER실¦ 26¦ X¦ 25¦ X¦ 24¦ X¦ 23¦ X¦ 22¦ X¦ 21¦ X¦ 20¦ X¦ 19¦ X¦ 18¦ X¦ 17¦ X¦ 15¦ X¦ 예비실¦ 물탱크실¦ 냉각탑실¦ 공조기계실¦ X¦ 16¦ 2750¦ 1200¦ 6775¦ 725¦ 7500¦ 7500¦ 7500¦ 7500¦ 7500¦ 7500¦ 7500¦ 7500¦ 7500¦ 7500¦ 7500¦ 00¦ Y¦ 01¦ Y¦ 02¦ Y¦ 03¦ Y¦ Y¦ 04¦ C¦ P¦ T¦ P¦ P¦ PB(150X150X100)¦ (16)UTP CAT.5 4P¦ PB(150X150X100)¦ P¦ UP TO 지상층¦ PB(150X150X100)¦ (16)5C-HFBT(TV)¦ (16)IV1.2X2(CL)(철거)¦ (28)UTP CAT.5 25P(예비실)¦ 25P¦ PB(200X200X100)¦ (16)HIV1.2X2¦ (16)HIV1.2X3¦ (16)HIV1.2X5¦ C¦ DOWN TO B1¦ X¦ 26¦ X¦ 25¦ 지상층¦ 11790¦ 8840¦ 9020¦ 37800¦ 8150¦ (철거)¦ 지하철 902정거장¦ 김포공항¦ 공항시장¦ 1/400¦ S = 1/400¦ 개화¦ 902정거장 CCTV,TDI,시계설비 지하1층 철거평면도(3/3)¦ 902정거장 CCTV,TDI,시계설비 지하1층 ¦ 철거평면도(3/3)¦ T¦ 7¦ 0¦ 0¦ 5¦ 0¦ 3¦ 4¦ 0¦ 1¦ 5¦ CCTV(기존동축활용)¦
| 1단계_정거장 - 복사본 | 1단계_정거장 - 복사본 | 010. T1001026-006 901정거장 AFC SYSTEM DIAGRAM.dwg | ATVM¦ ATVM¦ 02¦ 01¦ L-AFC-1-분전반¦ 통신기계실¦ MAIN POWER¦ 접지단자함¦ AGM8¦ AGM8¦ AGM10¦ 10¦ 11¦ CONTROL¦ EM.GATE¦ BOX¦ 안전관리실¦ BOX¦ DPC¦ COM¦ INTER¦ COMMS¦ S/W HUB¦ 화재¦ 수신반¦ AAM¦ 01¦ D/I MUX¦ I/F¦ S/W HUB¦ SMS¦ AGM6¦ AGM8¦ AGM8¦ AGM8¦ 01¦ 02¦ 04¦ 03¦ GROUND¦ 접지단자함¦ MAIN¦ (공통)¦ 공동구¦ AGM6¦ 09¦ AGM10/11¦ 06¦ AGM12¦ 07¦ 환급기¦ 01¦ 분전반~AAM, AGM, SMS, ATVM, AIM¦ : IN USE¦ 접지반~AAM, AGM, SMS, ATVM¦ EM. GATE¦ MAIN GROUND¦ INTERCOM~ATVM, AAM¦ SMS(S/W HUB)~TOM, AGM, ATVM¦ D/I MUX(ROUTER)~SMS(S/W HUB)¦ NOTE¦ 화재수신반~DPC BOX¦ I/F¦ DPC¦ DPC SW~AGM(DPC)¦ : HFCO 3C/4.0㎟¦ : F-GV 4.0㎟¦ : FR-CV 2C/4.0㎟¦ : F-GV 50㎟¦ : UTP Cat.5E 4P¦ : FTP Cat.5E 4Px1조¦ : FTP Cat.5E 4Px1조¦ : UTP Cat.5E 4P¦ : Interface Unit¦ : Direct Power Control¦ : FR-CVVS 4C/2.5㎟¦ INTERCOM~EM.GATE¦ : UTP Cat.5E 4P¦ 08¦ 통신기계실¦ AGM8¦ 05¦ 901정거장 AFC SYSTEM DIAGRAM¦ 901정거장 AFC SYSTEM DIAGRAM¦ S = NONE¦ NONE¦ 지하철 901정거장¦ 개화¦ 김포공항¦ T¦ 1¦ 0¦ 0¦ 1¦ 0¦ 2¦ 6¦ 0¦ 0¦ 6¦
| 1단계_정거장 - 복사본 | 1단계_정거장 - 복사본 | 037. T7005034-008 904정거장 CCTV,TDI,시계설비 지하2층 철거평면도(2_2).dwg | P¦ KEY PLAN¦ \A1;11400¦ \A1;22800¦ \A1;11400¦ \A1;3400¦ \A1;16000¦ \A1;3400¦ \A1;22800¦ \A1;8000¦ \A1;8000¦ (16) ECX 5C-2Vx1조 (CAMERA)(기존활용)¦ (28) FR-CV 3C/4.0㎟x1조 (TDI POWER)¦ (16) UL 2919-AMESB 24AWG 4Px1조 (TDI)¦ (16) UL 2919-AMESB 24AWG 4Px1조 (TDI)¦ (28) FR-CV 3C/4.0㎟x1조 (TDI POWER)¦ (16) ECX 5C-2Vx1조 (CAMERA)(기존활용)¦ 본선 TRAY 이용¦ MATCH LINE DWG No. "S1-TA-S04-DB-019-1.dwg"¦ (P17:100x100x100)¦ P-2¦ P-4¦ (P16:100x100x100)¦ (P16:200x200x100)¦ (16) UL 2919-AMESB 24AWG 4Px1조 (TDI)¦ (28) FR-CV 3C/4.0㎟x1조 (TDI POWER)¦ (16) ECX 5C-2Vx1조 (CAMERA)(기존활용)¦ (16) ECX 5C-2Vx1조 (CAMERA)(기존활용)¦ UP¦ UP¦ UP¦ 승 강 장¦ 승 강 장¦ X11¦ X12¦ X13¦ X14¦ X15¦ X16¦ X17¦ X18¦ X19¦ X20¦ X21¦ X22¦ 7,500¦ 7,500¦ 7,500¦ 7,500¦ 7,500¦ 7,500¦ 7,500¦ 7,500¦ 7,500¦ 7,500¦ 7,500¦ Y00¦ Y02¦ Y04¦ Y01¦ Y03¦ Y00¦ Y01¦ Y02¦ Y03¦ Y04¦ (16) UTP Cat.5E 4Px2조 (TDI)¦ (28) OF-MM-12Core(난연)x1조(TDI)¦ (16) UTP Cat.5E 4Px2조 (TDI)¦ (28) OF-MM-12Core(난연)x1조(TDI)¦ (16) UTP Cat.5E 4Px2조 (TDI)¦ (28) OF-MM-12Core(난연)x1조(TDI)¦ NOTE¦ 1. 광케이블, 전원/접지케이블 (OF-SM-4Core, CV 3C/2.5㎟)¦ 2. 승강장 ANT설치위치: 열차 진행방향 정거장 시종점부에 설치¦ 2. 광케이블, 전원/접지케이블 (OF-SM-8Core, CV 3C/2.5㎟)¦ (28) OF-SM-4Cx1조 [공간화상)(철거)¦ (28) F-CV 3C/2.5㎟x1조 (공간화상)(철거)¦ (28) OF-SM-4Cx1조 [공간화상)(철거)¦ (28) F-CV 3C/2.5㎟x1조 (공간화상)(철거)¦ OF-SM-4Cx1조 [공간화상)(철거)¦ F-CV 3C/2.5㎟x1조 (공간화상)(철거)¦ vmh¦ vmh¦ (철거)¦ 지하철 904정거장¦ 공항시장¦ 신방화¦ 마곡나루¦ 1/400¦ S = 1 / 400¦ 904정거장 CCTV,TDI,시계설비 지하2층 철거평면도(2/2)¦ 904정거장 CCTV,TDI,시계설비 지하2층¦ 철거평면도(2/2)¦ T¦ 7¦ 0¦ 0¦ 5¦ 0¦ 3¦ 4¦ 0¦ 0¦ 8¦ CCTV(기존동축활용)¦ P¦ G¦
| 1단계_정거장 - 복사본 | 1단계_정거장 - 복사본 | 028. T7003034-003 910정거장 방송설비 지하2층 신설평면도 (1_2).dwg | \A1;520¦ \A1;7,711¦ \A1;7,709¦ \A1;520¦ \A1;3,730¦ \A1;3,729¦ \A1;8,231¦ \A1;8,229¦ \A1;3,730¦ \A1;11,960¦ \A1;11,959¦ \A1;23,919¦ S = 1 / 400¦ 903정거장 방송설비 지하1층 신설평면도(2/2)¦ 1/400¦ 904정거장 방송설비 지하1층 신설평면도 (1/2)¦ 0¦ 0¦ 0¦ -¦ 0¦ 0¦ 0¦ 0¦ (기설활용)¦ -¦ T¦ 7¦ 0¦ 0¦ 3¦ 0¦ 3¦ 4¦ 0¦ 1¦ 6¦ MATCH LINE DWG No. "S1-TA-S10-DB-016-0"¦ : (16) HIV 1.5㎟x2조¦ NOTE¦ : (16) HIV 1.5㎟x5조¦ : (16) HIV 1.5㎟x6조¦ : (22) HIV 1.5㎟x7조¦ : (22) HIV 1.5㎟x8조¦ : (22) HIV 1.5㎟x10조¦ : (16) HIV 1.5㎟x4조¦ : (16) HIV 1.5㎟x3조¦ KEY PLAN¦ Y-00¦ Y-01¦ Y-05¦ Y-06¦ Y-03¦ X00¦ X01¦ X02¦ X03¦ X04¦ X05¦ X06¦ X07¦ X08¦ X09¦ X12¦ X10¦ X11¦ 3,750¦ 7,500¦ 7,500¦ 7,500¦ 7,500¦ 7,500¦ 7,500¦ 5,000¦ 5,000¦ 5,000¦ 5,000¦ 5,000¦ 5,573¦ 32,500¦ 20,573¦ UP¦ 올라감¦ UP¦ 올라감¦ PSD기계실 1¦ PSD기계실 2¦ 26,250¦ 벽부형 3W : 2 EA¦ 천정형 5W : 20 EA¦ 지하철 910정거장¦ 등촌¦ 염창¦ 신목동¦ S = 1 / 400¦ 910정거장 방송설비 지하2층 신설평면도(1/2)¦ 1/400¦ 910정거장 방송설비 지하2층 신설평면도 (1/2)¦ (기설활용)¦ T¦ 7¦ 0¦ 0¦ 3¦ 0¦ 3¦ 4¦ 0¦ 0¦ 3¦
| 1단계_정거장 - 복사본 | 1단계_정거장 - 복사본 | 015. T1001026-011 912정거장 출입통제설비 CABLE WIRING DIAGRAM.dwg | 신호통신기계실¦ ELE-4 (지상층)¦ ELE-3 (대합실)¦ ELE-2 (대합실)¦ ELE-1 (지상층)¦ ELE-5 (대합실)¦ ELE-6 (대합실)¦ COMM-1 (통신기계실)¦ 안전관리실¦ ELEC-1 (전기실)¦ 발매기실¦ C/R¦ UTP Cat.5E 4Px10조 (출입통제)¦ C/R¦ C/R¦ C/R¦ 출입¦ 통제¦ 시스템¦ (ACU)¦ ELE-7 (대합실)¦ ELE-8 (대합실)¦ ELE-9 (승강장)¦ ELE-10 (승강장)¦ ES-1 (외부계단출입구)¦ ES-4 (대합실)¦ ES-5 (대합실)¦ ES-6 (외부계단출입구)¦ ES-7 (대합실)¦ ES-8 (대합실)¦ ES-9 (대합실)¦ ES-10 (대합실)¦ ES-11 (대합실)¦ ES-12 (대합실)¦ T-1 (화장실.여)¦ P-1 (승강장)¦ P-2 (승강장)¦ P-3 (승강장)¦ P-4 (승강장)¦ AGM-1 (대합실)¦ ATVM-1 (대합실)¦ C-1 ( (대합실)¦ ELEC-2 (변전실)¦ 운영원대기실¦ 용역원대기실¦ 지하2층 (대합실)¦ C/R¦ 운전취급실¦ AGM-2 (대합실)¦ 912정거장 출입통제설비 CABLE WIRING DIAGRAM¦ 912정거장 출입통제설비 CABLE WIRING DIAGRAM¦ S = NONE¦ NONE¦ 지하철 912정거장¦ 신목동¦ 선유도¦ 당산¦ T¦ 1¦ 0¦ 0¦ 1¦ 0¦ 2¦ 6¦ 0¦ 1¦ 1¦
| 1단계_정거장 - 복사본 | 1단계_정거장 - 복사본 | 036. T7005034-007 918정거장 CCTV,TDI,시계설비 지하2층 철거평면도 (1_2).dwg | G¦ P¦ \A1;26,150¦ \A1;11,300¦ \A1;3,550¦ \A1;11,300¦ \A1;9,600¦ \A1;7,500¦ \A1;108,750¦ \A1;7,500¦ \A1;7,500¦ \A1;7,500¦ \A1;7,500¦ \A1;7,500¦ \A1;7,500¦ \A1;7,500¦ \A1;7,500¦ \A1;7,500¦ \A1;7,500¦ \A1;7,500¦ \A1;3,750¦ \A1;7,500¦ \A1;7,500¦ \A1;5,500¦ \A1;6,500¦ \A1;6,500¦ \A1;6,500¦ \A1;5,000¦ \A1;30,000¦ \A1;100¦ A¦ (16) ECX 5C-2Vx1조 (CAMERA)(기존활용)¦ KEY PLAN¦ Y00¦ Y01¦ Y02¦ Y-01¦ X-05¦ X-04¦ X-03¦ X-02¦ X-01¦ X00¦ X01¦ X02¦ X03¦ X04¦ X05¦ X06¦ X07¦ X08¦ X09¦ X10¦ X11¦ X12¦ X13¦ X14¦ Y03¦ UP¦ 승강장-1¦ 승강장-2¦ PSD 기계실-1¦ 창고-2¦ 창고-1¦ 정화조¦ UP¦ UP¦ UP¦ 내부엘리베이터 1¦ PSD 기계실-2¦ 내부엘리베이터 2¦ 정거장 중심¦ Sta.20K 200.000¦ MATCH LINE DWG No. "S1-TA-S18-DB-020-0"¦ (28) UL 2919-AMESB 24AWG 4Px2조 (TDI)¦ (36) FR-CV 3C/4.0㎟x2조 (TDI POWER)¦ (22) UTP Cat.5E 4Px4조 (TDI)¦ (28) ECX 5C-2Vx3조 (CAMERA)(기존활용)¦ UL 2919-AMESB 24AWG 4Px2조 (TDI)¦ FR-CV 3C/4.0㎟x2조 (TDI POWER)¦ UTP Cat.5E 4Px4조 (TDI)¦ ECX 5C-2Vx3조 (CAMERA)(기존활용)¦ TRAY (900x150)¦ UP TO 지하 1층¦ (P24:200x200x100)¦ P-2¦ P-4¦ ELE-10¦ P-3¦ ELE-9¦ P-1¦ UL 2919-AMESB 24AWG 4Px2조 (TDI)¦ FR-CV 3C/4.0㎟x2조 (TDI POWER)¦ UTP Cat.5E 4Px4조 (TDI)¦ ECX 5C-2Vx3조 (CAMERA)(기존활용)¦ TRAY (900x150)¦ UP TO 지하 1층¦ (28) UL 2919-AMESB 24AWG 4Px2조 (TDI)¦ (36) FR-CV 3C/4.0㎟x2조 (TDI POWER)¦ (28)x2 OF-MM-12Core(난연)x1조x2 (TDI)¦ (28) ECX 5C-2Vx3조 (CAMERA)(기존활용)¦ (28) UL 2919-AMESB 24AWG 4Px2조 (TDI)¦ (36) FR-CV 3C/4.0㎟x2조 (TDI POWER)¦ (22) UTP Cat.5E 4Px4조 (TDI)¦ (28) ECX 5C-2Vx3조 (CAMERA)(기존활용)¦ (16) UL 2919-AMESB 24AWG 4Px1조 (TDI)¦ (28) FR-CV 3C/4.0㎟x1조 (TDI POWER)¦ (16) UTP Cat.5E 4Px2조 (TDI)¦ (16) UL 2919-AMESB 24AWG 4Px1조 (TDI)¦ (28) FR-CV 3C/4.0㎟x1조 (TDI POWER)¦ (16) UTP Cat.5E 4Px2조 (TDI)¦ (28) ECX 5C-2Vx3조 (CAMERA)(기존활용)¦ (16) UL 2919-AMESB 24AWG 4Px1조 (TDI)¦ (28) FR-CV 3C/4.0㎟x1조 (TDI POWER)¦ (16) UTP Cat.5E 4Px2조 (TDI)¦ (16) ECX 5C-2Vx1조 (CAMERA)(기존활용)¦ (28) ECX 5C-2Vx3조 (CAMERA)(기존활용)¦ (22) ECX 5C-2Vx2조 (CAMERA)(기존활용)¦ (16) UL 2919-AMESB 24AWG 4Px1조 (TDI)¦ (28) FR-CV 3C/4.0㎟x1조 (TDI POWER)¦ (16) UTP Cat.5E 4Px2조 (TDI)¦ (16) ECX 5C-2Vx1조 (CAMERA)(기존활용)¦ A¦ A¦ (P22:200x200x100)¦ (P23:200x200x100)¦ (16) UL 2919-AMESB 24AWG 4Px1조 (TDI)¦ (28) FR-CV 3C/4.0㎟x1조 (TDI POWER)¦ (16) UTP Cat.5E 4Px2조 (TDI)¦ (16) UL 2919-AMESB 24AWG 4Px1조 (TDI)¦ (28) FR-CV 3C/4.0㎟x1조 (TDI POWER)¦ (16) UTP Cat.5E 4Px2조 (TDI)¦ OF-MM-12Core(난연)x2조 (TDI)¦ (22) UTP Cat.5E 4Px4조 (TDI)¦ (28)x2 OF-MM-12Core(난연)x1조x2 (TDI)¦ (28) OF-MM-12Core(난연)x1조 (TDI)¦ (28) OF-MM-12Core(난연)x1조 (TDI)¦ (28) OF-MM-12Core(난연)x1조 (TDI)¦ (28) OF-MM-12Core(난연)x1조 (TDI)¦ (28) OF-MM-12Core(난연)x1조 (TDI)¦ (28)x2 OF-MM-12Core(난연)x1조x2 (TDI)¦ OF-MM-12Core(난연)x2조 (TDI)¦ (28) OF-MM-12Core(난연)x1조 (TDI)¦ NOTE¦ 1. 광케이블, 전원/접지케이블 (OF-SM-4Core, CV 3C/2.5㎟)¦ 2. 승강장 ANT설치위치: 열차 진행방향 정거장 시종점부에 설치¦ 2. 광케이블, 전원/접지케이블 (OF-SM-8Core, CV 3C/2.5㎟)¦ 본선 TRAY 이용¦ OF-SM-4Cx1조 [공간화상)(철거)¦ F-CV 3C/2.5㎟x1조 (공간화상)(철거)¦ 본선 TRAY 이용¦ OF-SM-4Cx1조 [공간화상)(철거)¦ F-CV 3C/2.5㎟x1조 (공간화상)(철거)¦ OF-SM-4Cx1조 [공간화상)(철거)¦ F-CV 3C/2.5㎟x1조 (공간화상)(철거)¦ 본선 TRAY 이용¦ OF-SM-8Cx1조 [공간화상)(철거)¦ F-CV 3C/2.5㎟x1조 (공간화상)(철거)¦ OF-SM-8Cx1조 [공간화상)(철거)¦ F-CV 3C/2.5㎟x1조 (공간화상)(철거)¦ vmh¦ vmh¦ vmh¦ vmh¦ vmh¦ vmh¦ A¦ A¦ (16) UL 2919-AMESB 24AWG 4Px1조 (TDI)¦ (28) FR-CV 3C/4.0㎟x1조 (TDI POWER)¦ (16) UTP Cat.5E 4Px2조 (TDI)¦ (28) OF-MM-12Core(난연)x1조 (TDI)¦ (철거)¦ 지하철 918정거장¦ 노량진¦ 노들¦ 중앙대입구¦ 1/400¦ S = 1 / 400¦ 918정거장 CCTV,TDI,시계설비 지하2층 철거평면도(1/2)¦ 918정거장 CCTV,TDI,시계설비 지하2층¦ 철거평면도(1/2)¦ T¦ 7¦ 0¦ 0¦ 5¦ 0¦ 3¦ 4¦ 0¦ 0¦ 7¦ CCTV(기존동축활용)¦ P¦
| 1단계_정거장 - 복사본 | 1단계_정거장 - 복사본 | 017. T1001026-013 915정거장 AFC CABLE WIRING DIAGRAM (1_2) (철거).dwg | D/I MUX (ROUTER)¦ (통신기계실)¦ 분전반 (전기시설분)¦ (안전관리실)¦ AFC 접지단자함¦ (안전관리실)¦ DPC BOX¦ 인터콤 모장치¦ SMS (S/W HUB)¦ (안전관리실)¦ 통로 안내표시기 (AIS)¦ 주제어장치 (안전관리실)¦ EM GATE¦ CONTROL BOX¦ AGM 11형 (No.1)¦ AGM 12형 (No.2)¦ AGM 6형 (No.3)¦ AGM 8형 (No.5) (HUB)¦ AGM 8형 (No.6)¦ AGM 10형 (No.7)¦ ATVM (No.1~2)¦ OF-MM-4Cx1조¦ STP Cat.5E 4Px1조¦ F-GV 4.0㎟x2조¦ F-GV 4.0㎟x1조¦ F-GV 4.0㎟x1조¦ FR-CV 2C/4.0㎟x1조¦ EM. GATE (No.1) (개폐장치)¦ STP Cat.5E 4Px2조¦ FR-CVVS 4C/2.5㎟x1조 (DPC)¦ 접지단자함 (공통)¦ F-GV 50㎟x1조 (통신시공분)¦ FR-CV 3C/4.0㎟x2조¦ FR-CV 3C/4.0㎟x1조¦ FR-CV 3C/4.0㎟x1조¦ FR-CV 3C/4.0㎟x1조¦ FR-CV 3C/4.0㎟x1조¦ FR-CV 3C/4.0㎟x1조¦ STP Cat.5E 4Px1조¦ AAM (No.1)¦ STP Cat.5E 4Px1조¦ F-GV 4.0㎟x1조¦ (안전관리실)¦ (안전관리실)¦ CROSS AISLE CABLE¦ CROSS AISLE CABLE¦ CROSS AISLE CABLE¦ CROSS AISLE CABLE¦ (변전실)¦ 통로안내표시기 (AIM)¦ S/W HUB¦ (발매기실)¦ 분전반¦ (발매기실)¦ AFC 접지단자함¦ (발매기실)¦ 통로안내표시기 (AIM)¦ AGM 11형 (No.8)¦ AGM 12형 (No.9)¦ AGM 6형 (No.10)¦ AGM 8형 (No.11)¦ AGM 8형 (No.12)¦ AGM 8형 (No.13)¦ ATVM (No.3~4)¦ EM. GATE (No.2) (개폐장치)¦ AAM (No.2)¦ 환급기 (No.2)¦ OF-MM-4Cx1조¦ F-GV 4.0㎟x1조¦ FR-CV 2C/4.0㎟x1조¦ FR-CVVS 4C/2.5㎟x1조 (DPC)¦ CPEV 0.65/5Px1조 (INT)¦ CPEV 0.65/5Px1조 (INT)¦ CPEV 0.65/5Px1조 (INT)¦ CPEV 0.65/5Px1조 (INT)¦ FR-CV 3C/4.0㎟x1조¦ F-GV 50㎟x1조 (통신시공분)¦ FR-CV 3C/4.0㎟x1조¦ FR-CV 3C/4.0㎟x1조¦ FR-CV 3C/4.0㎟x1조¦ FR-CV 3C/4.0㎟x1조¦ CROSS AISLE CABLE¦ CROSS AISLE CABLE¦ CROSS AISLE CABLE¦ CROSS AISLE CABLE¦ STP Cat.5E 4Px2조¦ STP Cat.5E 4Px1조¦ CPEV 0.9/5Px1조¦ F-GV 4.0㎟x1조¦ F-GV 4.0㎟x1조¦ F-GV 4.0㎟x1조¦ F-GV 4.0㎟x1조¦ STP Cat.5E 4Px1조¦ FR-CV 3C/4.0㎟x1조¦ AGM 10형 (No.14) (HUB)¦ FR-CV 3C/4.0㎟x1조¦ FR-CV 3C/4.0㎟x1조¦ CROSS AISLE CABLE¦ STP Cat.5E 4Px1조¦ UTP Cat.5E 4Px1조¦ UTP Cat.5E 4Px1조¦ AGM 8형 (No.4)¦ CROSS AISLE CABLE¦ FR-CV 3C/4.0㎟x1조¦ STP Cat.5E 4Px1조¦ STP Cat.5E 4Px1조¦ STP Cat.5E 4Px1조¦ STP Cat.5E 4Px1조¦ UTP Cat.5E 4Px1조¦ OF-SM-2Cx1조¦ UTP Cat.5E 4Px1조¦ OF-SM-2Cx1조¦ FR-CV 3C/4.0㎟x1조¦ 화재수신반¦ 환급기 (No.1)¦ CPEV 0.65/5Px1조 (INT)¦ CPEV 0.65/5Px1조 (INT)¦ FR-CV 3C/4.0㎟x1조¦ FR-CV 3C/4.0㎟x1조¦ FR-CV 3C/4.0㎟x1조¦ F-GV 4.0㎟x1조¦ F-GV 4.0㎟x1조¦ STP Cat.5E 4Px1조¦ STP Cat.5E 4Px1조¦ STP Cat.5E 4Px1조¦ STP Cat.5E 4Px1조¦ STP Cat.5E 4Px1조¦ STP Cat.5E 4Px1조¦ STP Cat.5E 4Px1조¦ STP Cat.5E 4Px1조¦ STP Cat.5E 4Px1조¦ STP Cat.5E 4Px1조¦ 915정거장 AFC CABLE WIRING DIAGRAM (1/2) (철거)¦ 915정거장 AFC CABLE WIRING DIAGRAM (1/2) (철거)¦ S = NONE¦ NONE¦ 지하철 915정거장¦ 국회의사당¦ 여의도¦ 샛강¦ 3¦ 0¦ 1¦ T¦ 1¦ 0¦ 0¦ 1¦ 0¦ 2¦ 6¦
| 1단계_정거장 - 복사본 | 1단계_정거장 - 복사본 | 006. T1001026-002 907정거장 CIRCUIT WIRING SYSTEM DIAGRAM_철거.dwg | KT¦ IP¦ G¦ D¦ C/R¦ T¦ 0¦ 0¦ 0¦ 0¦ 0¦ 0¦ 0¦ 0¦ 0¦ 0¦ T¦ 0¦ 0¦ 0¦ 0¦ 0¦ 0¦ 0¦ 0¦ 0¦ 0¦ 신호통신기계실¦ 신호통신기계실¦ 안전관리실¦ 경찰통신설비¦ O/F(SM) FM RADIO¦ POWER DISTRIBUTION¦ O/F(SM)¦ O/F(SM)¦ FM 광전송장치¦ UPS¦ EQUIP¦ MULTI¦ COMM¦ CCTV¦ 광화상전송장치¦ MATRIX¦ RACK¦ TV 광전송장치¦ 부모시계¦ To: NEXT STATION¦ O/F(SM)¦ O/F(SM)¦ To: KT¦ DATA¦ M/D¦ E¦ Ports¦ T¦ SUB ADM¦ TEL¦ SPCM¦ KT¦ 신호사령¦ 방재사령¦ 통신사령¦ FAX¦ Data Line (신호)¦ Data Line¦ Data Line¦ Data Line¦ Data Line (AFC)¦ Data Line (통신)¦ Data Line (방재)¦ Data Line (운전)¦ SMS¦ AGM¦ AAM¦ ATVM¦ IP¦ P.A AMP¦ x3¦ x2¦ 지하1층 (대합실) x 86¦ 지하2층 (승강장상선) x 42¦ G¦ G¦ G¦ G¦ G¦ 지하3층 (승강장상선) x 4¦ 지하3층 (승강장하선) x 4¦ PAN/TILT x 2¦ 지하1층 (대합실) x 25 , G.L ELEV x 2¦ 지하1층 (기능실) x 2¦ 지하2층 (승강장 상,하선) x 10¦ CCTV¦ CONSOLE¦ 지하1층¦ (복합통신ANT)¦ 무선통신 보조설비¦ HFC-22D-FR¦ HFC-12D-FR¦ 본선터널 (승강장) RFCL-42D-광대역¦ 본선터널 (승강장) RFCL-42D-광대역¦ D¦ POWER LINE¦ INT¦ T¦ x3¦ x11¦ x2¦ L¦ O¦ T¦ x10¦ x2¦ x4¦ x12 ¦ 인터폰¦ 모장치¦ 배 선 반¦ x2¦ 지하2층 (승강장하선) x 42¦ x3¦ 출입통제¦ C/R¦ C/R¦ C/R¦ 운전사령¦ Data Line¦ 열차무선¦ C¦ O/F(SM) 열차무선¦ Data Line¦ 소방외부¦ E¦ T¦ L¦ O¦ T¦ T¦ x2 ¦ INT¦ x6¦ 공조기계실¦ 전기실¦ 이동통신기계실¦ 비상전원실¦ 발매기실¦ 기능실복도¦ 용역원대기실¦ 창고¦ 화장실 (남,여)¦ 편의점¦ 장애자화장실¦ PSD실 (하선)¦ Callphone¦ 지하1층 (대합실)¦ ELEV, 화장실¦ 임대상가-2¦ 비품창고¦ 승강장 INT¦ PSD실 (상선)¦ 임대상가-1¦ 임대상가-3¦ 전력사령¦ Data Line (전력)¦ C/R¦ T¦ T¦ x3¦ x5¦ x3¦ x2¦ x2¦ 소방외부 무선통신 보조설비¦ 복합통신 ANT¦ &¦ (VOICE)¦ FXO/FXS¦ Ethernet Port¦ IP¦ 본선터널 (승강장) RFCL-42D-광대역¦ 본선터널 (승강장) RFCL-42D-광대역¦ D¦ 공간화상 [승강장 차량기지방향] x 2¦ 공간화상 [승강장 강남방향] x 2¦ 환급기¦ x2¦ CCTV¦ 광화상전송장치¦ MATRIX¦ RACK¦ TV 광수신기¦ DATA¦ M/D¦ E¦ Ports¦ T¦ &¦ (VOICE)¦ SUB ADM¦ TEL¦ SPCM¦ 전력사령¦ 통신사령¦ Data Line (전력)¦ Data Line¦ Data Line¦ Data Line¦ Data Line (AFC)¦ Data Line (통신)¦ Data Line (방재)¦ Data Line (운전)¦ P.A AMP¦ L¦ O¦ 배 선 반¦ 출입통제¦ 운전사령¦ E¦ T¦ L¦ O¦ Data Line (신호)¦ FXO/FXS¦ Ethernet Port¦ MULTI¦ COMM¦ EQUIP¦ FM광전송장치¦ 열차무선¦ O/F(SM) FM RADIO, 지상파DMB¦ 소방외부 무선통신 보조설비¦ 소방 무선통신 보조설비¦ 철거¦ 철거¦ 철거¦ 철거¦ 907정거장 CIRCUIT WIRING SYSTEM DIAGRAM / 철거¦ 907정거장 CIRCUIT WIRING SYSTEM DIAGRAM / 철거¦ S = NONE¦ NONE¦ 양천향교¦ 가양¦ 증미¦ T¦ 1¦ 0¦ 0¦ 1¦ 0¦ 2¦ 6¦ 0¦ 0¦ 2¦
| 1단계_정거장 - 복사본 | 1단계_정거장 - 복사본 | 043. T7009934-004 910정거장 출입통제설비 지하1층 철거 평면도 (2_2).dwg | C/R¦ ACU¦ CCTV¦ \A1;520¦ \A1;7,711¦ \A1;7,709¦ \A1;520¦ \A1;3,730¦ \A1;3,729¦ \A1;8,231¦ \A1;8,229¦ \A1;3,730¦ \A1;11,960¦ \A1;11,959¦ \A1;23,919¦ \A1;5,000¦ \A1;5,000¦ \A1;5,000¦ \A1;5,000¦ \A1;5,000¦ \A1;5,000¦ \A1;5,000¦ \A1;5,000¦ \A1;5,000¦ \A1;7,500¦ \A1;7,500¦ \A1;20,000¦ \A1;32,500¦ L¦ Y-00¦ Y-01¦ Y-05¦ Y-06¦ Y-03¦ X21¦ X22¦ X23¦ X24¦ X25¦ X26¦ X27¦ X20¦ X19¦ X18¦ X17¦ X16¦ X15¦ X13¦ X14¦ 7,500¦ 7,500¦ 7,500¦ 3,750¦ 60,000¦ DN¦ 올라옴¦ 통신기계실¦ 비상전원실¦ 전기실¦ CO2실¦ 용역대기실¦ 이동통신기계실¦ 공조기계실-2¦ 복 도¦ 외부출입구2¦ 내부엘리베이터2¦ 내부계단3¦ 910 정거장¦ STA.11km750.167¦ UTP Cat.5E 4Px8조 (출입통제)¦ DOWN TO 통신기계실 ACCESS FLOOR¦ TRAY (600x150)¦ MATCH LINE DWG No. "S1-TA-S10-DB-017-0"¦ (16) UTP Cat.5E 4Px2조 (출입통제)¦ KEY PLAN¦ UTP Cat.5E 4Px4조 (출입통제)¦ (16) UTP Cat.5E 4Px2조 (출입통제)¦ UTP Cat.5E 4Px4조 (출입통제)¦ UTP Cat.5E 4Px6조 (출입통제)¦ 910정거장 출입통제설비 지하1층 철거 평면도 (2/2)¦ 910정거장 출입통제설비 지하1층 철거 평면도 (2/2)¦ S = 1 / 400¦ 1/400¦ 지하철 910정거장¦ 등촌¦ 염창¦ 신목동¦ T¦ 7¦ 0¦ 0¦ 9¦ 9¦ 3¦ 4¦ 4¦ 0¦ 0¦ P¦
| 1단계_정거장 - 복사본 | 1단계_정거장 - 복사본 | 037. T7003034-004 903정거장 방송설비 지하2층 신설평면도-2.dwg | KEY PLAN¦ \A1;7450¦ \A1;23600¦ \A1;7450¦ \A1;4350¦ \A1;4350¦ \A1;7,500¦ \A1;7,500¦ \A1;7,500¦ \A1;5,000 ¦ \A1;5,000 ¦ \A1;5,000 ¦ \A1;5,000 ¦ \A1;5,000 ¦ \A1;5,000 ¦ \A1;7,500¦ \A1;7,500¦ \A1;7,500¦ \A1;7,500¦ S = 1 / 400¦ 901정거장 방송설비 지하1층 철거평면도(1/2)¦ 1/400¦ 903정거장 방송설비 지하1층 평면도 (1/2)¦ 0¦ 0¦ 0¦ -¦ 0¦ 0¦ 0¦ 0¦ (기설활용)¦ -¦ T¦ 7¦ 0¦ 0¦ 3¦ 0¦ 3¦ 4¦ 0¦ 1¦ 6¦ TRAY (600x150)¦ PASS 지하1~지하4층¦ HIV 1.5㎟x4조 (승강장 SP)¦ HIV 1.5㎟x2조 (지하3층 SP)¦ TRAY (600x150)¦ HIV 1.5㎟x4조 (승강장 SP)¦ DOWN TO 지하3층¦ HIV 1.5㎟x2조 (지하3층 SP)¦ DOWN TO 지하3층¦ TRAY (600x150)¦ HIV 1.5㎟x4조 (승강장 SP)¦ HIV 1.5㎟x5조 (지하2층 SP)¦ MATCH LINE DWG No. "S1-TA-S05-DB-019-1.dwg"¦ : (16) HIV 1.5㎟x6조¦ : (22) HIV 1.5㎟x10조¦ : (22) HIV 1.5㎟x8조¦ : (22) HIV 1.5㎟x7조¦ : (16) HIV 1.5㎟x5조¦ : (16) HIV 1.5㎟x4조¦ : (16) HIV 1.5㎟x3조¦ : (16) HIV 1.5㎟x2조¦ NOTE¦ Y00¦ Y01¦ Y02¦ Y03¦ Y04¦ X13¦ X26¦ X25¦ X24¦ X23¦ X22¦ X21¦ X20¦ X19¦ X18¦ X17¦ X16¦ X15¦ X14¦ X13¦ UP¦ DN¦ DN¦ ELEV. CAR¦ (15인승)¦ ELEV. CAR¦ (15인승)¦ 복 도¦ 창 고¦ 창 고¦ 냉각탑실¦ 본선환기실¦ 물탱크실¦ 천정형 3W : 15 EA¦ 벽부형 3W : 1 EA¦ 지하철 903정거장¦ 김포공항¦ 공항시장¦ 신방화¦ S = 1 / 400¦ 903정거장 방송설비 지하2층 신설평면도(2/2)¦ 1/400¦ 903정거장 방송설비 지하2층 신설평면도 (2/2)¦ (기설활용)¦ T¦ 7¦ 0¦ 0¦ 3¦ 0¦ 3¦ 4¦ 0¦ 0¦ 4¦ P¦
| 1단계_정거장 - 복사본 | 1단계_정거장 - 복사본 | 032. T7001034-010 913정거장 전화설비 지하2층 철거평면도 (1_3).dwg | \A1;21,370¦ \A1;6,750¦ \A1;7,800¦ \A1;6,820¦ \A1;11,000¦ \A1;5,500¦ \A1;5,500¦ \A1;7,500¦ \A1;7,500¦ \A1;7,500¦ \A1;7,500¦ \A1;7,500¦ \A1;7,500¦ \A1;7,500¦ \A1;7,500¦ \A1;3,481¦ \A1;85,481¦ MATCH LINE DWG No. "S1-TA-S13-DB-012-0"¦ TRAY (300x100)¦ B¦ 1. 음향유도기 전원은 전기콘센트를 이용한다.¦ NOTE¦ 2. 증폭기전원은 전기콘센트를 이용한다.¦ 3. 통신기계실 및 안전관리실 MAIN 분전반은 전기에서 설치한다.¦ 인터폰선 0.6x2Px4조 (INT)¦ OF-MM-4Core(난연)x1조 (안전관리실)¦ UTP Cat.5E 25Px2조 (안전관리실)¦ UTP Cat.5E 25Px1조 (지구대사무실)¦ 인터폰선 0.6x2Px4조 (INT)¦ OF-MM-4Core(난연)x1조 (안전관리실)¦ UTP Cat.5E 25Px2조 (안전관리실)¦ UTP Cat.5E 25Px1조 (지구대사무실)¦ UTP Cat.5E 25Px1조 (전기실)¦ UTP Cat.5E 4Px2조 (공조기계실-2)¦ UTP Cat.5E 4Px3조 (승강장 공중전화)¦ UTP Cat.5E 25Px2조 (CONSOLE CONTROL, LSE)¦ UTP Cat.5E 4Px3조 (승강장 INT)¦ UTP Cat.5E 4Px2조 (공조기계실-2)¦ UTP Cat.5E 4Px3조 (승강장 공중전화)¦ UTP Cat.5E 25Px2조 (CONSOLE CONTROL, LSE)¦ UTP Cat.5E 4Px3조 (승강장 INT)¦ KEY PLAN¦ X01¦ X02¦ X03¦ X04¦ X05¦ X06¦ X07¦ X08¦ X09¦ X10¦ X11¦ X12¦ Y00¦ Y02¦ Y05¦ Y07¦ Y01¦ Y03¦ Y06¦ Y04¦ 2호선 교각¦ 2호선 교각¦ 물탱크실¦ CO2실¦ 전기실¦ 공조기계실¦ TRAY (300x100)¦ UTP 25P¦ [TB No.3]¦ x2 ¦ (P9:200x200x100)¦ (16) 인터폰선 0.6x2Px3조 (INT)¦ DOWN TO CP PANEL¦ (16) 인터폰선 0.6x2Px3조 (INT)¦ DOWN TO CP PANEL¦ 지상E/L¦ (16) 인터폰선 0.6x2Px4조 (INT)¦ OF-MM-4Core(난연)x1조 (안전관리실)¦ UTP Cat.5E 25Px2조 (안전관리실)¦ TRAY (300x100)¦ UTP Cat.5E 25Px1조 (지구대사무실)¦ UTP Cat.5E 25Px1조 (전기실)¦ x2 ¦ A¦ (16) UTP Cat.5E 4Px2조 (공조기계실-1)¦ (28) UTP Cat.5E 25Px1조 (전기실)¦ (36) SPARE (전기실)¦ UTP Cat.5E 4Px2조 (당산역 역무실)¦ UTP Cat.5E 4Px2조 (공조기계실-2)¦ UTP Cat.5E 4Px3조 (승강장 공중전화)¦ UTP Cat.5E 25Px2조 (CONSOLE CONTROL, LSE)¦ UTP Cat.5E 4Px3조 (승강장 INT)¦ UTP Cat.5E 4Px2조 (당산역 역무실)¦ 6-11~14¦ 6-15~18¦ V1.2¦ OF-MM-4Core(난연)x1조 (안전관리실)¦ UTP Cat.5E 25Px2조 (안전관리실)¦ TRAY (900x150)¦ UTP Cat.5E 25Px1조 (지구대사무실)¦ UTP Cat.5E 25Px1조 (전기실)¦ UP TO 지하1층¦ UTP Cat.5E 4Px4조 (공조기계실-1,-2)¦ A¦ UTP Cat.5E 4Px3조 (승강장 공중전화)¦ UTP Cat.5E 25Px2조 (CONSOLE CONTROL, LSE)¦ UTP Cat.5E 4Px3조 (승강장 INT)¦ UTP Cat.5E 4Px2조 (당산역 역무실)¦ B¦ C¦ D¦ C¦ S¦ (철거)¦ (철거)¦ 지하철 913정거장¦ 선유도¦ 당산¦ 국회의사당¦ 1/400¦ 913정거장 전화설비 지하2층 철거평면도(1/3)¦ S = 1/400¦ 913정거장 전화설비 지하2층 철거평면도(1/3)¦ T¦ 7¦ 0¦ 0¦ 1¦ 0¦ 3¦ 4¦ 0¦ 1¦ 0¦ (기설활용)¦ INT¦ P¦
| 1단계_정거장 - 복사본 | 1단계_정거장 - 복사본 | 050. T7009934-004 914정거장 출입통제설비 지하2층 철거 평면도 (2_2).dwg | C/R¦ CONSOLE¦ ACU¦ CCTV¦ P¦ \A1;7,500¦ \A1;7,500¦ \A1;7,500¦ \A1;7,500¦ \A1;7,500¦ \A1;7,500¦ \A1;8,130¦ \A1;7,500¦ \A1;7,500¦ \A1;7,500¦ \A1;7,500¦ \A1;7,500¦ \A1;7,500¦ \A1;2,000¦ \A1;10,000¦ \A1;20,980¦ \A1;5490¦ \A1;5490¦ L¦ UP¦ DN¦ UP¦ UP¦ 비품창고¦ 비상전원실¦ 복도¦ 본선환기실¦ 승차권창고¦ 용역창고¦ 용역대기실¦ 대합실¦ 통신기계실¦ 안전관리실¦ 이동통신기계실¦ 비품창고¦ CO2 실¦ 전기실¦ 발매기실¦ 편의점¦ 화장실-2¦ 외부엘리베이터2¦ 내부계단2¦ 외부출입구4¦ 외부엘리베이터2¦ 외부출입구3¦ 내부계단4¦ 내부계단3¦ 외부출입구통로3¦ 내부엘리베이터¦ 914 정거장¦ STA.16km294.519¦ 임대상가2¦ 지상E/L¦ DOWN TO 통신기계실 ACCESS FLOOR¦ UTP Cat.5E 4Px10조 (출입통제)¦ TRAY (600x150)¦ MATCH LINE DWG No. "S1-TA-S14-DB-021-0"¦ KEY PLAN¦ X09¦ X10¦ X11¦ X12¦ X13¦ X14¦ X15¦ X16¦ X17¦ X18¦ X19¦ X20¦ X21¦ X22¦ Y00¦ Y01¦ Y02¦ Y03¦ 100,130¦ (16) UTP Cat.5E 4Px2조 (출입통제)¦ 지상E/L¦ (16) UTP Cat.5E 4Px2조 (출입통제)¦ (16) UTP Cat.5E 4Px2조 (출입통제)¦ UTP Cat.5E 4Px2조 (출입통제)¦ UTP Cat.5E 4Px2조 (출입통제)¦ UTP Cat.5E 4Px4조 (출입통제)¦ UTP Cat.5E 4Px6조 (출입통제)¦ UTP Cat.5E 4Px10조 (출입통제)¦ 914정거장 출입통제설비 지하2층 철거 평면도 (2/2)¦ 914정거장 출입통제설비 지하2층 철거 평면도 (2/2)¦ S = 1 / 400¦ 1/400¦ 지하철 914정거장¦ 당산¦ 국회의사당¦ 여의도¦ T¦ 7¦ 0¦ 0¦ 9¦ 9¦ 3¦ 4¦ 4¦ 0¦ 0¦ P¦
| 1단계_정거장 - 복사본 | 1단계_정거장 - 복사본 | 020. T7001034-003 907정거장 전화설비 지하1층 신설평면도 (3_3).dwg | INT¦ \A1;5,000¦ \A1;5,000¦ \A1;5,000¦ \A1;87,500¦ \A1;2,500¦ \A1;2,500¦ \A1;2,500¦ \A1;5,000¦ \A1;5,000¦ \A1;5,000¦ \A1;5,000¦ \A1;5,000¦ \A1;5,000¦ \A1;5,000¦ \A1;5,000¦ \A1;5,000¦ \A1;5,000¦ \A1;5,000¦ \A1;5,000¦ \A1;5,000¦ \A1;27,800¦ \A1;13,900¦ \A1;13,900¦ 1. 일반교환기에 수용된 전화기는 IP전화기로 교체한다.¦ NOTE¦ 2. 콜폰, E/L폰, 승강장 비상통화장치도 교체한다.¦ 3. 전화 및 인터폰 구간의 배선배관은 기존활용한다.¦ E/V¦ E/V¦ 1. 음향유도기 전원은 전기콘센트를 이용한다.¦ NOTE¦ 2. 증폭기전원은 전기콘센트를 이용한다.¦ 3. 통신기계실 및 안전관리실 MAIN 분전반은 전기에서 설치한다.¦ MATCH LINE¦ KEY PLAN¦ X31¦ X32¦ X33¦ X30¦ X35¦ X36¦ X37¦ X38¦ X39¦ X40¦ X41¦ X42¦ X44¦ X45¦ X46¦ X47¦ X43¦ X48¦ X34¦ Y00¦ Y01¦ Y02¦ 발매기실¦ 편 의 점 ¦ 대 합 실¦ DN¦ DN¦ DN ¦ DN¦ UP¦ UP¦ UP¦ UP¦ UP¦ UP¦ UP¦ UP¦ UP¦ UP¦ UP¦ UP¦ UP¦ UP¦ 외부출입구¦ 외부출입구¦ 내부계단¦ 화 장 실¦ 내부계단¦ 외부출입구¦ 외부출입구¦ UP¦ UP¦ UP¦ 외부출입구¦ 외부출입구¦ 외부출입구¦ 외부출입구¦ MATCH LINE¦ MATCH LINE¦ MATCH LINE DWG No. "S1-TA-S07-DB-010-0"¦ MATCH LINE¦ UTP 25P¦ [TB No.6]¦ x2¦ 지상E/L¦ 지상E/L¦ (16) 인터폰선 0.6x2Px4조 (INT)¦ DOWN TO CP PANEL¦ (16) 인터폰선 0.6x2Px4조 (INT)¦ 인터폰선 0.6x2Px6조 (INT)¦ UTP Cat.5E 4Px5조 (편의점,임대상가-3)¦ TRAY (300x100)¦ (28) UTP Cat.5E 25Px1조(콜폰)¦ (P4:200x200x100)¦ (P3:200x200x100)¦ (16) 인터폰선 0.6x2Px4조 (INT)¦ 공중전화¦ (22) 인터폰선 0.6x2Px8조 (INT)¦ (16) 인터폰선 0.6x2Px4조 (INT)¦ (28) UTP Cat.5E 25Px1조 (임대상가-2)¦ (28) UTP Cat.5E 25Px1조 (임대상가-1)¦ UTP 25P¦ [TB No.4]¦ 5C-HFBTx1조 (TV)¦ UTP Cat.5E 25Px1조(콜폰)¦ F-GV 4.0㎟x1조 (GND)¦ UTP Cat.5E 4Px3조 (대합실 공중전화)¦ UTP Cat.5E 4Px5조 (편의점,임대상가-3)¦ TRAY (300x100)¦ F-GV 50㎟x1조 (MGB)¦ UTP 25P¦ [TB No.5]¦ (16) UTP Cat.5E 4Px2조 (임대상가-3)¦ x2¦ (P5:100x100x100)¦ A¦ (22) UTP Cat.5E 4Px4조 (편의점,임대상가-3)¦ A¦ (16) 인터폰선 0.6x2Px4조 (INT)¦ (기계설비 인터폰모장치)¦ (16) 인터폰선 0.6x2Px각1조 (콜폰)¦ (16) 인터폰선 0.6x2Px4조 (INT)¦ DOWN TO CP PANEL¦ 인터폰선 0.6x2Px4조 (INT)¦ DOWN TO CP PANEL¦ 인터폰선 0.6x2Px4조 (INT)¦ DOWN TO CP PANEL¦ (22) UTP Cat.5E 4Px3조 (대합실 공중전화)¦ 인터폰선 0.6x2Px8조 (INT)¦ (28) UTP Cat.5E 25Px1조 (임대상가-2)¦ UTP Cat.5E 25Px1조(콜폰)¦ UTP Cat.5E 4Px3조 (대합실 공중전화)¦ UTP Cat.5E 4Px5조 (편의점,임대상가-3)¦ TRAY (300x100)¦ 인터폰선 0.6x2Px12조 (INT)¦ UTP Cat.5E 25Px2조 (임대상가-1,2)¦ B¦ B¦ 천정형UTP25P¦ 4-11~14¦ 4-15~18¦ 4-1~4¦ 4-5~8¦ 1¦ 2¦ 3¦ 4¦ 5¦ 6¦ 8¦ 7¦ 9¦ 11¦ 10¦ 12¦ 13¦ (16) UTP Cat.5E 4Px1조 (편의점)¦ (16) 인터폰선 0.6x2Px4조 (INT)¦ 임대상가2¦ 임대상가1¦ 임대상가3¦ 1. 일반교환기에 수용된 전화기는 안전관리실만 IP전화기로 교체한다.¦ NOTE¦ 2. 콜폰, E/L폰, 승강장 비상통화장치도 교체한다.¦ 3. 전화 및 인터폰 구간의 배선배관은 기존활용한다.¦ 907정거장 전화설비 지하1층 신설평면도 (3/3)¦ S = 1 / 400¦ 지하철 907정거장¦ 양천향교¦ 가양¦ 증미¦ 1/400¦ 907정거장 전화설비 지하1층 신설평면도(3/3)¦ T¦ 7¦ 0¦ 0¦ 1¦ 0¦ 3¦ 4¦ 0¦ 0¦ 3¦ (기설활용)¦ P¦
| 1단계_정거장 - 복사본 | 1단계_정거장 - 복사본 | 027. T7001034-008 902정거장 전화설비 지하3층신설평면도(2-3).dwg | ~¦ ES.DN¦ ES.UP¦ ES.UP¦ ES.DN¦ ES.DN¦ ES.UP¦ ES.UP¦ ES.DN¦ ES.DN¦ ES.UP¦ ES.UP¦ ES.DN¦ ES.DN¦ ES.UP¦ ES.UP¦ ES.DN¦ DN¦ DN¦ UP¦ UP¦ UP¦ UP¦ DN¦ DN¦ UP¦ ES.UP¦ ES.DN¦ 창고-1¦ 승강장¦ 창고-2¦ 승강장¦ 00¦ Y¦ 01¦ Y¦ 02¦ Y¦ 03¦ Y¦ Y¦ 04¦ X¦ 01¦ X¦ 02¦ X¦ 03¦ X¦ 04¦ 05¦ X¦ 06¦ X¦ 07¦ X¦ 08¦ X¦ 09¦ X¦ 10¦ X¦ 11¦ X¦ 12¦ X¦ 13¦ X¦ 14¦ X¦ X¦ 14¦ 8150¦ 3550¦ 8240¦ 9020¦ 8840¦ 26100¦ 11700¦ 7500¦ 7500¦ 7500¦ 7500¦ 7500¦ 7500¦ 7500¦ 7500¦ 7500¦ 7500¦ 7500¦ 7500¦ 7500¦ P¦ P¦ PB(400X400X200)¦ UP TO B2¦ A¦ PB(400X400X200)¦ C¦ (16)UTP CAT.5 4P(INT)¦ (22)CPEV 5P/.65(M.CON)¦ (22)CV 3.5 /2C(M.POW)¦ (22)CPEV 5P/.65(KP)¦ (22)VCT 2.0 /2C(KP POW)¦ (28)VCT CAT.5 25P(공중전화 B3-1)¦ P¦ PB(300X300X200)¦ G¦ (22)CPEV 5P/.65(KP)¦ (22)VCT 2.0 /2C(KP POW)¦ (22)CPEV 5P/.65(KP)¦ (22)VCT 2.0 /2C(KP POW)¦ P¦ P¦ PB(500X500X300)¦ 25P¦ (28)VCT CAT.5 25P(궁중전화 B3-2)¦ C¦ INT¦ UP TO B2¦ K¦ B¦ D¦ P¦ C¦ (36)CV 3.5 /2CX2(C.POW)¦ (16)5C-2V(C.POW)¦ P¦ P¦ PB(200X200X100)¦ PB(500X500X300)¦ PB(500X500X300)¦ G¦ F¦ H¦ J¦ C¦ (22)CPEV 5P/.65(KP)¦ (22)VCT 2.0 /2C(KP POW)¦ (36)CV 3.5 /2CX2(C.POW)¦ (16)5C-2V(C.POW)¦ C¦ P¦ P¦ G¦ P¦ PB(300X300X200)¦ G¦ (22)CPEV 5P/.65(KP)¦ (22)VCT 2.0 /2C(KP POW)¦ PB(400X400X300)¦ (36)CV 3.5 /2CX2(C.POW)¦ (16)5C-2V(C.POW)¦ (22)5C-2VX2(MONITOR)¦ 25P¦ PB(300X300X200)¦ (16)HIV1.2X4¦ 광복합케이블2조(통신TRAY):해외지급분¦ 여장:30M¦ OFSM 4COREx2¦ F-GV 14 x2¦ F-CV 2.0 /2Cx2¦ 승강장하부 TRAY이용(해외시공)¦ OFSM 4COREx2¦ F-GV 14 x2¦ F-CV 2.0 /2Cx2¦ 승강장하부 TRAY이용(해외시공)¦ UP TO 지하1층 통신기계실(9호선)¦ UP TO B1F 통신기계실(9호선)¦ DOWN TO B4F 발매기실(9호선)¦ UTP CAT.5 4Px4조;출입통제¦ UTP CAT.5 4Px2조(16C)¦ P¦ (22)CV 3.5 /2C(C.POW)¦ (16)5C-2V(C.POW)¦ E/V-3¦ E/V-4¦ E/S-1¦ 게이트3¦ E/S-2¦ HIV1.2X4(SP)¦ DOWN TO B2¦ DUCT(300X100)¦ UTP CAT.5 25P(공중전화 B3-1)¦ UTP CAT.5 4PX2(INT)¦ A¦ (36)UTP CAT.5 25PX2(9호선 예비실B3,매표소 B3-1)¦ (16)UTP CAT.5 4P(INT)¦ (16)UTP CAT.5 4Px2조(9호선 출입통제)¦ B¦ (16)UTP CAT.5 4PX2(INT)¦ (42)UTP CAT.5 25PX3(9호선 매표소 B3-2,B4-1,2)¦ (28)UTP CAT.5 25P(공중전화 B4)¦ D¦ (16)UTP CAT.5 4PX2(INT)¦ (42)UTP CAT.5 25PX3(9호선 매표소 B3-2,B4-1,2)¦ (28)UTP CAT.5 25P(공중전화 B4)¦ F¦ (22)UTP CAT.5 4Px2(TDI 정보);용 공관¦ G¦ (16)UTP CAT.5 4PX2(INT)¦ (42)UTP CAT.5 25PX3(9호선 매표소 B3-2,B4-1,2)¦ (28)UTP CAT.5 25P(공중전화 B4)¦ H¦ (16)UTP CAT.5 4PX2(INT)¦ (42)UTP CAT.5 25PX3(9호선 매표소 B3-2,B4-1,2)¦ (28)UTP CAT.5 25P(공중전화 B4)¦ J¦ UTP CAT.5 25P(공중전화 B3-2, B4)¦ UTP CAT.5 4PX3(INT)¦ UTP CAT.5 25PX5(9호선 예비실B3 매표소 B3-1,2 B4-1,2)¦ K¦ UP TO B2¦ DUCT(600X100)¦ 1. 음향유도기 전원은 전기콘센트를 이용한다.¦ NOTE¦ 2. 증폭기전원은 전기콘센트를 이용한다.¦ 3. 통신기계실 및 안전관리실 MAIN 분전반은 전기에서 설치한다.¦ 1. 일반교환기에 수용된 전화기는 안전관리실만 IP전화기로 교체한다.¦ NOTE¦ 2. 콜폰, E/L폰, 승강장 비상통화장치도 교체한다.¦ 3. 전화 및 인터폰 구간의 배선배관은 기존활용한다.¦ 지하철 902정거장¦ 김포공항¦ 공항시장¦ 1/400¦ 902정거장 전화설비 지하3층 신설평면도(2/3)¦ S = 1/400¦ 902정거장 전화설비 지하3층 신설평면도(2/3)¦ 개화¦ (기설활용)¦ T¦ 7¦ 0¦ 0¦ 1¦ 0¦ 3¦ 4¦ 0¦ 0¦ 8¦
| 1단계_정거장 - 복사본 | 1단계_정거장 - 복사본 | 014. T1001026-010 911정거장 AFC CABLE WIRING DIAGRAM (철거).dwg | D/I MUX (ROUTER)¦ (통신기계실)¦ 분전반 (전기시설분)¦ (안전관리실)¦ AFC 접지단자함¦ (안전관리실)¦ DPC BOX¦ 인터콤 모장치¦ SMS (S/W HUB)¦ (안전관리실)¦ 통로 안내표시기 (AIS)¦ 주제어장치 (안전관리실)¦ EM GATE¦ CONTROL BOX¦ AGM 6형 (No.1)¦ AGM 8형 (No.2)¦ AGM 8형 (No.3)¦ AGM 10/11형 (No.5)¦ AGM 12형 (No.6) (HUB)¦ ATVM (No.1~2)¦ STP Cat.5E 4Px1조¦ STP Cat.5E 4Px1조¦ F-GV 4.0㎟x2조¦ F-GV 4.0㎟x1조¦ F-GV 4.0㎟x1조¦ FR-CV 2C/4.0㎟x1조¦ EM. GATE (No.1) (개폐장치)¦ STP Cat.5E 4Px2조¦ FR-CVVS 4C/2.5㎟x1조 (DPC)¦ 접지단자함¦ F-GV 50㎟x1조 (통신시공분)¦ FR-CV 3C/4.0㎟x2조¦ FR-CV 3C/4.0㎟x1조¦ FR-CV 3C/4.0㎟x1조¦ FR-CV 3C/4.0㎟x1조¦ FR-CV 3C/4.0㎟x1조¦ FR-CV 3C/4.0㎟x1조¦ STP Cat.5E 4Px1조¦ AAM (No.1)¦ STP Cat.5E 4Px1조¦ F-GV 4.0㎟x1조¦ (안전관리실)¦ (안전관리실)¦ CROSS AISLE CABLE¦ CROSS AISLE CABLE¦ CROSS AISLE CABLE¦ CROSS AISLE CABLE¦ (승강장)¦ 통로안내표시기 (AIM)¦ 통로안내표시기 (AIM)¦ AGM 6형 (No.7)¦ AGM 8형 (No.8)¦ AGM 8형 (No.9)¦ AGM 10형 (No.11) (HUB)¦ EM. GATE (No.2) (개폐장치)¦ AAM (No.2)¦ F-GV 4.0㎟x1조¦ FR-CV 2C/4.0㎟x1조¦ FR-CVVS 4C/2.5㎟x1조 (DPC)¦ CPEV 0.65/5Px1조 (INT)¦ CPEV 0.65/5Px1조 (INT)¦ CPEV 0.65/5Px1조 (INT)¦ FR-CV 3C/4.0㎟x1조¦ CROSS AISLE CABLE¦ CPEV 0.9/5Px1조¦ STP Cat.5E 4Px1조¦ STP Cat.5E 4Px1조¦ F-GV 4.0㎟x1조¦ F-GV 4.0㎟x1조¦ FR-CV 3C/4.0㎟x1조¦ FR-CV 3C/4.0㎟x1조¦ FR-CV 3C/4.0㎟x1조¦ STP Cat.5E 4Px1조¦ UTP Cat.5E 4Px1조¦ UTP Cat.5E 4Px1조¦ AGM 8형 (No.10)¦ AGM 8형 (No.4)¦ CROSS AISLE CABLE¦ CROSS AISLE CABLE¦ CROSS AISLE CABLE¦ FR-CV 3C/4.0㎟x1조¦ FR-CV 3C/4.0㎟x1조¦ STP Cat.5E 4Px1조¦ STP Cat.5E 4Px1조¦ STP Cat.5E 4Px1조¦ STP Cat.5E 4Px1조¦ CROSS AISLE CABLE¦ UTP Cat.5E 4Px1조¦ OF-SM-2Cx1조¦ UTP Cat.5E 4Px1조¦ OF-SM-2Cx1조¦ 화재수신반¦ 환급기 (No.1)¦ STP Cat.5E 4Px1조¦ F-GV 4.0㎟x1조¦ CPEV 0.65/5Px1조 (INT)¦ FR-CV 3C/4.0㎟x1조¦ STP Cat.5E 4Px1조¦ STP Cat.5E 4Px1조¦ STP Cat.5E 4Px1조¦ STP Cat.5E 4Px1조¦ STP Cat.5E 4Px1조¦ 911정거장 AFC CABLE WIRING DIAGRAM (철거)¦ 911정거장 AFC CABLE WIRING DIAGRAM (철거)¦ S = NONE¦ NONE¦ 지하철 911정거장¦ 염창¦ 신목동¦ 선유도¦ T¦ 1¦ 0¦ 0¦ 1¦ 0¦ 2¦ 6¦ 0¦ 0¦ 1¦
| 1단계_정거장 - 복사본 | 1단계_정거장 - 복사본 | 010. T1001026-006 918정거장 종합무선중계,열차무선설비 DIAGRAM.dwg | 기설역사내 종합무선 공중선¦ 철거 후 직결¦ A¦ B¦ 철거 후 직결¦ 3D¦ RFCL-42D-광대역¦ RFCL-42D-광대역¦ 콘솔내 접속단자¦ 안전관리실¦ B1¦ RFCL-42D-광대역¦ RFCL-42D-광대역¦ 강¦ 선¦ 널¦ 터¦ &¦ 본¦ 장¦ B2¦ 승¦ UTP Cat.5E 4Px2조¦ 라디오 송수신제어 ANTENNA¦ 상행¦ 하행¦ 무선호출 및¦ 이동전화 ANT.¦ (예비)¦ 경찰 C3 ANT.¦ (예비)¦ 이동전화 중계기¦ 무선호출 및¦ 경찰 무선중계기¦ 외부접속 단자함¦ 소방무선통신¦ 통신기계실 (종합무선중계설비)¦ D¦ 광전변환기¦ 광전송장치¦ 광커플러¦ FM¦ 중계장치¦ HFC-12D-FR¦ HFC-12D-FR¦ MIXER¦ COMBINER¦ COMBINER¦ HFC-12D-FR¦ 합¦ RFCL-42D-광대역¦ RFCL-42D-광대역¦ HFC-12D-FR¦ 복합통신 ANTENNA¦ 실¦ 콘솔내 접속단자¦ 안전관리실¦ 대¦ B1¦ HFC-12D-FR¦ 복합통신 ANTENNA¦ HFC-12D-FR¦ 이동통신기계실¦ 열차무선장치 (기지국)¦ NOTE¦ 심 볼¦ 명 칭¦ 역사시공¦ 본선시공¦ 장비사 공급분¦ c¦ HFC-22D-FR¦ From: 917정거장¦ OF-SM-1Core¦ To: 919정거장¦ OF-SM-1Core¦ To: 916,917,919,920정거장¦ OF-SM-1Core¦ RFCL-42D-광대역¦ RFCL-42D-광대역¦ 강¦ 선¦ 널¦ 터¦ &¦ 본¦ 장¦ B2¦ 승¦ HFC-22D-FR¦ UTP Cat.5E 4Px2조¦ 라디오 송수신제어 ANTENNA¦ 상행¦ 하행¦ UTP Cat.5E 4Px2조¦ GPS 안테나¦ HFC-22D-FRx2조¦ 무선호출 및¦ 이동전화 ANT.¦ (예비)¦ 경찰 C3 ANT.¦ (예비)¦ 이동전화 중계기¦ 무선호출 및¦ 경찰 무선중계기¦ HFC-22D-FR¦ From: 934정거장¦ 외부접속 단자함¦ 소방무선통신¦ 통신기계실 (종합무선중계설비)¦ 광전변환기¦ 광전송장치¦ 광커플러¦ FM¦ 중계장치2¦ HFC-12D-FR¦ HFC-12D-FR¦ MIXER¦ COMBINER¦ D¦ HFC-12D-FR¦ 복합통신 ANTENNA¦ 콘솔내 접속단자¦ 역무관리실¦ OF-SM-1Core¦ HFC-12D-FR¦ 제2,3이동통신사업자기계실¦ 열차무선장치 (기지국,TRS)¦ OF-SM-1Core¦ c¦ To: 정거장¦ 복합통신안테나 및 콤바이너 철거전 주파수 대역 ¦ NOTE¦ RFCL-42D-광대역¦ RFCL-42D-광대역¦ To: 936정거장¦ OF-SM-1Core¦ B1¦ 복합통신 ANTENNA¦ 복합통신 ANTENNA¦ 복합통신 ANTENNA¦ 선¦ 터¦ 본¦ 널¦ RFCL-42D-광대역¦ RFCL-42D-광대역¦ B2¦ 전¦ 실¦ 변¦ 기¦ 실¦ 환¦ 합¦ 실¦ 대¦ 기¦ 실¦ 환¦ From: 934정거장¦ 광전변환기¦ 광전송장치¦ 광커플러¦ DMB¦ 중계장치2¦ OF-SM-1Core¦ To: 936정거장¦ OF-SM-1Core¦ 타사업분¦ RRU¦ I¦ Q¦ 본선터널¦ 철거¦ 신설¦ FM¦ 중계장치1¦ 2D¦ DMB¦ 중계장치1¦ MIXER¦ COMBINER¦ IP MPLS¦ OF-SM-2Core¦ 복합통신ANTENNA 철거 후 설치¦ RFCL-42D-광대역¦ RFCL-42D-광대역¦ RFCL-42D-광대역¦ RFCL-42D-광대역¦ : FM, DMB, TRS, 소방¦ : FM, DMB, TRS, 소방, LTE-R¦ 복합통신안테나 및 콤바이너 철거후 주파수 대역 ¦ LTE-R¦ 교체¦ 4¦ D¦ 1¦ D¦ 2¦ D¦ 3¦ 무선호출 및¦ 이동전화 ANT.¦ (예비)¦ 경찰 C3 ANT.¦ (예비)¦ 이동전화 중계기¦ 무선호출 및¦ 경찰 무선중계기¦ HFC-22D-FR¦ From: 917정거장¦ 외부접속 단자함¦ 소방무선통신¦ 통신기계실 (종합무선중계설비)¦ 광전변환기¦ 광전송장치¦ 광커플러¦ FM¦ 중계장치2¦ HFC-12D-FR¦ HFC-12D-FR¦ MIXER¦ COMBINER¦ D¦ HFC-12D-FR¦ OF-SM-1Core¦ HFC-12D-FR¦ 제2,3이동통신사업자기계실¦ 열차무선장치 (기지국,TRS)¦ OF-SM-1Core¦ c¦ To: 정거장¦ To: 919정거장¦ OF-SM-1Core¦ From: 917정거장¦ 광전변환기¦ 광전송장치¦ 광커플러¦ DMB¦ 중계장치2¦ OF-SM-1Core¦ To: 919정거장¦ OF-SM-1Core¦ RRU¦ 철거¦ 신설¦ FM¦ 중계장치1¦ 2D¦ DMB¦ 중계장치1¦ MIXER¦ COMBINER¦ IP MPLS¦ OF-SM-2Core¦ LTE-R¦ 4¦ D¦ 1¦ D¦ 2¦ D¦ 3¦ 3D¦ 2D¦ 2D¦ 3D¦ 2D¦ 2D¦ 공조기계실-1¦ 공조기계실-1¦ 대합실¦ 대합실¦ 공조기계실-2¦ 공조기계실-2¦ 전기실¦ 변전실¦ A¦ B¦ 철거 후 직결¦ 2D¦ 물탱크실¦ 3D¦ 환기실¦ 환기실¦ 연결통로¦ 2D¦ 복도¦ 3D¦ MCC실¦ 통로¦ 918정거장 종합무선중계,열차무선설비 DIAGRAM¦ 918정거장 종합무선중계,열차무선설비 DIAGRAM¦ S = NONE¦ NONE¦ 노량진¦ 노들¦ 중앙대입구¦ T¦ 1¦ 0¦ 0¦ 1¦ 0¦ 2¦ 6¦ 0¦ 0¦ 6¦ 2D¦ -¦ T¦ 0¦ 0¦ 0¦ 0¦ 0¦ 0¦ 0¦ 0¦ 0¦ 0¦
| 1단계_정거장 - 복사본 | 1단계_정거장 - 복사본 | 042. T7009934-001 908정거장 출입통제설비 지하1층 평면도.dwg | C/R¦ ACU¦ \A1;1,100¦ \A1;1,100¦ \A1;22,500¦ \A1;22,500¦ \A1;37,500¦ \A1;22,500¦ \A1;7,500¦ \A1;7,500¦ \A1;7,500¦ \A1;7,500¦ \A1;7,500¦ \A1;7,500¦ \A1;7,500¦ \A1;7,500¦ \A1;7,500¦ \A1;7,500¦ \A1;7,500¦ \A1;7,500¦ \A1;7,500¦ \A1;105,000¦ \A1;7,500¦ \A1;7,150¦ \A1;7,150¦ \A1;22,700¦ \A1;3,100¦ \A1;3,100¦ \A1;3,500¦ \A1;3,500¦ \A1;11,788¦ \A1;15,288¦ \A1;60,334¦ UTP Cat.5E 4Px2조 (출입통제)¦ UTP Cat.5E 4Px4조 (출입통제)¦ DOWN TO 지하 2층¦ TRAY (900x150)¦ UTP Cat.5E 4Px4조 (출입통제)¦ DOWN TO 통신기계실 ACCESS FLOOR¦ TRAY (600x150)¦ UTP Cat.5E 4Px8조 (출입통제)¦ Y00¦ Y04¦ Y08¦ Y03¦ Y05¦ X12¦ X13¦ X14¦ X15¦ X16¦ X17¦ X18¦ X19¦ X20¦ X21¦ X22¦ X23¦ X24¦ X25¦ X26¦ DN¦ DN¦ 공조기계실¦ 전기실¦ CO2 실¦ 비상전원실¦ 통신기계실¦ 복 도¦ 용역원대기실¦ 대합실¦ 통 로¦ 내부계단1¦ 외부출입구1¦ 외부출입구2¦ UP¦ DN¦ 908 정거장¦ STA.9km840.167¦ C/R¦ 지상E/L¦ (16) UTP Cat.5E 4Px2조 (출입통제)¦ 이동통신기계실¦ MATCH LINE¦ UP¦ X26¦ MATCH LINE¦ 908정거장 출입통제설비 지하1층 평면도¦ 908정거장 출입통제설비 지하1층 평면도¦ S = 1 / 400¦ 1/400¦ 지하철 908정거장¦ 가양¦ 증미¦ 등촌¦ T¦ 7¦ 0¦ 0¦ 9¦ 9¦ 3¦ 4¦ 0¦ 0¦ 1¦ P¦
| 1단계_정거장 - 복사본 | 1단계_정거장 - 복사본 | 008. T1001026-004 916정거장 방송설비 CABLE WIRING DIAGRAM.dwg | -¦ T¦ 7¦ 0¦ 0¦ 3¦ 0¦ 3¦ 4¦ 0¦ 1¦ 6¦ 신호통신기계실¦ 공조기계실-1¦ 기능실복도¦ 화장실 (남,여)¦ 장애자용 화장실¦ 공조기계실-2¦ 임대상가¦ 대합실¦ 전기실¦ 용역원대기실¦ 승강장상선¦ 승강장하선¦ HIV 1.5㎟x2조¦ HIV 1.5㎟x3조¦ HIV 1.5㎟x4조¦ HIV 1.5㎟x4조¦ x2¦ x5¦ x2¦ x2¦ x57¦ x10¦ x10¦ 지하2층¦ 지하3층¦ 이동통신기계실¦ 발매기실¦ 신호통신기계실¦ 안전관리실¦ x2¦ x2¦ x2¦ PSD실 (상선)¦ PSD실 (하선)¦ 편의점¦ 비상전원실¦ 지하1층¦ x2¦ 대합실¦ x3¦ 운전취급실¦ 창고¦ HIV 1.5㎟x2조¦ x15¦ HIV 1.5㎟x2조¦ HIV 1.5㎟x2조¦ .¦ P¦ A¦ A¦ M¦ P¦ R¦ A¦ C¦ K¦ HIV 1.5㎟x2조¦ x3¦ x3¦ HIV 1.5㎟x2조¦ x3¦ x3¦ x2¦ x2¦ 916정거장 방송설비 CABLE WIRING DIAGRAM¦ 916정거장 방송설비 CABLE WIRING DIAGRAM¦ S = NONE¦ NONE¦ 지하철 916정거장¦ 여의도¦ 샛강¦ 노량진¦ T¦ 1¦ 0¦ 0¦ 1¦ 0¦ 2¦ 6¦ 0¦ 0¦ 4¦
| 1단계_정거장 - 복사본 | 1단계_정거장 - 복사본 | 020. T7001034-003 917정거장 전화설비 지하2층 신설평면도 (1_2).dwg | INT¦ \A1;7,500¦ \A1;7,500¦ \A1;7,500¦ \A1;7,500¦ \A1;7,500¦ \A1;7,500¦ \A1;7,500¦ \A1;7,500¦ \A1;7,500¦ \A1;7,500¦ \A1;6,050¦ \A1;45,000¦ \A1;81,050¦ \A1;3,770¦ \A1;9,160¦ \A1;9,160¦ \A1;3,300¦ \A1;28,690¦ \A1; 3,300¦ 1. 일반교환기에 수용된 전화기는 IP전화기로 교체한다.¦ NOTE¦ 2. 콜폰, E/L폰, 승강장 비상통화장치도 교체한다.¦ 3. 전화 및 인터폰 구간의 배선배관은 기존활용한다.¦ MATCH LINE DWG No. "S1-TA-S17-DB-012-0"¦ A¦ (16) UTP Cat.5E 4Px1조 (승강장 INT)¦ B¦ 1. 음향유도기 전원은 전기콘센트를 이용한다.¦ NOTE¦ 2. 증폭기전원은 전기콘센트를 이용한다.¦ 3. 통신기계실 및 안전관리실 MAIN 분전반은 전기에서 설치한다.¦ KEY PLAN¦ Y04¦ Y02¦ Y00¦ Y01¦ Y03¦ X00¦ X01¦ X02¦ X03¦ X04¦ X05¦ X06¦ X07¦ X08¦ X09¦ X10¦ X-06¦ 배수펌프실¦ 승 강 장¦ 창고 1¦ 창고 2¦ 정 화 조¦ 승 강 장¦ UP¦ UP¦ 내부계단 1¦ 내부계단 4¦ UP¦ UP¦ UP TO 지하 1층¦ UTP Cat.5E 4Px3조 (승강장 공중전화)¦ TRAY (900x150)¦ (P19:300x300x200)¦ (P15:300x300x200)¦ (P21:500x500x300)¦ (P17:500x500x300)¦ (P18:500x500x300)¦ (16) UTP Cat.5E 4Px1조 (승강장 INT)¦ (16) UTP Cat.5E 4Px1조 (승강장 INT)¦ UTP Cat.5E 4Px3조 (승강장 공중전화)¦ TRAY (900x150)¦ UP TO 지하 1층¦ (16) UTP Cat.5E 4Px2조 (승강장 INT)¦ (22) UTP Cat.5E 4Px3조 (승강장 공중전화)¦ (16) UTP Cat.5E 4Px2조 (승강장 INT)¦ (22) UTP Cat.5E 4Px3조 (승강장 공중전화)¦ (22) UTP Cat.5E 4Px3조 (승강장 공중전화)¦ (22) UTP Cat.5E 4Px3조 (승강장 공중전화)¦ A¦ A¦ A¦ (P23:500x500x300)¦ A¦ (P16:500x500x300)¦ (16) UTP Cat.5E 4Px2조 (승강장 INT)¦ (22) UTP Cat.5E 4Px3조 (승강장 공중전화)¦ (P22:500x500x300)¦ (22) UTP Cat.5E 4Px3조 (승강장 공중전화)¦ (P20:300x300x200)¦ (16) UTP Cat.5E 4Px2조 (승강장 INT)¦ (16) UTP Cat.5E 4Px2조 (승강장 INT)¦ (16) UTP Cat.5E 4Px2조 (승강장 INT)¦ UTP Cat.5E 4Px3조 (승강장 INT)¦ UTP Cat.5E 4Px3조 (승강장 INT)¦ 접지단자함¦ DOWN TO 승강장 PIT¦ 접지단자함¦ 접지¦ (22) UTP Cat.5E 4Px3조 (승강장 공중전화)¦ B¦ B¦ 1. 일반교환기에 수용된 전화기는 안전관리실만 IP전화기로 교체한다.¦ NOTE¦ 2. 콜폰, E/L폰, 승강장 비상통화장치도 교체한다.¦ 3. 전화 및 인터폰 구간의 배선배관은 기존활용한다.¦ 지하철 917정거장¦ 샛강¦ 노량진¦ 노들¦ 1/400¦ 917정거장 전화설비 지하2층 신설평면도(1/2)¦ S = 1/400¦ 917정거장 전화설비 지하2층 신설평면도(1/2)¦ T¦ 7¦ 0¦ 0¦ 1¦ 0¦ 3¦ 4¦ 0¦ 0¦ 3¦ (기설활용)¦ P¦
| 1단계_정거장 - 복사본 | 1단계_정거장 - 복사본 | 046. T9103038-002 OFD 48C 상세도.dwg | OFD 48C 상세도¦ NONE¦ OFD 48C 상세도¦ S = NONE¦ Unregistered Version - http://www.aidecad.com¦ T¦ 9¦ 1¦ 0¦ 2¦ 0¦ 3¦ 8¦ 0¦ 0¦ 2¦ 공통¦
| 1단계_정거장 - 복사본 | 1단계_정거장 - 복사본 | 009. T1001026-005 907정거장 CCTV,TDI,시계제설비 CABLE WIRING DIAGRAM.dwg | FR-CV 3C/4.0㎟, OF-SM-8C(난연)¦ 승강장출입구 확인용모니터¦ (상선)¦ 승강장출입구 확인용모니터¦ (하선)¦ ECX 5C-2V(기존활용)¦ 신호통신기계실¦ 안전관리실¦ CONSOLE DESK¦ ELE-1 (대합실)¦ P-8 (승강장)¦ C-1 (대합실)¦ C-2 (대합실)¦ 안전관리실¦ ELEC-1 (전기실)¦ ELE-2 (대합실)¦ ELE-3 (대합실)¦ ELE-4 (지상층)¦ ELE-5 (대합실)¦ ELE-6 (지상층)¦ ELE-7 (승강장)¦ ELE-8 (승강장)¦ ES-1 (외부계단출입구)¦ ES-2 (외부계단출입구)¦ ES-3 (대합실)¦ ES-4 (대합실)¦ ES-5 (외부계단출입구)¦ ES-6 (외부계단출입구)¦ ES-7 (대합실)¦ ES-8 (대합실)¦ ES-9 (외부계단출입구)¦ ES-10 (외부계단출입구)¦ ES-11 (외부계단출입구)¦ ES-12 (외부계단출입구)¦ ES-13 (외부계단출입구)¦ ES-14 (외부계단출입구)¦ T-1 (화장실,여)¦ P-1 (승강장)¦ P-2 (승강장)¦ P-3 (승강장)¦ P-4 (승강장)¦ P-5 (승강장)¦ P-6 (승강장)¦ P-7 (승강장)¦ AGM-1 (대합실)¦ AGM-3 (대합실)¦ ATVM-1 (대합실)¦ ATVM-2 (대합실)¦ 발매기실¦ L¦ S¦ E¦ 용역원대기실¦ 대합실 (지하1층)¦ COMM-1 (신호통신기계실)¦ x2¦ AGM-2 (대합실)¦ AGM-4 (대합실)¦ C¦ C¦ T¦ M¦ A¦ T¦ R¦ V¦ R¦ A¦ C¦ K¦ I¦ X¦ 공간화상¦ (차량기지방향)¦ 공간화상¦ (강남방향)¦ UTP Cat.5E 4Px4조¦ UTP Cat.5E 25Px1조¦ OF-SM-8C, F-CV 3C/2.5㎟ (공간화상)(철거)¦ OF-SM-8C, F-CV 3C/2.5㎟ (공간화상)(철거)¦ 공간화상¦ (급행차량기지방향)¦ 공간화상¦ (급행강남방향)¦ OF-SM-4C, F-CV 3C/2.5㎟ (공간화상)(철거)¦ OF-SM-4C, F-CV 3C/2.5㎟ (공간화상)(철거)¦ UL 2919-AMESB 24AWG 4Px2조 (TDI), FR-CV 3C/4.0㎟x2조 (TDI POWER), OF-MM-12Core(난연)x2조 (TDI), UTP Cat.5E 4Px4조 (TDI):기존활용¦ UL 2919-AMESB 24AWG 4Px2조 (TDI), FR-CV 3C/4.0㎟x2조 (TDI POWER), OF-MM-12Core(난연)x2조 (TDI), UTP Cat.5E 4Px4조 (TDI):기존활용¦ UL 2919-AMESB 24AWG 4Px2조 (TDI), FR-CV 3C/4.0㎟x2조 (TDI POWER), OF-MM-12Core(난연)x2조 (TDI), UTP Cat.5E 4Px4조 (TDI):기존활용¦ UL 2919-AMESB 24AWG 4Px2조 (TDI), FR-CV 3C/4.0㎟x2조 (TDI POWER), OF-MM-12Core(난연)x2조 (TDI), UTP Cat.5E 4Px4조 (TDI):기존활용¦ 승강장모니터(상선)¦ 승강장모니터(하선)¦ FR-CV 3C/4.0㎟(신설), OF-SM-8C(난연)(신설)¦ FR-CV 3C/4.0㎟(신설), OF-SM-8C(난연)(신설)¦ FR-CV 3C/4.0㎟x1조 (출입구 게시기 POWER), UTP Cat.5E4Px2조 (출입구게시기)(철거)¦ FR-CV 3C/4.0㎟x1조 (출입구 게시기 POWER), UTP Cat.5E4Px2조 (출입구게시기)(철거)¦ FR-CV 3C/4.0㎟x1조 (출입구 게시기 POWER), UTP Cat.5E4Px2조 (출입구게시기)(철거)¦ FR-CV 3C/4.0㎟x1조 (출입구 게시기 POWER), UTP Cat.5E4Px2조 (출입구게시기)(철거)¦ FR-CV 3C/4.0㎟x1조 (출입구 게시기 POWER), UTP Cat.5E4Px2조 (출입구게시기)(철거)¦ 스위치¦ L2¦ HIV 1.5㎟x2조 (CLOCK)(철거), HIV 2.5㎟x2조 (CLOCK POWER)(철거)¦ HIV 1.5㎟x2조 (CLOCK)(철거)¦ ECX 5C-2V(기존활용)¦ ECX 5C-2V(기존활용)¦ ECX 5C-2V(기존활용)¦ ECX 5C-2V(기존활용)¦ ECX 5C-2V(기존활용)¦ ECX 5C-2V(기존활용)¦ ECX 5C-2V(기존활용)¦ ECX 5C-2V(기존활용)¦ ECX 5C-2V(기존활용)¦ ECX 5C-2V(기존활용)¦ ECX 5C-2V(기존활용)¦ ECX 5C-2V(기존활용)¦ ECX 5C-2V(기존활용)¦ ECX 5C-2V(기존활용)¦ ECX 5C-2V(기존활용)¦ ECX 5C-2V(기존활용)¦ ECX 5C-2V(기존활용)¦ ECX 5C-2V(기존활용)¦ ECX 5C-2V(기존활용)¦ ECX 5C-2V(기존활용)¦ ECX 5C-2V(기존활용)¦ ECX 5C-2V(기존활용)¦ ECX 5C-2V(기존활용)¦ ECX 5C-2V(기존활용)¦ ECX 5C-2V(기존활용)¦ ECX 5C-2V(기존활용)¦ ECX 5C-2V(기존활용)¦ ECX 5C-2V(기존활용)¦ ECX 5C-2V(기존활용)¦ ECX 5C-2V(기존활용)¦ ECX 5C-2V(기존활용)¦ ECX 5C-2V(기존활용)¦ ECX 5C-2V(기존활용)¦ ECX 5C-2V(기존활용)¦ ECX 5C-2V(기존활용)¦ ECX 5C-2V(기존활용)¦ ECX 5C-2V(기존활용)¦ ECX 5C-2V(기존활용)¦ ECX 5C-2V(기존활용)¦ ECX 5C-2V(기존활용)¦ ECX 5C-2V(기존활용)¦ FR-CV 3C/4.0㎟x1조 (대합실 게시기 POWER)(기존활용), OF-SM-8Core(난연)x2조 (대합실게시기)(신설)¦ 지하철 907정거장¦ 양천향교¦ 가양¦ 증미¦ NONE¦ 907정거장 CCTV,TDI,시계설비 CABLE WIRING DIAGRAM¦ S = NONE¦ 907정거장 CCTV,TDI,시계설비 CABLE WIRING¦ DIAGRAM¦ T¦ 1¦ 0¦ 0¦ 1¦ 0¦ 2¦ 6¦ 0¦ 0¦ 5¦
| 1단계_정거장 - 복사본 | 1단계_정거장 - 복사본 | 044. T4009934-001 914정거장 종합무선중계설비 지하1층 평면도.dwg | \A1;7,500¦ \A1;7,500¦ \A1;7,500¦ \A1;7,500¦ \A1;7,500¦ \A1;7,500¦ \A1;7,500¦ \A1;7,500¦ \A1;7,500¦ \A1;7,500¦ \A1;7,500¦ \A1;4,270¦ \A1;5,400¦ \A1;10,000¦ \A1;20,980¦ \A1;5490¦ \A1;5490¦ \A1;27,000¦ \A1;7,500¦ \A1;7,500¦ \A1;7,500¦ \A1;7,500¦ \A1;7,500¦ \A1;7,500¦ \A1;8,130¦ \A1;7,500¦ \A1;7,500¦ \A1;7,500¦ \A1;7,500¦ \A1;7,500¦ \A1;7,500¦ P¦ -¦ T¦ 0¦ 0¦ 0¦ 0¦ 0¦ 0¦ 0¦ 0¦ 0¦ 0¦ HFC-12D-FR (신설)¦ KEY PLAN¦ X-01¦ X-02¦ X-03¦ X-05¦ X-04¦ X-06¦ X-07¦ X00¦ X01¦ X02¦ X03¦ X04¦ X05¦ X06¦ X07¦ X08¦ 47,170¦ Y00¦ Y01¦ Y02¦ Y03¦ 67,500¦ DN¦ 본선환기실¦ 공조기계실 1¦ 물탱크실¦ 내부계단 1¦ 98,130¦ X09¦ X10¦ X11¦ X12¦ X13¦ X14¦ X15¦ X16¦ X17¦ X18¦ X19¦ X20¦ X21¦ X22¦ DN¦ 본선환기실¦ 공조기계실 2¦ 내부계단 2¦ 914 정거장¦ STA.16km294.519¦ (28) HFC-12D-FR (복합통신)¦ DOWN TO 지하 2층¦ P¦ (28) HFC-12D-FR (복합통신)¦ DOWN TO 지하 2층¦ P¦ 2D¦ 3D¦ HFC-12D-FR (신설)¦ HFC-12D-FR (신설)¦ HFC-12D-FR (신설)¦ 2D¦ 914정거장 열차무선설비 지하1층 평면도¦ 914정거장 열차무선설비 지하1층 평면도¦ S = 1 / 600¦ 1/600¦ 당산¦ 국회의사당¦ 여의도¦ T¦ 4¦ 0¦ 0¦ 9¦ 9¦ 3¦ 4¦ 0¦ 0¦ 1¦ \A1;7,500¦ \A1;7,500¦ \A1;7,500¦
| 1단계_정거장 - 복사본 | 1단계_정거장 - 복사본 | 022. T7001034-005 903정거장 전화설비 지하3층 신설평면도-1.dwg | P¦ KEY PLAN¦ \A1;7,500¦ \A1;7,500¦ \A1;7,500¦ \A1;7,500¦ \A1;7,500¦ \A1;7,500¦ \A1;7,500¦ \A1;5,000¦ \A1;5,000¦ \A1;5,000¦ \A1;5,000¦ \A1;5,000¦ \A1;5,000¦ \A1;{\fHYHeadLine-Medium¦b0¦i0¦c129¦p50;30,000}¦ \A1;10,5000¦ \A1;4350¦ \A1;4350¦ \A1;7450¦ \A1;23600¦ \A1;7450¦ 1. 일반교환기에 수용된 전화기는 IP전화기로 교체한다.¦ NOTE¦ 2. 콜폰, E/L폰, 승강장 비상통화장치도 교체한다.¦ 3. 전화 및 인터폰 구간의 배선배관은 기존활용한다.¦ x2¦ (16)UTP Cat.5E 4Px2조 (공조기계실-1)¦ MATCH LINE DWG No. "S1-TA-S03-DB-014-1.dwg"¦ (P21:300x300x200)¦ X00¦ X01¦ X02¦ X03¦ X04¦ X05¦ X06¦ X07¦ X08¦ X09¦ X10¦ X11¦ X13¦ X12¦ Y03¦ Y04¦ Y02¦ Y01¦ Y00¦ 대 합 실¦ 본선환기실-1¦ 공조기계실-1¦ E/S¦ DN¦ 대 합 실¦ 3. 통신기계실 및 안전관리실 MAIN 분전반은 전기에서 설치한다.¦ 1. 음향유도기 전원은 전기콘센트를 이용한다.¦ NOTE¦ 2. 증폭기전원은 전기콘센트를 이용한다.¦ 4-31~34¦ 4-35~38¦ 1. 일반교환기에 수용된 전화기는 안전관리실만 IP전화기로 교체한다.¦ NOTE¦ 2. 콜폰, E/L폰, 승강장 비상통화장치도 교체한다.¦ 3. 전화 및 인터폰 구간의 배선배관은 기존활용한다.¦ 지하철 903정거장¦ 김포공항¦ 공항시장¦ 신방화¦ 1/400¦ 903정거장 전화설비 지하3층 신설평면도(1/2)¦ S=1/400¦ 903정거장 전화설비 지하3층 신설평면도(1/2)¦ T¦ 7¦ 0¦ 0¦ 1¦ 0¦ 3¦ 4¦ 0¦ 0¦ 5¦ (기설활용)¦
| 1단계_정거장 - 복사본 | 1단계_정거장 - 복사본 | 049. T9203038-008 네트워크장비 통신기기실 실장도.dwg | 네트워크장비 통신기기실 실장도¦ NONE¦ 네트워크장비 통신기기실 실장도¦ S = NONE¦ Unregistered Version - http://www.aidecad.com¦ 1. 예시도면이며 장비 배치시 현장여건에 따라 변경될 수 있음.\P2. 장비간 케이블은 바닥트레이를 이용하여 시설\P3. 랙은 바닥콘크리트와 절연 부싱을 사용하여 고정한다.¦ <NOTE>¦ \pi2.4652;{\H2.6087x;405 RACK#1\P\pi23.88;}\P\pi11.756;{\H2.1739x;L3스위치\H0.79999x; }¦ \pi1.9177;{\H2.6087x;405 RACK#2\P\pi23.88;}\P\pi11.756;{\H2.1739x;L3스위치\H0.79999x; }¦ PDP¦ PDP¦ \pi15.042;L3 SW #1\P\pi0.28195;7706SAR-17 #1 (10U)¦ \pi15.042;L3 SW #1\P\pi0.28195;7706SAR-18 #1 (10U)¦ \pi14.677;L3 SW #2\P\pi0.28195;7705SAR-18 #2 (10U)¦ \pi14.677;L3 SW #2\P\pi0.28195;7705SAR-18 #2 (10U)¦ \pi14.664;L3 SW #3\P\pi0.28195;7705SAR-18 #3 (10U)¦ T¦ 9¦ 2¦ 0¦ 3¦ 0¦ 3¦ 8¦ 0¦ 0¦ 8¦ 공통¦
| 1단계_정거장 - 복사본 | 1단계_정거장 - 복사본 | 016. T1001026-012 918정거장 출입통제설비 CABLE WIRING DIAGRAM (철거).dwg | 통신기계실¦ ELE-4 (지상층)¦ ELE-3 (대합실)¦ ELE-2 (지상층)¦ ELE-1 (대합실)¦ ELE-7 (대합실)¦ ELE-8 (대합실)¦ 지하도-1¦ ES-2 (외부계단출입구)¦ ES-3 (외부계단출입구)¦ ES-4 (대합실)¦ ES-5 (대합실)¦ ES-6 (대합실)¦ ES-7 (대합실)¦ P-1 (승강장)¦ P-2 (승강장)¦ P-4 (승강장)¦ AGM-1 (대합실)¦ ATVM-1 (대합실)¦ C-1 ( (대합실)¦ COMM-1 (통신기계실)¦ 안전관리실¦ 대합실¦ ELEC-1 (전기실)¦ ELE-9 (승강장)¦ ELE-10 (승강장)¦ P-3 (승강장)¦ 발매기실¦ 출입¦ 통제¦ 시스템¦ (ACU)¦ UTP Cat.5E 4Px10조 (출입통제)¦ ELE-5 (대합실)¦ ELE-6 (지상층)¦ AGM-3 (대합실)¦ ATVM-2 (대합실)¦ ELEC-2 (변전실)¦ T-1 (화장실.여)¦ 용역원대기실¦ 운영원대기실¦ C/R¦ C/R¦ C/R¦ C/R¦ C/R¦ AGM-2 (대합실)¦ AGM-4 (대합실)¦ 지하도-2¦ ES-1[1] (외부계단출입구)¦ ES-1[2] (외부계단출입구)¦ ES-1[3] (외부계단출입구)¦ ELE-12 (대합실)¦ ELE-11 (지상층)¦ 918정거장 출입통제설비 CABLE WIRING DIAGRAM (철거)¦ 918정거장 출입통제설비 CABLE WIRING DIAGRAM (철거)¦ S = NONE¦ NONE¦ 지하철 918정거장¦ 노량진¦ 노들¦ 중앙대입구¦ T¦ 1¦ 0¦ 0¦ 1¦ 0¦ 2¦ 6¦ 2¦ 0¦ 1¦
| 1단계_정거장 - 복사본 | 1단계_정거장 - 복사본 | 024. T7001034-007 912정거장 전화설비 지하2층 철거평면도 (1_2).dwg | IP¦ CONSOLE¦ \A1;500¦ KT¦ \A1;2,400¦ \A1;30,700¦ \A1;12,950¦ \A1;2,400¦ \A1;12,950¦ \A1;78,750¦ \A1;3,750¦ \A1;7,500¦ \A1;7,500¦ \A1;7,500¦ \A1;6,000¦ \A1;4,000¦ \A1;7,500¦ \A1;5,000¦ \A1;5,000¦ \A1;5,000¦ \A1;5,000¦ \A1;5,000¦ \A1;5,000¦ \A1;5,000¦ \A1;5,000¦ \A1;5,000¦ \A1;5,000¦ \A1;5,000¦ \A1;20,000¦ \A1;37,750¦ \A1;41,000¦ 1. 음향유도기 전원은 전기콘센트를 이용한다.¦ NOTE¦ 2. 증폭기전원은 전기콘센트를 이용한다.¦ 3. 통신기계실 및 안전관리실 MAIN 분전반은 전기에서 설치한다.¦ 상세"A"¦ 단면 상세(A-A)¦ G¦ (28) UTP Cat.5E 25Px1조 (전기실)¦ (28) UTP Cat.5E 25Px1조 (운영원대기실)¦ (16) UTP Cat.5E 4Px2조 (공조기계실1)¦ (16) UTP Cat.5E 4Px2조 (이동통신기계실)¦ (16) UTP Cat.5E 4Px2조 (용역원대기실)¦ H¦ TRTAY (300x100)¦ UTP Cat.5E 25Px1조 (운영원대기실)¦ UTP Cat.5E 25Px1조 (전기실)¦ UTP Cat.5E 4Px2조 (공조기계실1)¦ UTP Cat.5E 4Px2조 (이동통신기계실)¦ UTP Cat.5E 4Px2조 (용역원대기실)¦ UTP Cat.5E 25Px2조 (안전관리실)¦ UTP Cat.5E 25Px1조 (콜폰)¦ UTP Cat.5E 25Px2조 (CONSOLE CONTROL, LSE)¦ (36)x2 SPARE (전기실, 운영원대기실)¦ F¦ (16) UTP Cat.5E 4Px2조 (이동통신기계실)¦ (16) UTP Cat.5E 4Px2조 (용역원대기실)¦ E¦ UTP Cat.5E 25Px2조 (안전관리실)¦ TRTAY (300x100)¦ UTP Cat.5E 25Px2조 (CONSOLE CONTROL, LSE)¦ D¦ UTP Cat.5E 25Px2조 (안전관리실)¦ TRAY (600x150)¦ DOWN TO 안전관리실 ACCESS FLOOR¦ UTP Cat.5E 25Px2조 (CONSOLE CONTROL, LSE)¦ (28) UTP Cat.5E 25Px1조 (전기실)¦ C¦ (28) UTP Cat.5E 25Px1조 (운영원대기실)¦ (16) UTP Cat.5E 4Px2조 (공조기계실1)¦ A¦ (28) UTP Cat.5E 25Px1조 (운영원대기실)¦ B¦ (28) UTP Cat.5E 25Px1조 (전기실)¦ (36) SPARE (운영원대기실)¦ (36) SPARE (전기실)¦ (36)x2 SPARE (전기실, 운영원대기실)¦ 정거장 환기구에 설치¦ 접지 인출 BOX(STS):통신분야(3회선)¦ A¦ B¦ B¦ A¦ 접지 인출 BOX(STS) ¦ G.L=109.546¦ 환기구(배기)¦ 70C¦ (TO:접지봉)¦ 500x400 (통신분야)¦ (16) UTP Cat.5E 4Px1조 (운영원대기실)¦ (16) UTP Cat.5E 4Px1조 (운영원대기실)¦ (16) UTP Cat.5E 4Px1조 (운영원대기실)¦ UTP Cat.5E 4Px1조 (운영원대기실)¦ KEY PLAN¦ X07¦ X08¦ X09¦ X11¦ X12¦ X15¦ X16¦ X10¦ X13¦ X14¦ X17¦ X20¦ X21¦ X18¦ X19¦ X22¦ X23¦ X24¦ Y00¦ Y02¦ Y03¦ Y06¦ Y04¦ DN¦ DN¦ 이동통신기계실¦ 용역원 대기실¦ 비상전원실¦ 전기실¦ 안전관리실¦ 변전실 ¦ 운영원대기실¦ 복 도¦ CO2실¦ 공조기계실1¦ CO2실¦ MATCH LINE DWG No. "S1-TA-S12-DB-011-0"¦ x4 ¦ x2 ¦ x2 ¦ x2 ¦ x2¦ x2¦ (16) UTP Cat.5E 4Px2조 (공조기계실1)¦ B¦ A¦ C¦ (16) UTP Cat.5E 4Px2조 (이동통신기계실)¦ (42) 인터폰선 0.6x2Px14조 (INT)¦ UTP 25P¦ [TB No.3]¦ UTP 50P¦ [TB No.4]¦ UTP 25P¦ [TB No.1]¦ (P9:400x400x200)¦ UTP 25P¦ [TB No.2]¦ (P11:400x400x200)¦ (P10:200x200x100)¦ D¦ UP TO 환기구¦ 상세도 "A"참조¦ (P7:200x200x100)¦ (16) UTP Cat.5E 4Px2조 (공조기계실1)¦ (P8:300x300x200)¦ F¦ Hi-PVC 54mm¦ (P6:400x400x200)¦ x2 ¦ (16) UTP Cat.5E 4Px2조 (공조기계실1)¦ G¦ H¦ E¦ 접지단자함¦ UTP Cat.5E 4Px1조 (편의점)¦ UTP Cat.5E 4Px1조 (편의점)¦ UTP Cat.5E 4Px1조 (편의점)¦ 인터폰선 0.6x2Px14조 (INT)¦ UTP Cat.5E 25Px1조 (콜폰)¦ 인터폰선 0.6x2Px14조 (INT)¦ UTP Cat.5E 25Px1조 (콜폰)¦ 인터폰선 0.6x2Px14조 (INT)¦ 4-31~34¦ 4-35~38¦ 5-1~4¦ 5-5~8¦ 4-11~14¦ 4-15~18¦ V1.2.3.4¦ V1.2¦ D7¦ D1~6¦ (철거)¦ (철거)¦ (철거)¦ (철거)¦ (철거)¦ 지하철 912정거장¦ 신목동¦ 선유도¦ 당산¦ 1/400¦ 912정거장 전화설비 지하2층 철거평면도(1/2)¦ S = 1/400¦ 912정거장 전화설비 지하2층 철거평면도(1/2)¦ -¦ T¦ 7¦ 0¦ 0¦ 1¦ 0¦ 3¦ 4¦ 0¦ 0¦ 7¦ (기설활용)¦ P¦
| 1단계_정거장 - 복사본 | 1단계_정거장 - 복사본 | 037. T7003034-006 902정거장 방송설비 지하2층신설평면도(3-3).dwg | 13¦ X¦ 14¦ X¦ 15¦ X¦ X¦ 15¦ 26¦ X¦ 25¦ X¦ 24¦ X¦ 23¦ X¦ 22¦ X¦ 21¦ X¦ 20¦ X¦ 19¦ X¦ 18¦ X¦ 17¦ X¦ 16¦ X¦ 04¦ Y¦ Y¦ 03¦ Y¦ 02¦ Y¦ 01¦ Y¦ 00¦ DUCT(300X100)¦ DOWN TO 통신실¦ HIV 1.2X14(SP)¦ 5C-2VX4(MONITOR)¦ CPEV 5P/.65X2(M.CON)¦ CV 3.5 /2CX2(M.POW)¦ CPEV 5P/.65X2(KP)¦ IV 1.2X4(CL)¦ DOWN TO B2¦ VCT 2.0 /2CX2(KP POW)¦ (16)HIV1.2X2¦ (16)HIV1.2X3¦ (16)HIV1.2X5¦ 37800¦ 3600¦ 3430¦ 8840¦ 5800¦ 9020¦ 5590¦ 11790¦ 8150¦ 7500¦ 7500¦ 7500¦ 7500¦ 7500¦ 7500¦ 7500¦ 7500¦ 7500¦ 3750¦ 3750¦ 6725¦ 7500¦ 7500¦ 7500¦ 7500¦ 775¦ PS¦ PS¦ ES.DN¦ ES.UP¦ ES.DN¦ ES.UP¦ PS¦ DN¦ UP¦ DN¦ 상부장비반입구¦ AD¦ GTB¦ GTB¦ GIS 실¦ PS¦ AD¦ EPS¦ AT-2¦ AT-1¦ A¦ A¦ P¦ PB(400X400X300)¦ P¦ PB(400X400X300)¦ A¦ P¦ C¦ P¦ DOWN TO B3¦ F¦ T¦ PB(500X500X300)¦ DOWN TO 통신실¦ D¦ 접지단자함¦ 25P¦ PB(400X400X300)¦ 25P¦ PB(400X400X300)¦ C¦ (28)UTP CAT.5 25P(침실-여)¦ 50P¦ 2D¦ P¦ 25P¦ T¦ T¦ T¦ T¦ T¦ T¦ P¦ 상부장비반입구¦ GIS실¦ 창 고¦ CO2실¦ 전 기 실¦ 단권변압기실¦ 예비실¦ 신호기계실¦ 통신기계실¦ C¦ C¦ (16C)x2¦ (16C)¦ (22C)¦ C/R¦ C/R¦ (16C)¦ (22C)¦ P¦ UTP CAT.5 4Px4조(통신TRAY)¦ UTP CAT.5 4Px4조(통신TRAY)¦ (통신TRAY)OFMM 36CORE(50/125)x4조(FIDS)¦ (통신TRAY)UTP CAT.5 50Px2(FIDS)¦ (통신TRAY)OFMM 36CORE(50/125)x4조(FIDS)¦ (통신TRAY)UTP CAT.5 50Px2(FIDS)¦ (통신TRAY)OFMM 36CORE(50/125)x4조(FIDS)¦ (통신TRAY)UTP CAT.5 50Px2(FIDS)¦ CV 3.5/3C(PAN/TILT)¦ 5C-2V(PAN/TILT)¦ CV 3.5/3C(PAN/TILT)¦ 5C-2V(PAN/TILT)¦ A¦ C¦ D¦ E¦ F¦ DUCT(600X100)¦ 지하철 902정거장¦ 김포공항¦ 공항시장¦ 1/400¦ 902정거장 방송설비 지하2층 신설평면도(3/3)¦ S = 1/400¦ 902정거장 방송설비 지하2층 신설평면도(3/3)¦ 개화¦ (기설활용)¦ T¦ 7¦ 0¦ 0¦ 3¦ 0¦ 3¦ 4¦ 0¦ 0¦ 6¦
| 1단계_정거장 - 복사본 | 1단계_정거장 - 복사본 | 032. T7005034-003 904정거장 CCTV,TDI,시계설비 지하2층 신설평면도(1_2).dwg | G¦ P¦ KEY PLAN¦ A¦ \A1;7500¦ \A1;10681¦ \A1;11638¦ \A1;10681¦ \A1;5680¦ \A1;1061¦ \A1;9620¦ \A1;12600¦ \A1;11400¦ \A1;22800¦ \A1;11400¦ \A1;12600¦ \A1;48000¦ ELEV-6¦ ELEV-8¦ MATCH LINE DWG No. "S1-TA-S04-DB-020-1.dwg"¦ (P14:100x100x100)¦ P-1¦ P-3¦ B¦ UP¦ X-03¦ X-02¦ X-01¦ X00¦ X01¦ X02¦ X03¦ X04¦ X05¦ X06¦ X07¦ 7,200¦ 7,500¦ 7,500¦ 7,500¦ 7,500¦ 7,500¦ 7,500¦ 7,500¦ 7,500¦ Y-01¦ Y00¦ Y02¦ Y04¦ Y01¦ Y03¦ Y05¦ UP¦ UP¦ UP¦ 공조기계실-2¦ 승 강 장¦ 승 강 장¦ 정화조¦ 창 고¦ 창 고¦ PSD 기계실¦ PSD 기계실¦ X08¦ X09¦ X10¦ X11¦ P¦ P¦ NOTE¦ 1. 광케이블, 전원/접지케이블 (OF-SM-4Core, CV 3C/2.5㎟)¦ 2. 승강장 ANT설치위치: 열차 진행방향 정거장 시종점부에 설치¦ 2. 광케이블, 전원/접지케이블 (OF-SM-8Core, CV 3C/2.5㎟)¦ vmh¦ vmh¦ vmh¦ vmh¦ TRAY (600x150)¦ UP TO 지하1층¦ TRAY (600x150)¦ UP TO 지하1층¦ A¦ (28) UTP Cat.5E4Px3조 (CAMERA)¦ (16) UTP Cat.5E4Px1조 (CAMERA)¦ B¦ (28) UTP Cat.5E4Px3조 (CAMERA)¦ (16) UTP Cat.5E4Px1조 (CAMERA)¦ (16) UTP Cat.5E4Px1조 (CAMERA)¦ 모니터¦ 상행 승강장¦ (16) OF-SM-8Core(난연)x1조 (모니터)(신설)¦ (28) FR-CV 3C/4.0㎟x1조 (모니터Power)(신설)¦ (16) OF-SM-8Core(난연)x1조 (모니터)(신설)¦ (28) FR-CV 3C/4.0㎟x1조 (모니터Power)(신설)¦ OF-SM-8Core(난연)x1조 (모니터)(신설)¦ FR-CV 3C/4.0㎟x1조 (모니터Power)(신설)¦ OF-SM-8Core(난연)x1조 (모니터)(신설)¦ FR-CV 3C/4.0㎟x1조 (모니터Power)(신설)¦ (16) OF-SM-8Core(난연)x1조 (모니터)(신설)¦ (28) FR-CV 3C/4.0㎟x1조 (모니터Power)(신설)¦ (28) FR-CV 3C/4.0㎟x1조 (TDI POWER)(기존활용)¦ (16) UL 2919-AMESB 24AWG 4Px1조 (TDI)(기존활용)¦ UL 2919-AMESB 24AWG 4Px2조 (TDI)(기존활용)¦ FR-CV 3C/4.0㎟x2조 (TDI POWER)(기존활용)¦ FR-CV 3C/4.0㎟x2조 (TDI POWER)(기존활용)¦ UL 2919-AMESB 24AWG 4Px2조 (TDI)(기존활용)¦ (36) FR-CV 3C/4.0㎟x2조 (TDI POWER)(기존활용)¦ (28) UL 2919-AMESB 24AWG 4Px2조 (TDI)(기존활용)¦ (36) FR-CV 3C/4.0㎟x2조 (TDI POWER)(기존활용)¦ (28) UL 2919-AMESB 24AWG 4Px2조 (TDI)(기존활용)¦ (16) UTP Cat.5E 4Px2조 (TDI)(기존활용)¦ (28) OF-MM-12Core(난연)x1조(TDI)(기존활용)¦ UTP Cat.5E 4Px4조 (TDI)(기존활용)¦ OF-MM-12Core(난연)x2조(TDI)(기존활용)¦ UTP Cat.5E 4Px4조 (TDI)(기존활용)¦ OF-MM-12Core(난연)x2조(TDI)(기존활용)¦ (22) UTP Cat.5E 4Px4조 (TDI)(기존활용)¦ (28)x2 OF-MM-12Core(난연)x1조x2 (TDI)(기존활용)¦ (22) UTP Cat.5E 4Px4조 (TDI)(기존활용)¦ (28)x2 OF-MM-12Core(난연)x1조x2 (TDI)(기존활용)¦ (28) FR-CV 3C/4.0㎟x1조 (TDI POWER)(기존활용)¦ (16) UL 2919-AMESB 24AWG 4Px1조 (TDI)(기존활용)¦ (16) UTP Cat.5E 4Px2조 (TDI)(기존활용)¦ (28) OF-MM-12Core(난연)x1조(TDI)(기존활용)¦ (28) FR-CV 3C/4.0㎟x1조 (TDI POWER)(기존활용)¦ (16) UL 2919-AMESB 24AWG 4Px1조 (TDI)(기존활용)¦ (16) UTP Cat.5E 4Px2조 (TDI)(기존활용)¦ (28) OF-MM-12Core(난연)x1조(TDI)(기존활용)¦ (28) FR-CV 3C/4.0㎟x1조 (TDI POWER)(기존활용)¦ (16) UL 2919-AMESB 24AWG 4Px1조 (TDI)(기존활용)¦ (16) UTP Cat.5E 4Px2조 (TDI)(기존활용)¦ (28) OF-MM-12Core(난연)x1조(TDI)(기존활용)¦ OF-SM-8C(난연)x1조(CAMERA) ¦ FR-CV 3C/4.0㎟x3조(CAMERA) ¦ (16) OF-SM-8C(난연)x1조(CAMERA) ¦ (16) FR-CV 3C/4.0㎟x1조(CAMERA) ¦ (16) OF-SM-8C(난연)x1조(CAMERA) ¦ (16) FR-CV 3C/4.0㎟x1조(CAMERA) ¦ OF-SM-8C(난연)x1조(CAMERA) ¦ FR-CV 3C/4.0㎟x3조(CAMERA) ¦ 지하철 904정거장¦ 공항시장¦ 신방화¦ 마곡나루¦ 1/400¦ S = 1 / 400¦ 904정거장 CCTV,TDI,시계설비 지하2층 신설평면도(1/2)¦ 904정거장 CCTV,TDI,시계설비 지하2층¦ 신설평면도(1/2)¦ T¦ 7¦ 0¦ 0¦ 5¦ 0¦ 3¦ 4¦ 0¦ 0¦ 3¦ CCTV(기존동축활용)¦ P¦
| 1단계_정거장 - 복사본 | 1단계_정거장 - 복사본 | 011. T9203026-005 종합관리 및 복지후생동 CIRCUIT WIRING SYSTEM DIAGRAM_철거(2_3).dwg | IP¦ T¦ 0¦ 0¦ 0¦ 0¦ 0¦ 0¦ 0¦ 0¦ 0¦ 0¦ H/E¦ 모시계¦ O/F(SM)¦ O/F(SM)¦ DATA¦ KEY PHONE¦ M/D¦ E¦ Ports¦ T¦ (VOICE)¦ E & M¦ SUB ADM¦ TEL¦ SPCM¦ FAX¦ Data Line¦ Data Line¦ Data Line (통신)¦ P.A AMP¦ L¦ O¦ E¦ T¦ L¦ O¦ 출입통제¦ 열차무선¦ Data Line¦ Data Line¦ 통신사령¦ Data Line (AFC)¦ 종합사령실 기계실 (3F)¦ 당직실 (1F)¦ EPS실 (2F)¦ 공조실¦ 강의실2¦ 강의실3¦ 현금취급실¦ HALL / 복도¦ 화장실 (남,여)¦ 인사팀¦ 인사임원실¦ 회의실¦ 총무팀¦ 전산운영실¦ 갱의실(남,여)¦ MIS / AFC실¦ 기술본부장비서실¦ 회의실¦ 기술본부 사무실1¦ 화장실 (남,여)¦ 공조실¦ 종합사령실 기계실¦ 통합전원실¦ HALL / 복도¦ 유지보수실¦ To: KT¦ HALL-3 (지상2층)¦ HALL-4 (지상3층)¦ CCM-1 (지상3층)¦ ANT¦ 강의실1¦ 기술본부장실¦ 지상2층¦ 지상3층¦ AMP¦ TV¦ (2D)¦ T¦ T¦ T¦ T¦ T¦ T¦ T¦ C/R¦ C/R¦ x2¦ x2¦ x2¦ x10¦ x2¦ M/A-1 (지상3층)¦ To: EPS실 (1F) ¦ To: EPS실 (4F) ¦ C¦ C¦ T¦ V¦ R¦ A¦ C¦ K¦ 장애인화장실 (남,여)¦ x2¦ 수신장치¦ 재난방송¦ ANT¦ C/R¦ To: 변전소¦ To: 주공장, 검사고, 부속동¦ ANT¦ To: 주공장, 검사고,¦ To: 검사고¦ To: 주공장, 검사고¦ (2,450W)¦ x2¦ x4¦ T¦ T¦ x3¦ x6¦ x8¦ x2¦ T¦ x2¦ x2¦ x2¦ x2¦ 기술부 본부장실¦ T¦ EPS실 (3F)¦ AMP¦ TV¦ (2D)¦ KT¦ KT¦ KT¦ 기술본부 사무실2¦ T¦ x2¦ 기술본부 사무실3¦ T¦ x2¦ x6¦ x12¦ x6¦ x6¦ IP¦ IP¦ IP¦ IP¦ IP¦ IP¦ IP¦ IP¦ KT¦ KT¦ KT¦ KT¦ KT¦ KT¦ KT¦ 부속동, 901정거장¦ 보건/안전/보안¦ 재무.회계팀¦ 재경본부장¦ 문서실1¦ 문서실2¦ 예비실1¦ 예비실2¦ x2¦ x2¦ T¦ T¦ T¦ x3¦ x11¦ x11¦ x9¦ KT¦ KT¦ KT¦ KT¦ KT¦ KT¦ IP¦ x3¦ x2¦ IP¦ IP¦ IP¦ IP¦ IP¦ IP¦ T¦ x2¦ CCTV¦ 광화상전송장치¦ MATRIX¦ RACK¦ TV 광수신기¦ DATA¦ M/D¦ E¦ Ports¦ T¦ &¦ (VOICE)¦ SUB ADM¦ TEL¦ SPCM¦ 전력사령¦ 통신사령¦ Data Line (전력)¦ Data Line¦ Data Line¦ Data Line¦ Data Line (AFC)¦ Data Line (통신)¦ Data Line (방재)¦ Data Line (운전)¦ P.A AMP¦ L¦ O¦ 배 선 반¦ 출입통제¦ 운전사령¦ E¦ T¦ L¦ O¦ Data Line (신호)¦ FXO/FXS¦ Ethernet Port¦ MULTI¦ COMM¦ EQUIP¦ FM광전송장치¦ 열차무선¦ O/F(SM) FM RADIO, 지상파DMB¦ 소방외부 무선통신 보조설비¦ 소방 무선통신 보조설비¦ 철거¦ 철거¦ 철거¦ 철거¦ 종합관리 및 복지후생동 CIRCUIT WIRING SYSTEM DIAGRAM / 철거(2/3)¦ S = NONE¦ NONE¦ 차량기지¦ 종합관리 및 복지후생동 CIRCUIT WIRING SYSTEM DIAGRAM / 철거 (2/3)¦ T¦ 9¦ 2¦ 0¦ 3¦ 0¦ 2¦ 6¦ 0¦ 0¦ 5¦ KT¦
| 1단계_정거장 - 복사본 | 1단계_정거장 - 복사본 | 023. T7001034-006 904정거장 전화설비 지하1층 철거평면도(2_2).dwg | P¦ KEY PLAN¦ \A1;11400¦ \A1;22800¦ \A1;11400¦ \A1;3400¦ \A1;16000¦ \A1;3400¦ \A1;22800¦ \A1;8000¦ \A1;8000¦ (기설활용)¦ x2¦ x2¦ (16) UTP Cat.5E 4Px2조 (공조기계실-1)¦ (16) UTP Cat.5E 4Px2조 (공조기계실-1)¦ UTP 25P¦ [TB NO.6]¦ MATCH LINE DWG No. "S1-TA-S04-DB-009-1.dwg"¦ (P18:300x300x200)¦ (P19:300x300x200)¦ (P20:200x200x100)¦ (36) SPARE (전기실)¦ 3. 통신기계실 및 안전관리실 MAIN 분전반은 전기에서 설치한다.¦ 1. 음향유도기 전원은 전기콘센트를 이용한다.¦ NOTE¦ 2. 증폭기전원은 전기콘센트를 이용한다.¦ X11¦ X12¦ X13¦ X14¦ X15¦ X16¦ X17¦ X18¦ X19¦ X20¦ X21¦ X22¦ UP¦ 7,500¦ 7,500¦ 7,500¦ 7,500¦ 7,500¦ 7,500¦ 7,500¦ 7,500¦ 7,500¦ 7,500¦ 7,500¦ Y00¦ Y01¦ Y02¦ Y03¦ Y04¦ UP¦ UP¦ UP¦ 발매기실2¦ CO2 실¦ 이동 통신실¦ 물탱크실¦ 복 도¦ 전 기 실¦ 비상 전원실¦ 공조기계실-1¦ Y00¦ Y02¦ Y04¦ Y01¦ Y03¦ (28) UTP Cat.5E 25Px1조 (전기실)¦ 3-35~38¦ 3-31~34¦ V1.2¦ (철거)¦ (철거)¦ (철거)¦ 지하철 904정거장¦ 공항시장¦ 신방화¦ 마곡나루¦ 1/400¦ 904정거장 전화설비 지하1층 철거평면도(2/2)¦ S=1/400¦ 904정거장 전화설비 지하1층 철거평면도(2/2)¦ T¦ 7¦ 0¦ 0¦ 1¦ 0¦ 3¦ 4¦ 0¦ 0¦ 6¦
| 1단계_정거장 - 복사본 | 1단계_정거장 - 복사본 | 079. T9103038-031 무선통신 외부단자 및 공시청 안테나 설치 상세도.dwg | \A1;1,050¦ \A1;2,500¦ \A1;3,500¦ \A1;150¦ \A1;500¦ \A1;500¦ \A1;500¦ \A1;500¦ \A1;500¦ \A1;500¦ \A1;1,500¦ \A1;1,000¦ \A1;400¦ \A1;700¦ \A1;400¦ \A1;150¦ \A1;250¦ \A1;300¦ \A1;200¦ \A1;300¦ \A1;230¦ \A1;300¦ \A1;300¦ \A1;150¦ \A1;80¦ \A1;300¦ \A1;400¦ \A1;80¦ \A1;140¦ \A1;80¦ \A1;80¦ \A1;240¦ \A1;500¦ \A1;600¦ \A1;500¦ \A1;100¦ \A1;400¦ \A1;400¦ \A1;500¦ -¦ T¦ 0¦ 0¦ 0¦ 0¦ 0¦ 0¦ 0¦ 0¦ 0¦ 0¦ 공통¦ ¦ ¦ ¦ ¦ ¦ ¦ ¦ ¦ 12t PLATE¦ (Hi-PVC 54mm) HFC-12D(TV)¦ MASTER BASE¦ (WELDING)¦ PLATE(6tx4EA)¦ ANCHOR BOLT(용융도금)¦ (Φ22x250x4EA)¦ 공청용안테나¦ 콘크리트¦ V.H.F ANT - LOW (SUS)¦ V.H.F ANT - HIGH (SUS)¦ 보호기¦ MIXER(L/H)¦ MIXER(U/V)¦ 레듀샤(100/40)¦ MODEL¦ UHF ¦ VHF(L)¦ VHF(h)¦ 20¦ 14-38¦ 5¦ 10¦ 2¦ 7-13¦ 소자수¦ 수신채널¦ 공시청안테나 (904/920정거장)¦ U.H.F ANT (SUS)¦ 외부계단부¦ Hi PVC 54mmx3¦ Anchor Bolt(SUS)¦ G.L¦ 경찰TRS¦ 재방송¦ 이동통신¦ (지휘본부차량 무전기와 연결용)¦ BNC-J-MP¦ (무전기와 연결용)¦ BNC-P-58¦ RG-58¦ 5m¦ ELP 30mmx1조¦ Φ36¦ (Φ22X250X4EA)¦ ANCHOR BOLT(SUS)¦ (외부단자와 연결용)¦ N-P-58-(CONNECTOR)¦ (Φ80X1,000)¦ STAINLESS PIPE¦ (CONNECTOR)¦ 무선통신 보조설비 외부단자¦ 9.0-13.0¦ 75W¦ 75¦ 75W¦ 7¦ 11¦ 임피던스¦ 이득¦ WELDING¦ N-LA¦ T.V 분배, 증폭기함¦ (Φ80)¦ STAINLESS PIPE¦ NOTE¦ 전원콘센트¦ 분배기¦ 증폭기¦ TV 증폭기함¦ 시건 장치 설치¦ 환기구 설치¦ SUS¦ To: 수공3호¦ To: 수공3호¦ Hi PVC 54mmx4¦ Hi PVC 54mmx4¦ STAINLESS PIPE¦ (Φ40)¦ STAINLESS PIPE¦ (Φ80)¦ (Φ125)¦ STAINLESS PIPE¦ G.L¦ Hi PVC 54mmx1¦ 피뢰침¦ 무선통신 외부단자 및 공시청 안테나 설치 상세도¦ 무선통신 외부단자 및 공시청 안테나 설치 상세도¦ S = NONE¦ NONE¦ 공통¦ T¦ 9¦ 1¦ 0¦ 3¦ 0¦ 3¦ 8¦ 0¦ 3¦ 1¦
| 1단계_정거장 - 복사본 | 1단계_정거장 - 복사본 | 046. T9103066-001 917정거장 통신기계실 기기배치도 및 바닥 TRAY 설치도.dwg | \A1;6,680¦ \A1;500¦ \A1;1,201¦ S = 1/50¦ \A1;800¦ \A1;1,000¦ \A1;600¦ \A1;681¦ \A1;1,601¦ \A1;750¦ \A1;2,401¦ TRAY 설치도¦ 906정거장 통신기계실 기기배치도 및 바닥¦ -¦ T¦ 0¦ 0¦ 0¦ 0¦ 0¦ 0¦ 0¦ 0¦ 0¦ 0¦ : 철거¦ \A1;1,200¦ \A1;1,200¦ OFD 랙¦ 기지국¦ 역사노드¦ 스위치 ¦ MDF 랙¦ 장치 랙¦ 백본 랙¦ 랙¦ OFD 랙¦ 기지국장치 랙¦ 역사노드백본 랙¦ 스위치 랙¦ MDF 랙¦ 통신기계실¦ X00¦ X01¦ Y01¦ MDF¦ M¦ A¦ U¦ D¦ X¦ M¦ UPS¦ ATS&AVR&DIST¦ BATT¦ 냉난방기¦ PA¦ 대열차¦ 전송¦ CCTV¦ CCTV¦ G¦ T¦ B¦ PA¦ 장 비 명¦ Equipment Schedule¦ 규 격 (W x D x H)¦ 냉난방기 (기계설비)¦ UPS(15KVA)¦ 1,272 x 500 x 2200¦ 600 x 300 x 2200¦ 701.5 x 750 x 2200¦ 575 x 600 x 1920¦ 600 x 750 x 1800¦ 570 x 650 x 1913¦ 600 x 750 x 1800¦ 1,100 x 500¦ 800 x 950 x 1800¦ ATS&AVR&DIST¦ BATTERY¦ 1000 x 950 x 1800¦ 1600 x 950 x 1800¦ 배선반(MDF)¦ 전송장비(ADM+MUX) ¦ 화상설비(CCTV) ¦ 방송설비(PA)¦ 전기시계설비(CLOCK) ¦ 종합무선 중계설비(복합통신)¦ 열차무선설비(SOR) ¦ 사령전화역장치¦ 대열차공간화상설비(지상)¦ 600 x 600 x 1,800¦ 600 x 750 x 2200¦ 행선안내¦ 1200x750x1000¦ 설비자동제어반¦ 화재탐지반¦ 조명제어반¦ CCTV 및 통신종합집중관리반¦ PSD 제어반¦ SMS¦ PRINTER¦ 종합집중관리 설비 콘솔1¦ 종합집중관리 설비 콘솔2¦ 1000x600x1600¦ 1800x600x1600¦ 600x600x1600¦ 2652x600x1600¦ 800x800x2000¦ 650x800x1000¦ 700x800x750¦ 600x600x1600¦ 600x600x1600¦ 사령¦ 전화¦ CLOCK¦ 복합¦ 통신¦ DUCT (150x100)¦ \pi49.321;{\C0;접지단자함}¦ L-C¦ SOR¦ 교통¦ 방송¦ OFD 랙¦ 기지국¦ 역사노드¦ 장치 랙¦ 백본 랙¦ OFD 랙¦ 기지국장치 랙¦ 역사노드백본 랙¦ 600x600x2200¦ 600x600x2200¦ 600x600x2200¦ 신설 TRAY (150x100)¦ 917정거장 통신기계실 기기배치도 및 바닥 TRAY 설치도¦ S = 1 / 100¦ 1/100¦ 샛강¦ 노량진¦ 노들¦ TRAY 설치도¦ 917정거장 통신기계실 기기배치도 및 바닥¦ 9¦ 1¦ 0¦ 3¦ 0¦ 6¦ 6¦ 0¦ 0¦ 1¦ T¦ \A1;7,575¦ \A1;3,750¦ \A1;11,325¦
| 1단계_정거장 - 복사본 | 1단계_정거장 - 복사본 | 053. T9203038-012 옴니 안테나 상세도.dwg | 옴니 안테나 상세도¦ NONE¦ 옴니 안테나 상세도¦ S = NONE¦ Unregistered Version - http://www.aidecad.com¦ N Female Connector¦ T¦ 9¦ 2¦ 0¦ 3¦ 0¦ 3¦ 8¦ 0¦ 1¦ 2¦ 공통¦
| 1단계_정거장 - 복사본 | 1단계_정거장 - 복사본 | 080. T9103066-006 902정거장 AFC설비 지하1층 장비배치도 (철거).dwg | C/R¦ 200¦ 600¦ 600¦ 600¦ 600¦ 600¦ 600¦ 600¦ 200¦ 200¦ 200¦ 200¦ 200¦ 200¦ 200¦ 200¦ 900¦ 200¦ 향후 연결통로 설치¦ 국내선청사방향¦ ES.UP¦ ES.DN¦ ES.UP¦ ES.DN¦ DN¦ DN¦ 국내선청사¦ 화장실¦ 상부OPEN¦ 국제선구청사¦ DS¦ DS¦ UP¦ 5호선 김포공항역사¦ UP¦ 장애인용 ¦ ELEV.¦ 급기¦ 배기¦ 26¦ X¦ 25¦ X¦ 24¦ X¦ 23¦ X¦ 22¦ X¦ 21¦ X¦ 20¦ X¦ 19¦ X¦ 18¦ X¦ 17¦ X¦ 15¦ X¦ X¦ 16¦ 15¦ X¦ X¦ 14¦ X¦ 13¦ X¦ 12¦ X¦ 11¦ X¦ 10¦ X¦ 09¦ X¦ 08¦ X¦ 07¦ X¦ 06¦ X¦ 05¦ 00¦ Y¦ 01¦ Y¦ 02¦ Y¦ 03¦ Y¦ 04¦ X¦ 03¦ X¦ 02¦ X¦ 01¦ X¦ X¦ 00¦ X¦ -1¦ X¦ -2¦ X¦ -3¦ Y¦ 04¦ -4¦ X¦ 7500¦ 7500¦ 5060¦ 7500¦ 7500¦ 7500¦ 7500¦ 7500¦ 7500¦ 7500¦ 7500¦ 7500¦ 7500¦ 7500¦ 37800¦ 11790¦ 9020¦ 8840¦ 8150¦ 00¦ Y¦ 01¦ Y¦ 02¦ Y¦ 03¦ Y¦ Y¦ 04¦ A¦ A'¦ A¦ A'¦ P¦ 통신기계실¦ B¦ A¦ SMS¦ I¦ H¦ P¦ D¦ DOWN TO 역무실¦ G¦ C¦ F¦ DUCT(300X35)¦ SMS¦ PB(400X400X300)¦ E¦ P¦ P¦ 200x200x100¦ 200x200x100¦ 역무실¦ B¦ 발매기실¦ 편의점¦ 환급기¦ C¦ K¦ I¦ G¦ J¦ E¦ H¦ F¦ D¦ L¦ A¦ M¦ AAM¦ N¦ O¦ P¦ Detail "A"¦ 역무실¦ 편의점¦ AAM¦ Detail "A"¦ 902정거장 AFC설비 지하1층 장비배치도 (철거)¦ 902정거장 AFC설비 지하1층 장비배치도¦ S = NONE¦ NONE¦ 지하철 902정거장¦ 개화¦ 김포공항¦ 공항시장¦ T¦ 9¦ 1¦ 0¦ 3¦ 0¦ 6¦ 6¦ 6¦ 0¦ 0¦
| 1단계_정거장 - 복사본 | 1단계_정거장 - 복사본 | 042. T7005034-010 916정거장 CCTV,TDI,시계설비 지하3층 철거평면도 (2_2).dwg | G¦ P¦ \A1;7,500¦ \A1;5,000¦ \A1;5,000¦ \A1;5,000¦ \A1;5,000¦ \A1;5,000¦ \A1;5,000¦ \A1;5,000¦ \A1;5,000¦ \A1;5,000¦ \A1;5,000¦ \A1;5,000¦ \A1;5,000¦ \A1;5,000¦ \A1;5,000¦ \A1;5,000¦ \A1;5,000¦ \A1;5,000¦ \A1;5,000¦ \A1;8,750¦ \A1;8,750¦ \A1;8,750¦ \A1;4,375¦ \A1;128,125¦ \A1;7,080¦ \A1;4,950¦ \A1;32,860¦ \A1;7,080¦ \A1;4,950¦ \A1;4,400¦ \A1;4,400¦ B¦ (16) ECX 5C-2Vx1조 (CAMERA)(기존활용)¦ A¦ (16) ECX 5C-2Vx1조 (CAMERA)(기존활용)¦ (28) OF-MM-12Core(난연)x1조 (TDI)¦ (16) UL 2919-AMESB 24AWG 4Px1조 (TDI)¦ (28) FR-CV 3C/4.0㎟x1조 (TDI POWER)¦ MATCH LINE DWG No. "S1-TA-S16-DB-022-0"¦ KEY PLAN¦ X28¦ X25¦ X23¦ X21¦ X19¦ X17¦ X15¦ X13¦ X11¦ X09¦ X08¦ X07¦ X06¦ X27¦ Y00¦ Y01¦ Y03¦ Y05¦ Y06¦ UP¦ UP¦ 승강장¦ 승강장¦ 창고 2¦ 창고 1¦ 내부계단 4¦ 내부계단 5¦ UP¦ UP¦ 916 정거장 ¦ STA.17km956,000¦ (16) UTP Cat.5E 4Px2조 (TDI)¦ (28) FR-CV 3C/4.0㎟x1조 (TDI POWER)¦ (16) UL 2919-AMESB 24AWG 4Px1조 (TDI)¦ (16) ECX 5C-2Vx1조 (CAMERA)(기존활용)¦ (16) ECX 5C-2Vx1조 (CAMERA)(기존활용)¦ (16) UTP Cat.5E 4Px2조 (TDI)¦ (28) FR-CV 3C/4.0㎟x1조 (TDI POWER)¦ (16) UL 2919-AMESB 24AWG 4Px1조 (TDI)¦ UP TO 지하2층¦ TRAY (600x150)¦ UTP Cat.5E 4Px2조 (TDI)¦ FR-CV 3C/4.0㎟x1조 (TDI POWER)¦ UL 2919-AMESB 24AWG 4Px1조 (TDI)¦ ECX 5C-2Vx1조 (CAMERA)(기존활용)¦ B¦ UP TO 지하2층¦ TRAY (900x150)¦ (16) ECX 5C-2Vx1조 (CAMERA)(기존활용)¦ (16) ECX 5C-2Vx1조 (CAMERA)(기존활용)¦ (P21:300x300x200)¦ P-2¦ P-1¦ P-4¦ P-3¦ ECX 5C-2Vx1조 (CAMERA)(기존활용)¦ UP TO 지하2층¦ TRAY (900x150)¦ B¦ (16) ECX 5C-2Vx1조 (CAMERA)(기존활용)¦ (16) ECX 5C-2Vx1조 (CAMERA)(기존활용)¦ (P20:300x300x200)¦ UTP Cat.5E 4Px2조 (TDI)¦ UL 2919-AMESB 24AWG 4Px1조 (TDI)¦ FR-CV 3C/4.0㎟x1조 (TDI POWER)¦ ECX 5C-2Vx1조 (CAMERA)(기존활용)¦ TRAY (600x150)¦ UP TO 지하2층¦ (16) UTP Cat.5E 4Px2조 (TDI)¦ (16) UL 2919-AMESB 24AWG 4Px1조 (TDI)¦ (28) FR-CV 3C/4.0㎟x1조 (TDI POWER)¦ (16) ECX 5C-2Vx1조 (CAMERA)(기존활용)¦ UTP Cat.5E 4Px2조 (TDI)¦ FR-CV 3C/4.0㎟x1조 (TDI POWER)¦ UL 2919-AMESB 24AWG 4Px1조 (TDI)¦ A¦ (28) OF-MM-12Core(난연)x1조 (TDI)¦ (16) UL 2919-AMESB 24AWG 4Px1조 (TDI)¦ (28) FR-CV 3C/4.0㎟x1조 (TDI POWER)¦ UTP Cat.5E 4Px2조 (TDI)¦ UL 2919-AMESB 24AWG 4Px1조 (TDI)¦ FR-CV 3C/4.0㎟x1조 (TDI POWER)¦ (28) FR-CV 3C/4.0㎟x1조 (TDI POWER)¦ (16) UTP Cat.5E 4Px2조 (TDI)¦ (16) UL 2919-AMESB 24AWG 4Px1조 (TDI)¦ ECX 5C-2Vx1조 (CAMERA)(기존활용)¦ B¦ OF-MM-12Core(난연)x1조 (TDI)¦ (28) OF-MM-12Core(난연)x1조 (TDI)¦ (28) OF-MM-12Core(난연)x1조 (TDI)¦ OF-MM-12Core(난연)x1조 (TDI)¦ OF-MM-12Core(난연)x1조 (TDI)¦ (28) OF-MM-12Core(난연)x1조 (TDI)¦ (28) OF-MM-12Core(난연)x1조 (TDI)¦ OF-MM-12Core(난연)x1조 (TDI)¦ (16) UTP Cat.5E 4Px2조 (TDI)¦ (16) UTP Cat.5E 4Px2조 (TDI)¦ NOTE¦ 1. 광케이블, 전원/접지케이블 (OF-SM-4Core, CV 3C/2.5㎟)¦ 3. 승강장 ANT설치위치: 열차 진행방향 정거장 시종점부에 설치¦ 2. 광케이블, 전원/접지케이블 (OF-SM-8Core, CV 3C/2.5㎟)¦ 본선 TRAY 이용¦ OF-SM-4Cx1조 [공간화상)(철거)¦ F-CV 3C/2.5㎟x1조 (공간화상)(철거)¦ 본선 TRAY 이용¦ OF-SM-8Cx1조 [공간화상)(철거)¦ F-CV 3C/2.5㎟x1조 (공간화상)(철거)¦ OF-SM-8Cx1조 [공간화상)(철거)¦ F-CV 3C/2.5㎟x1조 (공간화상)(철거)¦ OF-SM-4Cx1조 [공간화상)(철거)¦ F-CV 3C/2.5㎟x1조 (공간화상)(철거)¦ 본선 TRAY 이용¦ OF-SM-8Cx1조 [공간화상)(철거)¦ F-CV 3C/2.5㎟x1조 (공간화상)(철거)¦ vmh¦ vmh¦ vmh¦ vmh¦ (철거)¦ (철거)¦ 지하철 916정거장¦ 여의도¦ 샛강¦ 노량진¦ 1/400¦ S = 1 / 400¦ 916정거장 CCTV,TDI,시계설비 지하3층 철거평면도(2/2)¦ 916정거장 CCTV,TDI,시계설비 지하3층¦ 철거평면도(2/2)¦ T¦ 7¦ 0¦ 0¦ 5¦ 0¦ 3¦ 4¦ 0¦ 1¦ 0¦ CCTV(기존동축활용)¦ P¦
| 1단계_정거장 - 복사본 | 1단계_정거장 - 복사본 | 048. T4009934-009 종합관리 및 복지후생동 열차무선설비 지붕 및 옥탑층 평면도.dwg | S = 1/150¦ \A1;7,700¦ \A1;67,100¦ \A1;6,600¦ \A1;6,600¦ \A1;6,600¦ \A1;6,600¦ \A1;6,600¦ \A1;6,600¦ \A1;6,600¦ \A1;6,600¦ \A1;6,600¦ \A1;2,100¦ \A1;7,500¦ \A1;7,500¦ \A1;27,900¦ \A1;3,300¦ \A1;1,800¦ \A1;7,500¦ \A1;5,500¦ \A1;3,200¦ \A1;3,400¦ \A1;7,700¦ \A1;4,000¦ \A1;4,000¦ \A1;200¦ \A1;700¦ \A1;230¦ \A1;230¦ T¦ 0¦ 0¦ 0¦ 0¦ 0¦ 0¦ 0¦ 0¦ 0¦ 0¦ DN¦ CoolingTower공간¦ 실외기 공간¦ 실외기 공간¦ 조경 공간¦ X01¦ X02¦ X03¦ X04¦ X05¦ X06¦ X07¦ X08¦ X09¦ X10¦ X11¦ Y01¦ Y02¦ Y04¦ Y05¦ Y06¦ Y03¦ SLOPE1/100¦ SLOPE1/100¦ SLOPE1/100¦ SLOPE1/100¦ SLOPE1/100¦ SLOPE1/100¦ SLOPE1/100¦ SLOPE1/100¦ 신축줄눈¦ 계단실-1¦ (T에폭시코팅)¦ A¦ D¦ C¦ H¦ 창고¦ T3에폭시코팅/문양페인트마감¦ 위성 ANT¦ 옥상의 안테나 기초대는 건축에서¦ NOTE¦ 시공토록 한다. (설치상세도 참조)¦ DOWN TO 지상5층 EPS실¦ FR-CVVSB 4C/1.5㎟x1조 (전기시계 GPS ANT)¦ FR-HFC-22Dx7조 (열차무선 ANT)¦ FR-CVVS 2C/1.5㎟x2조 (옥상 혼형 스피커)¦ 10C-HFBTx1조 (방송설비 위성ANT)¦ 10C-HFBTx1조 (TV공시청 위성ANT)¦ 10C-HFBTx1조 (TV공시청 ANT]¦ 10C-HFBTx1조 (방송설비 FM ANT]¦ FR-CV 3C/4.0㎟x1조 (전기시계 GPS ANT)¦ F-GV 16㎟x2조 (ANT접지)¦ 개구부¦ TV 공시청 ANT¦ 열차무선 ANT¦ 2D¦ HFC-12D-FR(신설)¦ HFC-12D-FR(DU용GPS)¦ 종합관리 및 복지후생동 구내통신설비 지붕및옥탑층 평면도¦ S = 1/300¦ 1/300¦ 차량기지¦ T¦ 4¦ 0¦ 0¦ 9¦ 9¦ 3¦ 4¦ 0¦ 0¦ 9¦ 종합관리 및 복지후생동 열차무선설비 지붕 및 옥탑층 평면도¦
| 1단계_정거장 - 복사본 | 1단계_정거장 - 복사본 | 021. T7001034-005 901정거장 전화설비 지상1층 철거평면도 (1_2).dwg | \A1;116,000¦ \A1;10,000¦ \A1;10,000¦ \A1;10,000¦ \A1;10,000¦ \A1;10,000¦ \A1;10,000¦ \A1;10,000¦ \A1;10,000¦ \A1;10,000¦ \A1;10,000¦ \A1;10,000¦ \A1;5,000¦ \A1;4,000¦ \A1;1,000¦ \A1;5,290¦ \A1;5,290¦ \A1;10,580¦ \A1;8,000¦ \A1;2,000¦ 1. 음향유도기 전원은 전기콘센트를 이용한다.¦ NOTE¦ 2. 증폭기전원은 전기콘센트를 이용한다.¦ 3. 통신기계실 및 안전관리실 MAIN 분전반은 전기에서 설치한다.¦ DN¦ UP¦ DN¦ SLOPE¦ KEY PLAN¦ MATCH LINE DWG No. "S1-TA-S01-DB-009-0"¦ 승강장¦ SLOPE¦ Y01a¦ 출입제한 지정휀스설치¦ X00¦ X01¦ X02¦ X03¦ X04¦ X05¦ X06¦ X07¦ X08¦ X09¦ X11¦ X10¦ 901 정거장¦ STA. 0Km 300.000¦ UTP 25P¦ [TB No.7]¦ (22) UTP Cat.5 4Px3조 (승강장 공중전화)¦ UTP Cat.5E 4Px1조 (승강장 INT)¦ UTP Cat.5 4Px3조 (승강장 공중전화)¦ TRAY (200x100)¦ (16) UTP Cat.5E 4Px1조 (승강장 INT)¦ 공중전화¦ UTP Cat.5E 4Px2조 (승강장 INT)¦ UTP Cat.5E 4Px3조 (승강장 공중전화)¦ (16) UTP Cat.5E 4Px1조 (승강장 INT)¦ UTP Cat.5E 4Px1조 (승강장 INT)¦ TRAY (200x100)¦ TRAY (200x100)¦ 3.3¦ 2.2¦ TRAY (200x100)¦ 901정거장 전화설비 지상1층 철거평면도 (1/2)¦ S = 1/400¦ 지하철 901정거장¦ 개화¦ 김포공항¦ 1/400¦ 901정거장 전화설비 지상1층 철거평면도(1/2) ¦ T¦ 7¦ 0¦ 0¦ 1¦ 0¦ 3¦ 4¦ 0¦ 0¦ 5¦ (기설활용)¦ INT¦
| 1단계_정거장 - 복사본 | 1단계_정거장 - 복사본 | 063. T7009934-002 903정거장 출입통제설비 지하1층 평면도-2.dwg | C/R¦ CCTV¦ ACU¦ KEY PLAN¦ \A1;7450¦ \A1;23600¦ \A1;7450¦ \A1;4350¦ \A1;4350¦ L¦ \A1;7,500¦ \A1;7,500¦ \A1;7,500¦ \A1;7,500¦ \A1;7,500¦ \A1;7,500¦ \A1;7,500¦ \A1;5,000 ¦ \A1;5,000 ¦ \A1;5,000 ¦ \A1;5,000 ¦ \A1;5,000 ¦ DN¦ DN¦ E/V¦ DN¦ E/V¦ E/V¦ UP¦ UP¦ UP¦ UP¦ 비품창고¦ 편 의 점¦ 발매기실¦ 발매기실 창고¦ 안전관리실¦ 내부계단¦ 통신기계실¦ 용역원대기실¦ 이동통신¦ 기계실¦ 복 도¦ 용역창고¦ (16) UTP Cat.5E 4Px2조 (출입통제)¦ TRAY (600x150)¦ DOWN TO 지하2층¦ UTP Cat.5E 4Px2조x2 (출입통제)¦ UTP Cat.5E 4Px2조 (출입통제)¦ DOWN TO 통신기계실 ACCESS FLOOR¦ TRAY (600x150)¦ MATCH LINE DWG No. "S1-TA-S03-DB-025-1.dwg"¦ (16) UTP Cat.5E 4Px2조 (출입통제)¦ UTP Cat.5E 4Px2조x5 (출입통제)¦ 903정거장 출입통제설비 지하1층 평면도 (2/2)¦ S = 1 / 400¦ Y04¦ Y03¦ Y02¦ Y01¦ Y00¦ UTP Cat.5E 4Px2조x3 (출입통제)¦ UTP Cat.5E 4Px2조x4 (출입통제)¦ UTP Cat.5E 4Px2조x5 (출입통제)¦ UTP Cat.5E 4Px2조 (출입통제)¦ X19¦ X13¦ X14¦ X15¦ X16¦ X17¦ X18¦ X24¦ X20¦ X21¦ X22¦ X23¦ X25¦ X26¦ 903정거장 출입통제설비 지하1층 평면도 (2/2)¦ 1 / 400¦ 지하철 903정거장¦ 김포공항¦ 공항시장¦ 신방화¦ T¦ 7¦ 0¦ 0¦ 9¦ 9¦ 3¦ 4¦ 0¦ 0¦ 2¦ P¦
| 1단계_정거장 - 복사본 | 1단계_정거장 - 복사본 | 108. T9203079-007 관제센터 랙 배치도.dwg | 관제센터 랙 배치도¦ NONE¦ 관제센터 랙 배치도¦ S = NONE¦ PDP¦ PDP¦ 보안장비¦ 백본스위치¦ 백본스위치¦ OFD 랙¦ MDF 랙 (기설)¦ 기지국장치 랙¦ 스위치 랙¦ 서버랙#2¦ 거점노드 백본 랙¦ 통신관제 백본 랙¦ 관제액세스백본 랙¦ 서버랙#1¦ EPC랙¦ 보안장비¦ 스위치¦ 스위치¦ 정류기¦ DU_A¦ PDP¦ DU_B¦ OPDP¦ RRU¦ PDP¦ VTS 서버¦ VTS 서버¦ IMS(CALL) 서버 #1¦ MGW#1¦ KVM¦ MGW#2¦ PTT서버#1¦ PTT서버-IM #1¦ 저장서버#1¦ 지령서버#1¦ PTT서버#2¦ PTT서버-IM #2¦ 저장서버#2¦ 백신서버_PC¦ PDP¦ 메시징서버 #1¦ 메시징EMS서버¦ KVM¦ 메시징서버 #2¦ NAS Storage¦ 백업서버¦ 행선안내,Ebook¦ MDM DB 서버¦ 백업NAS스토리지¦ MDM 서버¦ L2 스위치 ¦ L2 스위치 ¦ PDP¦ EMS-NW(서버)¦ EMS-R¦ KVM¦ 가입자 관리장치¦ EPC 저장¦ EMS-C¦ L3 스위치¦ EPC서버#1¦ L2 스위치 ¦ L2 스위치 ¦ NMS-서버¦ L3 스위치¦ EPC서버#2¦ MDF¦ MDF¦ MDF¦ MDF¦ MDF¦ OFD¦ OFD¦ OFD¦ OFD¦ OFD¦ MDF¦ OFD¦ OFD¦ OFD¦ PDP¦ 보안장비¦ 백본스위치¦ 백본스위치¦ PDP¦ 보안장비¦ 백본스위치¦ 백본스위치¦ 서버랙#1 ¦ EPC랙 ¦ 관제액세스 백본 랙 ¦ 통신관제 백본 랙 ¦ 거점노드 ¦ 스위치 랙 ¦ 서버랙#2 ¦ 기지국장치 랙 ¦ OFD 랙 ¦ MDF 랙 ¦ UPS¦ GND¦ OJCx32¦ OJCx40¦ OJCx16¦ OJCx10¦ OJCx40¦ OJCx28¦ OJCx10¦ OJCx8¦ OJCx8¦ OJCx8¦ OJCx4¦ UTP Cat6 25Px64¦ HFCO 2C/4㎟¦ HFCO 2C/4㎟¦ HFCO 2C/4㎟¦ HFCO 2C/4㎟¦ HFCO 2C/4㎟¦ HFCO 2C/4㎟¦ HFCO 2C/4㎟¦ HFCO 2C/4㎟¦ F-GV 16㎟¦ F-GV 16㎟¦ F-GV 16㎟¦ F-GV 16㎟¦ F-GV 16㎟¦ F-GV 16㎟¦ F-GV 16㎟¦ F-GV 16㎟¦ F-GV 16㎟¦ 백본 랙 ¦ \pi-12,l16,t16;* 예시도면이며 제조사별 구성도 다를 수 있음.¦ RRU 정류기¦ \pi-12,l16,t16;* 랙 내 접지바에서 장치간 접지 연결.¦ OPDP¦ OPDP¦ RRU 1¦ RRU 2¦ 시리얼 장치 2¦ 시리얼 장치 1¦ RRU 3¦ RRU 4¦ IMS(CALL) 서버 #2¦ 스위치¦ 스위치¦ T¦ 9¦ 2¦ 0¦ 3¦ 0¦ 7¦ 9¦ 0¦ 0¦ 7¦ CCC¦ 901¦
| 1단계_정거장 - 복사본 | 1단계_정거장 - 복사본 | 006. T1001026-002 919정거장 CIRCUIT WIRING SYSTEM DIAGRAM_철거.dwg | KT¦ IP¦ G¦ D¦ C/R¦ T¦ 0¦ 0¦ 0¦ 0¦ 0¦ 0¦ 0¦ 0¦ 0¦ 0¦ 통신기계실¦ 통신기계실¦ 안전관리실¦ 소방외부 무선통신 보조설비¦ 경찰통신설비¦ O/F(SM) FM RADIO¦ POWER DISTRIBUTION¦ O/F(SM)¦ O/F(SM)¦ FM 광전송장치¦ UPS¦ EQUIP¦ MULTI¦ COMM¦ CCTV¦ 광화상전송장치¦ MATRIX¦ RACK¦ TV 광전송장치¦ 부모시계¦ To: NEXT STATION¦ O/F(SM)¦ O/F(SM)¦ To: KT¦ DATA¦ M/D¦ E¦ Ports¦ T¦ SUB ADM¦ TEL¦ SPCM¦ KT¦ 전력사령¦ 방재사령¦ 통신사령¦ FAX¦ Data Line (전력)¦ Data Line¦ Data Line¦ Data Line¦ Data Line (AFC)¦ Data Line (통신)¦ Data Line (방재)¦ Data Line (운전)¦ SMS¦ AGM¦ AAM¦ ATVM¦ IP¦ P.A AMP¦ x2¦ x2¦ x2¦ 지하1층 (대합실) x 41¦ 지하2층 (승강장상선) x 21¦ G¦ G¦ G¦ G¦ G¦ 지하2층 (승강장상선) x 2¦ 지하2층 (승강장하선) x 2¦ PAN/TILT x 2¦ 지하1층 (대합실) x 20 , G.L ELEV x 2¦ 지하1층 (기능실) x 2¦ 지하2층 (승강장 상,하선) x 6¦ CCTV¦ CONSOLE¦ 지하1층¦ (복합통신ANT)¦ 무선통신 보조설비¦ HFC-22D-FR¦ HFC-12D-FR¦ 본선터널 (승강장) RFCL-42D-광대역¦ 본선터널 (승강장) RFCL-42D-광대역¦ D¦ POWER LINE¦ INT¦ T¦ T¦ x5¦ x2¦ x11¦ x2¦ L¦ O¦ x2¦ T¦ T¦ x10¦ x2¦ x2¦ x8 ¦ 인터폰¦ 모장치¦ 배 선 반¦ 지하2층 (승강장하선) x 21¦ x2¦ 출입통제¦ C/R¦ C/R¦ C/R¦ C/R¦ 운전사령¦ Data Line¦ 열차무선¦ C¦ O/F(SM) 열차무선¦ Data Line¦ 소방외부¦ E¦ T¦ L¦ O¦ x2¦ x2¦ 공조기계실-1¦ 공조기계실-2¦ 이동통신기계실¦ Callphone¦ 전기실¦ 기능실복도¦ 발매기실¦ 화장실 (남,여)¦ 장애자화장실¦ 임대상가¦ ELEV, 화장실¦ 용역원대기실¦ PSD실 (상선)¦ PSD실 (하선)¦ 편의점¦ 비상전원실¦ 지하1층 (대합실)¦ 승강장 INT¦ x4¦ x3¦ INT¦ x6¦ 비품창고¦ &¦ (VOICE)¦ FXO/FXS¦ Ethernet Port¦ IP¦ 본선터널 (승강장) RFCL-42D-광대역¦ 본선터널 (승강장) RFCL-42D-광대역¦ D¦ 공간화상 [승강장 차량기지방향] x 1¦ 공간화상 [승강장 강남방향] x 1¦ 용역창고¦ 환급기¦ CCTV¦ 광화상전송장치¦ MATRIX¦ RACK¦ TV 광수신기¦ DATA¦ M/D¦ E¦ Ports¦ T¦ &¦ (VOICE)¦ SUB ADM¦ TEL¦ SPCM¦ 전력사령¦ 통신사령¦ Data Line (전력)¦ Data Line¦ Data Line¦ Data Line¦ Data Line (AFC)¦ Data Line (통신)¦ Data Line (방재)¦ Data Line (운전)¦ P.A AMP¦ L¦ O¦ 배 선 반¦ 출입통제¦ 운전사령¦ E¦ T¦ L¦ O¦ Data Line (신호)¦ FXO/FXS¦ Ethernet Port¦ MULTI¦ COMM¦ EQUIP¦ FM광전송장치¦ 열차무선¦ O/F(SM) FM RADIO, 지상파DMB¦ 소방외부 무선통신 보조설비¦ 소방 무선통신 보조설비¦ 철거¦ 철거¦ 철거¦ 철거¦ 919정거장 CIRCUIT WIRING SYSTEM DIAGRAM / 철거¦ 919정거장 CIRCUIT WIRING SYSTEM DIAGRAM / 철거¦ S = NONE¦ NONE¦ 노들¦ 중앙대입구¦ 동작¦ T¦ 1¦ 0¦ 0¦ 1¦ 0¦ 2¦ 6¦ 0¦ 0¦ 2¦
| 1단계_정거장 - 복사본 | 1단계_정거장 - 복사본 | 018. T7001034-002 901정거장 전화설비 지상1층 신설평면도 (2_2).dwg | INT¦ H¦ \A1;6,000¦ \A1;4,500¦ \A1;12,200¦ \A1;25,000¦ \A1;5,000¦ \A1;10,000¦ \A1;10,000¦ \A1;10,000¦ \A1;8,000¦ \A1;8,000¦ \A1;6,980¦ \A1;5,200¦ \A1;26,000¦ \A1;9,060¦ \A1;10,580¦ \A1;6,360¦ \A1;8,000¦ \A1;8,000¦ \A1;8,000¦ \A1;8,000¦ \A1;8,000¦ \A1;8,000¦ \A1;8,000¦ \A1;8,000¦ \A1;8,000¦ \A1;90,200¦ \A1;7,800¦ \A1;3,200¦ \A1;5,000¦ \A1;7,800¦ \A1;3,200¦ \A1;5,000¦ \A1;200¦ \A1;200¦ \A1;4,000¦ \A1;4,000¦ \A1;4,000¦ \A1;4,000¦ \A1;4,000¦ \A1;4,000¦ \A1;4,000¦ \A1;4,000¦ \A1;4,000¦ \A1;4,000¦ \A1;4,000¦ \A1;3,800¦ 1. 음향유도기 전원은 전기콘센트를 이용한다.¦ NOTE¦ 2. 증폭기전원은 전기콘센트를 이용한다.¦ 3. 통신기계실 및 안전관리실 MAIN 분전반은 전기에서 설치한다.¦ DN¦ UP¦ DN¦ SLOPE¦ KEY PLAN¦ MATCH LINE DWG No. "S1-TA-S01-DB-008-0"¦ Y00¦ Y01¦ Y02¦ Y03¦ Y04¦ X14¦ X15¦ X16¦ X17¦ X18¦ X19¦ X20¦ X21¦ X22¦ X23¦ 정거장¦ 승강장¦ Y01a¦ 승강장¦ UP¦ UP¦ 복 도¦ 비품창고¦ 휴게공간¦ 방범셔터설치¦ 내부계단 1¦ UP¦ 물탱크실¦ 상부벽체선¦ 지정형 휀스선¦ DN¦ UP¦ UP¦ 내부계단 2¦ VOID¦ 창 고¦ 방범 셔터 설치¦ 부 출입구¦ 상부 캐노피¦ DN¦ SST PIPE¦ Φ-100X100X3.2T¦ 방청/ 조합페인트3회¦ 상부 벽체선¦ X12¦ X13¦ UP¦ UP¦ UP¦ 홀¦ 주 출입구¦ 방범셔터설치¦ 상부 연결통로선¦ 상부 벽체선¦ DN¦ 지정형 휀스선¦ DN¦ DN¦ UP¦ DN¦ SLOPE¦ X23¦ X24¦ X25¦ 캐노피형 자전거 보관소(30대)¦ DN¦ DN¦ (P8:400x400x200)¦ 인터폰선 0.6x2Px3조 (INT)¦ DOWN TO CP PANEL¦ 인터폰선 0.6x2Px3조 (INT)¦ DOWN TO CP PANEL¦ UTP Cat.5E 4Px3조 (승강장 INT)¦ UTP Cat.5E 4Px3조 (승강장 공중전화)¦ TRAY (300x100)¦ UP TO 지상 2층¦ (22) UTP Cat.5E 4Px3조 (승강장 INT)¦ (22) UTP Cat.5E 4Px3조 (승강장 공중전화)¦ (16) UTP Cat.5E 4Px1조 (승강장 INT)¦ UTP Cat.5E 4Px2조 (승강장 INT)¦ UTP Cat.5E 4Px3조 (승강장 공중전화)¦ To: 공동구¦ (54)x2 SPARE (KT.LINE)¦ (P11:200x200x100)¦ (P9:200x200x100)¦ (P10:100x100x100)¦ (36) UTP Cat.5E 25Px1조 (임대상가)¦ UTP 25P¦ [TB No.6]¦ (P7:400x400x200)¦ UTP Cat.5E 4Px3조 (승강장 INT)¦ UTP Cat.5E 4Px3조 (승강장 공중전화)¦ TRAY (200x100)¦ TRAY (200x100)¦ UP TO 통신기계실¦ TRAY (200x100)¦ UTP Cat.5E 4Px3조 (승강장 INT)¦ UTP Cat.5E 4Px3조 (승강장 공중전화)¦ TRAY (300x100)¦ (36) UTP Cat.5E 25Px1조 (임대상가)¦ 1.1¦ 임대상가¦ 임대상가¦ 임대상가¦ 임대상가¦ 1. 일반교환기에 수용된 전화기는 안전관리실만 IP전화기로 교체한다.¦ NOTE¦ 2. 콜폰, E/L폰, 승강장 비상통화장치도 교체한다.¦ 3. 전화 및 인터폰 구간의 배선배관은 기존활용한다.¦ 901정거장 전화설비 지상1층 신설평면도 (2/2)¦ S = 1 / 400¦ 지하철 901정거장¦ 개화¦ 김포공항¦ 1/400¦ 901정거장 전화설비 지상1층 신설평면도(2/2)¦ T¦ 7¦ 0¦ 0¦ 1¦ 0¦ 3¦ 4¦ 0¦ 0¦ 2¦ (기설활용)¦ P¦
| 1단계_정거장 - 복사본 | 1단계_정거장 - 복사본 | 049. T9103066-001 909정거장 통신기계실 기기배치도 및 바닥 TRAY 설치도.dwg | \A1;6,100¦ S = 1/50¦ \A1;2,311¦ \A1;600¦ \A1;800¦ \A1;1,042¦ \A1;800¦ \A1;1,046¦ \A1;7,608¦ \A1;4,904¦ \A1;6,657¦ \A1;863¦ \A1;761¦ \A1;1,179¦ \A1;2,950¦ \A1;1,181¦ \A1;2,685¦ \pi49.321;{\C0;접지단자함}¦ L-C¦ \A1;1,300¦ \A1;3,300¦ \A1;719¦ \A1;1,560¦ TRAY 설치도¦ 906정거장 통신기계실 기기배치도 및 바닥¦ -¦ T¦ 0¦ 0¦ 0¦ 0¦ 0¦ 0¦ 0¦ 0¦ 0¦ 0¦ : 철거¦ \A1;700¦ \A1;700¦ OFD 랙¦ 기지국¦ 역사노드¦ 스위치 ¦ MDF 랙¦ 장치 랙¦ 백본 랙¦ 랙¦ OFD 랙¦ 기지국장치 랙¦ 역사노드백본 랙¦ 스위치 랙¦ MDF 랙¦ 통신기계실¦ X01¦ Y00¦ UPS¦ ATS&AVR&DIST¦ BATT¦ MDF¦ ADM¦ MUX¦ 대열차¦ 전송¦ CCTV¦ CCTV¦ PA¦ PA¦ 사령¦ 전화¦ CLOCK¦ 복합¦ 통신¦ SOR¦ 냉¦ 장 비 명¦ Equipment Schedule¦ 규 격 (W x D x H)¦ 냉난방기 (기계설비)¦ UPS(15KVA)¦ 1,272 x 500 x 2200¦ 600 x 300 x 2200¦ 701.5 x 750 x 2200¦ 575 x 600 x 1920¦ 600 x 750 x 1800¦ 570 x 650 x 1913¦ 600 x 750 x 1800¦ 1,100 x 500¦ 800 x 950 x 1800¦ ATS&AVR&DIST¦ BATTERY¦ 1000 x 950 x 1800¦ 1600 x 950 x 1800¦ 장 비 명¦ 규 격 (W x D x H)¦ 배선반(MDF)¦ 전송장비(ADM+MUX) ¦ 화상설비(CCTV) ¦ 방송설비(PA)¦ 전기시계설비(CLOCK) ¦ 종합무선 중계설비(복합통신)¦ 열차무선설비(SOR) ¦ 사령전화역장치¦ 대열차공간화상설비(지상)¦ 600 x 600 x 800¦ 600 x 750 x 2200¦ 행선안내¦ 1200x750x1000¦ 설비자동제어반¦ 화재탐지반¦ 조명제어반¦ CCTV 및 통신종합집중관리반¦ PSD 제어반¦ SMS¦ PRINTER¦ 종합집중관리 설비 콘솔1¦ 종합집중관리 설비 콘솔2¦ 1000x600x1600¦ 1800x600x1600¦ 600x600x1600¦ 2652x600x1600¦ 800x800x2000¦ 650x800x1000¦ 700x800x750¦ 600x600x1600¦ 600x600x1600¦ 난¦ 방¦ 기¦ G¦ T¦ B¦ DUCT (150x100)¦ \pi49.321;{\C0;접지단자함}¦ L-C¦ 교통¦ 방송¦ OFD 랙¦ 기지국¦ 역사노드¦ 장치 랙¦ 백본 랙¦ 600x600x2200¦ 600x600x2200¦ 600x600x2200¦ OFD 랙¦ 역사노드백본 랙¦ 기지국장치 랙¦ 신설 TRAY (150x100)¦ 909정거장 통신기계실 기기배치도 및 바닥 TRAY 설치도¦ S = 1 / 100¦ 1/100¦ 가양¦ 등촌¦ 염창¦ TRAY 설치도¦ 909정거장 통신기계실 기기배치도 및 바닥¦ T¦ 9¦ 1¦ 0¦ 3¦ 0¦ 6¦ 6¦ 0¦ 0¦ 1¦ \A1;4,850¦ \A1;5,089¦ \A1;9,939¦
| 1단계_정거장 - 복사본 | 1단계_정거장 - 복사본 | 005. T1001026-001 903정거장 CIRCUIT WIRING SYSTEM DIAGRAM_신설.dwg | KT¦ IP¦ G¦ D¦ T¦ 0¦ 0¦ 0¦ 0¦ 0¦ 0¦ 0¦ 0¦ 0¦ 0¦ 통신기계실¦ 통신기계실¦ 임대상가¦ 안전관리실¦ 이동통신기계실¦ 용역원 대기실,창고¦ 냉각탑실¦ 비품/승차권 창고¦ 편의점¦ 발매기실¦ 변전실¦ 운영원 대기실¦ 비상전원실¦ 창고(지하2층)¦ 전기실¦ ELEV¦ PSD실(상선)¦ 소방외부 무선통신 보조설비¦ 경찰통신설비¦ O/F(SM) FM RADIO¦ POWER DISTRIBUTION¦ O/F(SM)¦ O/F(SM)¦ UPS¦ EQUIP¦ MULTI¦ COMM¦ CCTV¦ 광화상전송장치¦ MATRIX¦ RACK¦ H/E¦ 부모시계¦ To: NEXT STATION¦ O/F(SM)¦ O/F(SM)¦ To: KT¦ 배 선 반¦ M/D¦ KT¦ 전력사령¦ 운전사령¦ 방재사령¦ 통신사령¦ FAX¦ Data Line (전력)¦ Data Line¦ Data Line (AFC)¦ Data Line (통신)¦ Data Line (방재)¦ Data Line (운전)¦ SMS¦ AGM¦ AAM¦ ATVM¦ IP¦ 인터폰¦ 모장치¦ P.A AMP¦ x2¦ x7¦ 지하4층 (승강장상선) x 21¦ 지하4층 (승강장하선) x 21¦ G¦ G¦ G¦ G¦ G¦ 지하4층 (승강장상선) x 2¦ 지하4층 (승강장하선) x 2¦ CCTV¦ CONSOLE¦ 지하1층¦ (복합통신ANT)¦ 소방 무선통신 보조설비¦ HFC-22D-FR¦ HFC-12D-FR¦ D¦ POWER LINE¦ INT¦ T¦ 공조기계실-1¦ x2¦ x9¦ x2¦ x2¦ 기능실복도(지하1층)¦ 지하2,3층¦ (복합통신ANT)¦ HFC-12D-FR¦ x2¦ 지하2층 (대합실) x 17¦ 지하3층 (대합실) x 22, 벽부형 x 7¦ x2¦ 7x¦ 화장실(남)¦ 화장실(여)¦ 장애인화장실¦ 공조기계실-2¦ PSD실(하선)¦ 지하1층(대합실)¦ 승강장 INT¦ x2¦ x2¦ T¦ x2¦ x2¦ T¦ T¦ x2¦ T¦ x4¦ x2¦ x2¦ INT¦ x6¦ x2¦ 출입통제¦ O/F(SM) 열차무선 / DU¦ C/R¦ C/R¦ C/R¦ C/R¦ C/R¦ INT¦ x6¦ x2¦ x2¦ 903정거장 CIRCUIT WIRING SYSTEM DIAGRAM / 신설¦ S = NONE¦ Data Line¦ Data Line¦ Data Line¦ 지하1층 (대합실) x 38¦ IP¦ D¦ 기능실복도(지하2층)¦ x3¦ 환급기¦ 통신장치¦ IP MPLS¦ 역사백본¦ 시리얼 ¦ FXO/FXS¦ Ethernet¦ L3 Switch¦ 신설¦ O/F(SM) 인접역¦ 신설¦ 열차무선 RRU¦ LTE-R¦ FM/DMB¦ 광전송장치¦ 통신기계실¦ 소방외부 무선통신 보조설비¦ 경찰통신설비¦ O/F(SM) FM RADIO¦ POWER DISTRIBUTION¦ O/F(SM)¦ O/F(SM)¦ UPS¦ EQUIP¦ MULTI¦ COMM¦ CCTV¦ 광화상전송장치¦ MATRIX¦ RACK¦ H/E¦ 부모시계¦ To: NEXT STATION¦ O/F(SM)¦ O/F(SM)¦ To: KT¦ 배 선 반¦ M/D¦ 전력사령¦ 운전사령¦ 방재사령¦ 통신사령¦ FAX¦ Data Line¦ P.A AMP¦ 소방 무선통신 보조설비¦ HFC-22D-FR¦ HFC-12D-FR¦ POWER LINE¦ HFC-12D-FR¦ 출입통제¦ O/F(SM) 열차무선 / DU¦ C¦ Data Line¦ 통신장치¦ IP MPLS¦ 역사백본¦ 시리얼 ¦ FXO/FXS¦ Ethernet¦ L3 Switch¦ 신설¦ O/F(SM) 인접역¦ 신설¦ 열차무선 RRU¦ LTE-R¦ FM/DMB¦ 광전송장치¦ C¦ O/F(SM) 인접역¦ OF-SM-8C(난연),FR-CV 3c/4.0㎟¦ 본선터널 (승강장) RFCL-42D-광대역¦ 본선터널 (승강장) RFCL-42D-광대역¦ UTP Cat. 5E4P¦ 본선터널 (승강장) RFCL-42D-광대역¦ 본선터널 (승강장) RFCL-42D-광대역¦ 승강장모니터(상선)¦ UTP Cat. 5E4P¦ OF-SM-8C(난연),FR-CV 3c/4.0㎟¦ 승강장모니터(하선)¦ OF-SM-8C(난연),FR-CV 3c/4.0㎟¦ OF-SM-8C(난연),FR-CV 3c/4.0㎟¦ 903정거장 CIRCUIT WIRING SYSTEM DIAGRAM / 신설¦ NONE¦ 김포공항¦ 공항시장¦ 신방화¦ T¦ 1¦ 0¦ 0¦ 1¦ 0¦ 2¦ 6¦ 0¦ 0¦ 1¦
| 1단계_정거장 - 복사본 | 1단계_정거장 - 복사본 | 033. T7005034-001 916정거장 CCTV,TDI,시계설비 지하1층 신설평면도.dwg | \A1;10,000¦ \A1;7,500¦ \A1;7,500¦ \A1;5,000¦ \A1;10,000¦ \A1;10,000¦ \A1;10,000¦ \A1;5,000¦ \A1;65,000¦ \A1;7,080¦ \A1;4,950¦ \A1;32,860¦ \A1;7,080¦ \A1;4,950¦ \A1;4,400¦ \A1;4,400¦ {\C256;vmh}¦ P¦ TRAY (300x100)¦ UTP CAT.5E 25Px1조 (CONSOLE)¦ UTP CAT.5E 4Px4조 (CONSOLE)¦ FR-CV 3C/6.0㎟x1조 (LSE POWER)¦ UTP Cat.5E 4Px2조 (CL POWER)(신설)¦ F-CV 3C/2.5㎟x1조 (공간화상)(기존활용)¦ OF- SM-4Cx1조 (공간화상)(기존활용)¦ UTP Cat.5E4Px15조 (CAMERA)(신설)¦ OF-SM-8C(난연)x10조(신설) ¦ FR-CV 3C/4.0㎟x10조(신설) ¦ OF-SM-8C(난연)x2조(승강장모니터)(신설) ¦ FR-CV 3C/4.0㎟x2조(승강장모니터)(신설) ¦ KEY PLAN¦ X01¦ X00¦ X-01¦ X-02¦ X-03¦ X-04¦ X-05¦ X-06¦ X-07¦ X-08¦ Y00¦ Y01¦ Y03¦ Y05¦ Y06¦ DN¦ DN¦ 공조기계실 1¦ OPEN¦ 내부계단 1¦ 내부계단 2¦ 통로¦ 장애자용¦ 훨체어리프트¦ DOWN TO 지하2층¦ ELE-9¦ (16) UTP Cat.5E4Px1조 (CAMERA)¦ (16) OF-SM-8C(난연)x1조(CAMERA) ¦ (16) FR-CV 3C/4.0㎟x1조(CAMERA) ¦ 지하철 916정거장¦ 여의도¦ 샛강¦ 노량진¦ 1/400¦ S = 1 / 400¦ 916정거장 CCTV,TDI,시계설비 지하1층 신설평면도¦ 916정거장 CCTV,TDI,시계설비 지하1층¦ 신설평면도¦ T¦ 7¦ 0¦ 0¦ 5¦ 0¦ 3¦ 4¦ 0¦ 0¦ 1¦ CCTV(기존동축활용)¦ \A1;10,300¦
| 1단계_정거장 - 복사본 | 1단계_정거장 - 복사본 | 031. T7005034-002 919정거장 CCTV,TDI,시계설비 지하1층 신설평면도 (2_2).dwg | {\C0;vmh}¦ CONSOLE¦ \A1;4,250¦ \A1;3,100¦ \A1;5,000¦ \A1;5,000¦ \A1;3,750¦ \A1;7,500¦ \A1;7,500¦ \A1;7,500¦ \A1;7,500¦ \A1;7,500¦ \A1;7,500¦ \A1;7,500¦ \A1;7,500¦ \A1;5,000¦ \A1;5,000¦ \A1;5,000¦ \A1;5,000¦ \A1;23,200¦ \A1;13,600¦ \A1;4,250¦ \A1;7,350¦ \A1;7,350¦ \A1;4,250¦ \A1;7,100¦ \A1;6,500¦ L¦ L1¦ TRAY (300x100)¦ UTP CAT.5E 25Px1조 (CONSOLE)¦ UTP CAT.5E 4Px4조 (CONSOLE)¦ FR-CV 3C/6.0㎟x1조 (LSE POWER)¦ UTP Cat.5E 4Px2조 (CL POWER)(신설)¦ F-CV 3C/2.5㎟x1조 (공간화상)(기존활용)¦ OF- SM-4Cx1조 (공간화상)(기존활용)¦ UTP Cat.5E4Px15조 (CAMERA)(신설)¦ OF-SM-8C(난연)x10조(신설) ¦ FR-CV 3C/4.0㎟x10조(신설) ¦ OF-SM-8C(난연)x2조(승강장모니터)(신설) ¦ FR-CV 3C/4.0㎟x2조(승강장모니터)(신설) ¦ C/R¦ KEY PLAN¦ E/V¦ E/V¦ A¦ D¦ E¦ F¦ G¦ I¦ MATCH LINE DWG No. "S1-TA-S19-DB-017-0"¦ 지상E/L¦ ELE-4¦ 지상E/L¦ (P24:200x200x100)¦ ELE-6¦ (P13:300x300x200)¦ (P11:300x300x200)¦ (P10:200x200x100)¦ (P12:200x200x100)¦ (P156:200x200x100)¦ (P20:200x200x100)¦ (P19:150x150x200)¦ (P21:200x200x100)¦ (P26:200x200x100)¦ (P27:200x200x100)¦ (P28:200x200x100)¦ (P30:200x200x100)¦ (P29:200x200x100)¦ (P31:200x200x100)¦ (P23:300x300x200)¦ (P22:200x200x100)¦ ES-2¦ ES-4¦ AGM-1¦ ATVM-1¦ T-1¦ ES-10¦ ELE-3¦ C-2¦ ES-8¦ ES-9¦ ES-7¦ ES-6¦ ELE-5¦ ES-5¦ DOWN TO 지하 1층 E/V¦ UP TO 지상 E/V¦ A¦ D¦ E¦ F¦ G¦ I¦ L¦ (P14:200x200x100)¦ J¦ (P18:200x200x100)¦ (P25:200x200x100)¦ (P17:200x200x100)¦ AGM-2¦ 대합실¦ 안전관리실¦ 발매기실¦ 화 장 실¦ 공조기계실-2¦ 편의점¦ 내부계단2¦ 내부계단3¦ 외부출입구2¦ 외부출입구3¦ 외부출입구4¦ 연결통로¦ UP¦ UP¦ UP¦ UP¦ UP¦ 외부엘리베이터1¦ 외부엘리베이터2¦ DN¦ DN¦ OPEN¦ X30¦ X29¦ X28¦ X27¦ X26¦ X25¦ X24¦ X23¦ X22¦ X21¦ X20¦ X19¦ X18¦ X17¦ X16¦ 93,750¦ Y00¦ Y01¦ Y02¦ Y03¦ Y04¦ Y05¦ Y06¦ 919 정거장¦ STA.21KM280.000¦ 외부출입구1¦ P¦ NOTE¦ 1. 광케이블, 전원/접지케이블 (OF-SM-4Core, CV 3C/2.5㎟)¦ 2. 승강장 ANT설치위치: 열차 진행방향 정거장 시종점부에 설치¦ 2. 광케이블, 전원/접지케이블 (OF-SM-8Core, CV 3C/2.5㎟)¦ M¦ 임대상가-1¦ 임대상가-2¦ 임대상가-3¦ TRAY (300x100)¦ UTP Cat.5E 4Px4조 (CONSOLE)¦ UTP Cat.5E 25Px1조 (CONSOLE)¦ TRAY (600x150)¦ UTP Cat.5E 4Px4조 (CONSOLE)¦ UTP Cat.5E 25Px1조 (CONSOLE)¦ UTP Cat.5E 4Px4조 (CONSOLE)¦ UTP Cat.5E 25Px1조 (CONSOLE)¦ UTP Cat.5E 4Px4조 (CONSOLE)¦ UTP Cat.5E 25Px1조 (CONSOLE)¦ L¦ (16) UTP Cat.5E4Px1조 (CAMERA)¦ (16) UTP Cat.5E4Px1조 (CAMERA)¦ UP TO 지상 E/V¦ DOWN TO 지하1층 E/V¦ (16) UTP Cat.5E4Px1조 (CAMERA)¦ (16) UTP Cat.5E4Px1조 (CAMERA)¦ (16) UTP Cat.5E4Px1조 (CAMERA)¦ (16) UTP Cat.5E4Px1조 (CAMERA)¦ (36) UTP Cat.5E4Px5조 (CAMERA)¦ DOWN TO 안전관리실 ACCESS FLOOR¦ TRAY (300x100)¦ TRAY (300x100)¦ TRAY (300x100)¦ TRAY (300x100)¦ TRAY (300x100)¦ (16) UTP Cat.5E4Px1조 (CAMERA)¦ FR-CV 3C/6.0㎟x1조 (LSE POWER)¦ FR-CV 3C/6.0㎟x1조 (LSE POWER)¦ FR-CV 3C/6.0㎟x1조 (LSE POWER)¦ FR-CV 3C/6.0㎟x1조 (LSE POWER)¦ M¦ N¦ N¦ N¦ (16) OF-SM-8Corex2조(난연)(대합실게시기)(신설)¦ (28) FR-CV 3C/4.0㎟x1조 (대합실게시기 POWER)(기존활용)¦ E-1¦ E-1¦ UTP Cat.5E 4Px4조 (CONSOLE)¦ UTP Cat.5E 25Px1조 (CONSOLE)¦ TRAY (300x100)¦ FR-CV 3C/6.0㎟x1조 (LSE POWER)¦ OF-SM-8Corex4조(난연)(대합실게시기)(신설)¦ FR-CV 3C/4.0㎟x1조 (대합실게시기 POWER)(기존활용)¦ OF-SM-8Corex4조(난연)(대합실게시기)(신설)¦ FR-CV 3C/4.0㎟x1조 (대합실게시기 POWER)(기존활용)¦ OF-SM-8Corex4조(난연)(대합실게시기)(신설)¦ FR-CV 3C/4.0㎟x1조 (대합실게시기 POWER)(기존활용)¦ (16) OF-SM-8C(난연)x1조(CAMERA) ¦ (16) FR-CV 3C/4.0㎟x1조(CAMERA) ¦ (16) OF-SM-8C(난연)x1조(CAMERA) ¦ (16) FR-CV 3C/4.0㎟x1조(CAMERA) ¦ 스피드돔¦ (16) OF-SM-8C(난연)x1조(CAMERA) ¦ (16) FR-CV 3C/4.0㎟x1조(CAMERA) ¦ (16) OF-SM-8C(난연)x1조(CAMERA) ¦ (16) FR-CV 3C/4.0㎟x1조(CAMERA) ¦ (16) OF-SM-8C(난연)x1조(CAMERA) ¦ (16) FR-CV 3C/4.0㎟x1조(CAMERA) ¦ (16) OF-SM-8C(난연)x1조(CAMERA) ¦ (16) FR-CV 3C/4.0㎟x1조(CAMERA) ¦ (16) OF-SM-8C(난연)x1조(CAMERA) ¦ (16) FR-CV 3C/4.0㎟x1조(CAMERA) ¦ (16) OF-SM-8C(난연)x1조(CAMERA) ¦ (16) FR-CV 3C/4.0㎟x1조(CAMERA) ¦ (16) OF-SM-8C(난연)x1조(CAMERA) ¦ (16) FR-CV 3C/4.0㎟x1조(CAMERA) ¦ (28) OF-SM-8C(난연)x2조(CAMERA) ¦ (28) FR-CV 3C/4.0㎟x2조(CAMERA) ¦ (16) OF-SM-8C(난연)x1조(CAMERA) ¦ (16) FR-CV 3C/4.0㎟x1조(CAMERA) ¦ (16) OF-SM-8C(난연)x1조(CAMERA) ¦ (16) FR-CV 3C/4.0㎟x1조(CAMERA) ¦ UTP Cat.5E4Px7조 (CAMERA)¦ OF-SM-8C(난연)x8조(CAMERA) ¦ FR-CV 3C/4.0㎟x8조(CAMERA) ¦ UTP Cat.5E4Px6조 (CAMERA)¦ OF-SM-8C(난연)x8조(CAMERA) ¦ FR-CV 3C/4.0㎟x8조(CAMERA) ¦ UTP Cat.5E4Px6조 (CAMERA)¦ OF-SM-8C(난연)x8조(CAMERA) ¦ FR-CV 3C/4.0㎟x8조(CAMERA) ¦ UTP Cat.5E4Px4조 (CAMERA)¦ OF-SM-8C(난연)x8조(CAMERA) ¦ FR-CV 3C/4.0㎟x8조(CAMERA) ¦ UTP Cat.5E4Px2조 (CAMERA)¦ OF-SM-8C(난연)x8조(CAMERA) ¦ FR-CV 3C/4.0㎟x8조(CAMERA) ¦ OF-SM-8C(난연)x3조(CAMERA) ¦ FR-CV 3C/4.0㎟x3조(CAMERA) ¦ (28) OF-SM-8C(난연)x3조(CAMERA) ¦ (28) FR-CV 3C/4.0㎟x3조(CAMERA) ¦ J¦ (16) UTP Cat.5E4Px1조 (CAMERA)¦ FR-CV 3C/4.0㎟x4조 (TDI POWER)(기존활용)¦ UL 2919-AMESB 24AWG 4Px4조 (TDI)(기존활용)¦ FR-CV 3C/4.0㎟x4조 (TDI POWER)(기존활용)¦ UTP Cat.5E 4Px8조 (TDI)(기존활용)¦ UL 2919-AMESB 24AWG 4Px4조 (TDI)(기존활용)¦ UTP Cat.5E 4Px8조 (TDI)(기존활용)¦ FR-CV 3C/4.0㎟x4조 (TDI POWER)(기존활용)¦ UL 2919-AMESB 24AWG 4Px4조 (TDI)(기존활용)¦ OF-MM-12Core(난연)x4조 (TDI)(기존활용)¦ FR-CV 3C/4.0㎟x4조 (TDI POWER)(기존활용)¦ OF-MM-12Core(난연)x4조 (TDI)(기존활용)¦ UL 2919-AMESB 24AWG 4Px4조 (TDI)(기존활용)¦ OF-MM-12Core(난연)x4조 (TDI)(기존활용)¦ OF-MM-12Core(난연)x4조 (TDI)(기존활용)¦ UTP Cat.5E 4Px8조 (TDI)(기존활용)¦ UTP Cat.5E 4Px8조 (TDI)(기존활용)¦ FR-CV 3C/4.0㎟x4조 (TDI POWER)(기존활용)¦ UL 2919-AMESB 24AWG 4Px4조 (TDI)(기존활용)¦ OF-MM-12Core(난연)x4조 (TDI)(기존활용)¦ UTP Cat.5E 4Px8조 (TDI)(기존활용)¦ (16) OF-SM-8C(난연)x2조(CAMERA) ¦ (16) FR-CV 3C/4.0㎟x2조(CAMERA) ¦ (16) OF-SM-8C(난연)x1조(CAMERA) ¦ (16) FR-CV 3C/4.0㎟x1조(CAMERA) ¦ (16) OF-SM-8C(난연)x1조(CAMERA) ¦ (16) FR-CV 3C/4.0㎟x1조(CAMERA) ¦ (16) OF-SM-8C(난연)x1조(CAMERA) ¦ (16) FR-CV 3C/4.0㎟x1조(CAMERA) ¦ (16) OF-SM-8C(난연)x1조(CAMERA) ¦ (16) FR-CV 3C/4.0㎟x1조(CAMERA) ¦ (16) OF-SM-8C(난연)x1조(CAMERA) ¦ (16) FR-CV 3C/4.0㎟x1조(CAMERA) ¦ 지하철 919정거장¦ 노들¦ 중앙대입구¦ 동작¦ 1/400¦ S = 1 / 400¦ 919정거장 CCTV,TDI,시계설비 지하1층 신설평면도(2/2)¦ 919정거장 CCTV,TDI,시계설비 지하1층¦ 신설평면도(2/2)¦ T¦ 7¦ 0¦ 0¦ 5¦ 0¦ 3¦ 4¦ 0¦ 0¦ 2¦ CCTV(기존동축활용)¦ P¦
| 1단계_정거장 - 복사본 | 1단계_정거장 - 복사본 | 012. T1001026-008 908정거장 AFC SYSTEM DIAGRAM (철거).dwg | ATVM¦ ATVM¦ 02¦ 01¦ L-AFC-1-분전반¦ 통신기계실¦ MAIN POWER¦ 접지단자함¦ 05¦ AGM10¦ AGM6¦ [ 비상게이트 ]¦ AGM8¦ AGM8¦ AGM8¦ 01¦ 02¦ 04¦ 03¦ CONTROL¦ EM.GATE¦ BOX¦ 안전관리실¦ BOX¦ DPC¦ COM¦ INTER¦ COMMS¦ S/W HUB¦ 화재¦ 수신반¦ 통로안내표시기¦ AAM¦ 01¦ 주제어장치¦ D/I MUX¦ I/F¦ S/W HUB¦ AIS¦ SMS¦ AIMx2¦ Cross Cable¦ Cross Cable¦ Cross Cable¦ Cross Cable¦ Cross Cable¦ GROUND¦ 접지단자함¦ MAIN¦ 승강장¦ NO.05 (AGM10)¦ H U B¦ 06¦ AGM11¦ 07¦ AGM12¦ 분전반~AAM, AGM, SMS, ATVM, AIM¦ : IN USE¦ 접지반~AAM, AGM, SMS, ATVM¦ EM. GATE¦ MAIN GROUND¦ INTERCOM~ATVM, AAM¦ SMS(S/W HUB)~TOM, AGM, ATVM¦ D/I MUX(ROUTER)~SMS(S/W HUB)¦ NOTE¦ 화재수신반~DPC BOX¦ I/F¦ DPC¦ DPC SW~AGM(DPC)¦ : FR-CV 3C/4.0㎟¦ : F-GV 4.0㎟¦ : FR-CV 2C/4.0㎟¦ : F-GV 50㎟¦ : CPEV 0.65/5P, STP Cat.5E 4P¦ : STP Cat.5E 4Px1조¦ : STP Cat.5E 4Px1조¦ : CPEV 0.9x5P¦ : Interface Unit¦ : Direct Power Control¦ : FR-CVVS 4C/2.5㎟¦ INTERCOM~EM.GATE¦ : UTP Cat.5E 4P¦ AIS~AIM¦ : OF-SM-2Core¦ : UTP Cat.5E 4P¦ AIS~AIM¦ 환급기¦ 01¦ 908정거장 AFC SYSTEM DIAGRAM (철거)¦ 908정거장 AFC SYSTEM DIAGRAM (철거)¦ S = NONE¦ NONE¦ 지하철 908정거장¦ 가양¦ 증미¦ 등촌¦ T¦ 1¦ 0¦ 0¦ 1¦ 0¦ 2¦ 6¦ 8¦ 0¦ 0¦
| 1단계_정거장 - 복사본 | 1단계_정거장 - 복사본 | 040. T7009934-001 917정거장 출입통제설비 지하1층 평면도 (1_2).dwg | C/R¦ {\C0;vmh}¦ ACU¦ CCTV¦ P¦ \A1;7,500¦ \A1;7,500¦ \A1;7,500¦ \A1;7,500¦ \A1;7,500¦ \A1;7,500¦ \A1;7,500¦ \A1;7,500¦ \A1;7,500¦ \A1;7,500¦ \A1;5,500¦ \A1;45,000¦ \A1;7,500¦ \A1;7,500¦ \A1;7,500¦ \A1;7,500¦ \A1;7,500¦ \A1;7,500¦ \A1;80,500¦ \A1;7,070¦ \A1;9,160¦ \A1;9,160¦ \A1;3,300¦ \A1;28,690¦ DN¦ L¦ UP¦ UP¦ E/V¦ MATCH LINE DWG No. "S1-TA-S17-DB-019-0"¦ DOWN TO 통신기계실 ACCESS FLOOR¦ UTP Cat.5E 4Px8조 (출입통제)¦ TRAY (600x150)¦ KEY PLAN¦ X00¦ X01¦ X02¦ X03¦ X04¦ X05¦ X06¦ X07¦ X08¦ X09¦ X10¦ X-01¦ X-02¦ X-03¦ X-04¦ X-05¦ Y04¦ Y02¦ Y00¦ Y01¦ Y03¦ X-06¦ 전 기 실¦ 복 도¦ 119구조대 사무실¦ 용역원대기실¦ CO2실¦ 비상전원실¦ 대 합 실¦ 발매기실 1¦ 편 의 점¦ 공조기계실 1¦ 화장실 3 (FREE)¦ DN¦ DN¦ DN¦ UP¦ UP¦ UP¦ UP¦ UP¦ UP¦ DN¦ 통신기계실¦ 방범셔터¦ 방범셔터¦ 외부출입구 4¦ 내부계단 4¦ 외부출입구 5¦ 외부출입구 1¦ 내부계단 1¦ 외부출입구 6¦ 외부엘리베이터 2¦ 용역창고¦ UP¦ UP¦ UP¦ UP¦ 119구조대 창고¦ 119구조대 복도¦ 119구조대¦ 119구조대¦ 119구조대 침실 3¦ 샤워실 2¦ 샤워실 3¦ 119구조대¦ 샤워실 1¦ 이동통신기계실¦ 119구조대 침실 2¦ 119구조대 침실 1¦ 지상E/L¦ (16) UTP Cat.5E 4Px2조 (출입통제)¦ (16) UTP Cat.5E 4Px2조 (출입통제)¦ (16) UTP Cat.5E 4Px2조 (출입통제)¦ UTP Cat.5E 4Px4조 (출입통제)¦ UTP Cat.5E 4Px2조 (출입통제)¦ UTP Cat.5E 4Px4조 (출입통제)¦ UTP Cat.5E 4Px6조 (출입통제)¦ UTP Cat.5E 4Px8조 (출입통제)¦ 917정거장 출입통제설비 지하1층 평면도 (1/2)¦ 917정거장 출입통제설비 지하1층 평면도 (1/2)¦ S = 1 / 400¦ 1/400¦ 지하철 917정거장¦ 샛강¦ 노량진¦ 노들¦ T¦ 7¦ 0¦ 0¦ 9¦ 9¦ 3¦ 4¦ 0¦ 0¦ 1¦ P¦
| 1단계_정거장 - 복사본 | 1단계_정거장 - 복사본 | 011. T1001026-007 908정거장 AFC SYSTEM DIAGRAM.dwg | ATVM¦ ATVM¦ 02¦ 01¦ L-AFC-1-분전반¦ 통신기계실¦ MAIN POWER¦ 접지단자함¦ 06¦ AGM10¦ AGM6¦ AGM8¦ AGM8¦ AGM8¦ 01¦ 02¦ 04¦ 03¦ CONTROL¦ EM.GATE¦ BOX¦ 안전관리실¦ BOX¦ DPC¦ COM¦ INTER¦ COMMS¦ S/W HUB¦ 화재¦ 수신반¦ 통신기계실¦ AAM¦ 01¦ D/I MUX¦ I/F¦ S/W HUB¦ SMS¦ GROUND¦ 접지단자함¦ MAIN¦ 승강장¦ 07¦ AGM10/11¦ 08¦ AGM12¦ 환급기¦ 01¦ 분전반~AAM, AGM, SMS, ATVM, AIM¦ : IN USE¦ 접지반~AAM, AGM, SMS, ATVM¦ EM. GATE¦ MAIN GROUND¦ INTERCOM~ATVM, AAM¦ SMS(S/W HUB)~TOM, AGM, ATVM¦ D/I MUX(ROUTER)~SMS(S/W HUB)¦ NOTE¦ 화재수신반~DPC BOX¦ I/F¦ DPC¦ DPC SW~AGM(DPC)¦ : HFCO 3C/4.0㎟¦ : F-GV 4.0㎟¦ : FR-CV 2C/4.0㎟¦ : F-GV 50㎟¦ : UTP Cat.5E 4P¦ : FTP Cat.5E 4Px1조¦ : FTP Cat.5E 4Px1조¦ : UTP Cat.5E 4P¦ : Interface Unit¦ : Direct Power Control¦ : FR-CVVS 4C/2.5㎟¦ INTERCOM~EM.GATE¦ : UTP Cat.5E 4P¦ 05¦ AGM6¦ 908정거장 AFC SYSTEM DIAGRAM¦ 908정거장 AFC SYSTEM DIAGRAM¦ S = NONE¦ NONE¦ 지하철 908정거장¦ 가양¦ 증미¦ 등촌¦ T¦ 1¦ 0¦ 0¦ 1¦ 0¦ 2¦ 6¦ 0¦ 0¦ 7¦
| 1단계_정거장 - 복사본 | 1단계_정거장 - 복사본 | 031. T7001034-014 903정거장 전화설비 지하3층 철거평면도-2.dwg | P¦ KEY PLAN¦ \A1;{\fHYHeadLine-Medium¦b0¦i0¦c129¦p50;30,000}¦ \A1;10,5000¦ \A1;5,000 ¦ \A1;7,500¦ \A1;7,500¦ \A1;7,500¦ \A1;7,500¦ \A1;7,500¦ \A1;7,500¦ \A1;7,500¦ \A1;4350¦ \A1;4350¦ \A1;7450¦ \A1;23600¦ \A1;7450¦ \A1;5,000 ¦ \A1;5,000 ¦ \A1;5,000 ¦ \A1;5,000 ¦ \A1;5,000 ¦ 인터폰선 0.6x2Px4조 (INT)¦ DOWN TO CP PANEL¦ x2¦ UTP Cat.5E 4Px3조 (승강장 INT)¦ TRAY (600x150)¦ UTP Cat.5E 4Px3조 (승강장 공중전화)¦ DOWN TO 지하4층¦ UTP Cat.5E 4Px3조 (승강장 INT)¦ UTP Cat.5E 4Px3조 (승강장 공중전화)¦ TRAY (600x150)¦ up TO 지하2층¦ UTP Cat.5E 4Px4조 (공조기계실-1,2)¦ (16)UTP Cat.5E 4Px2조 (공조기계실-2)¦ (22)UTP Cat.5E 4Px4조 (공조기계실-1,2)¦ UTP Cat.5E 4Px3조 (승강장 INT)¦ UTP Cat.5E 4Px3조 (승강장 공중전화)¦ TRAY (600x150)¦ PASS 지하1층~지하4층¦ MATCH LINE DWG No. "S1-TA-S03-DB-013-1.dwg"¦ (P22:300x300x200)¦ (23:400x400x200)¦ DN¦ E/S¦ E/S¦ DN¦ 대 합 실¦ DN¦ UP¦ UP¦ DN¦ 공조기계실-2¦ 본선환기실-2¦ Y03¦ Y04¦ Y02¦ Y01¦ Y00¦ 대 합 실¦ X18¦ X13¦ X14¦ X15¦ X16¦ X17¦ X19¦ X21¦ X20¦ X22¦ X25¦ X23¦ X24¦ X26¦ 3. 통신기계실 및 안전관리실 MAIN 분전반은 전기에서 설치한다.¦ 1. 음향유도기 전원은 전기콘센트를 이용한다.¦ NOTE¦ 2. 증폭기전원은 전기콘센트를 이용한다.¦ 인터폰선 0.6x2Px4조 (INT)¦ DOWN TO CP PANEL¦ 4-41~44¦ 4-45~48¦ (철거)¦ 지하철 903정거장¦ 김포공항¦ 공항시장¦ 신방화¦ 1/400¦ S=1/400¦ 903정거장 전화설비 지하3층 철거평면도(2/2)¦ 903정거장 전화설비 지하3층 철거평면도(2/2)¦ T¦ 7¦ 0¦ 0¦ 1¦ 0¦ 3¦ 4¦ 0¦ 1¦ 4¦ (기설활용)¦
| 1단계_정거장 - 복사본 | 1단계_정거장 - 복사본 | 015. T1001026-011 914정거장 출입통제설비 CABLE WIRING DIAGRAM.dwg | 통신기계실¦ ELE-4 (지상층)¦ ELE-3 (대합실)¦ ELE-2 (대합실)¦ ELE-1 (지상층)¦ ELE-5 (대합실)¦ ELE-6 (승강장)¦ ES-1 (외부계단출입구)¦ ES-2 (외부계단출입구)¦ ES-3[1] (외부계단출입구)¦ ES-7 (대합실)¦ T-1 (화장실.여)¦ P-1 (승강장)¦ P-2 (승강장)¦ P-4 (승강장)¦ P-5 (승강장)¦ AGM-1 (대합실)¦ ATVM-1 (대합실)¦ C-1 ( (대합실)¦ COMM-1 (통신기계실)¦ 안전관리실¦ 대합실¦ ELEC-1 (전기실)¦ P-3 (승강장)¦ P-6 (승강장)¦ 발매기실 x 2¦ C/R¦ UTP Cat.5E 4Px10조 (출입통제)¦ ES-8 (대합실)¦ ES-9 (대합실)¦ AGM-4 (대합실)¦ ATVM-2 (대합실)¦ C-2 ( (대합실)¦ 용역원대기실¦ C/R¦ C/R¦ C/R¦ 출입¦ 통제¦ 시스템¦ (ACU)¦ x2¦ AGM-3 (대합실)¦ AGM-2 (대합실)¦ ES-3[2] (외부계단출입구)¦ ES-4[1] (외부계단출입구)¦ ES-4[2] (외부계단출입구)¦ ES-5[1] (외부계단출입구)¦ ES-5[2] (외부계단출입구)¦ ES-6[1] (외부계단출입구)¦ ES-6[2] (외부계단출입구)¦ T-2 (화장실.여)¦ ELE-7(2) (대합실)¦ ELE-7(1) (지상층)¦ 914정거장 출입통제설비 CABLE WIRING DIAGRAM¦ 914정거장 출입통제설비 CABLE WIRING DIAGRAM¦ S = NONE¦ NONE¦ 지하철 914정거장¦ 당산¦ 국회의사당¦ 여의도¦ T¦ 1¦ 0¦ 0¦ 1¦ 0¦ 2¦ 6¦ 0¦ 1¦ 1¦
| 1단계_정거장 - 복사본 | 1단계_정거장 - 복사본 | 033. T7001034-011 913정거장 전화설비 지하2층 철거평면도 (2_3).dwg | IDF¦ \A1;21,370¦ \A1;6,750¦ \A1;7,800¦ \A1;6,820¦ \A1;4,019¦ \A1;7,500¦ \A1;81,519¦ \A1;48,750¦ \A1;130,269¦ \A1;7,500¦ \A1;7,500¦ \A1;7,500¦ \A1;7,500¦ \A1;7,500¦ \A1;7,500¦ \A1;7,500¦ \A1;5,000¦ \A1;7,500¦ \A1;7,500¦ \A1;7,500¦ \A1;7,500¦ \A1;7,500¦ \A1;7,500¦ \A1;3,750¦ \A1;5,000¦ \A1;7,500¦ DN¦ MATCH LINE DWG No. "S1-TA-S13-DB-011-0"¦ MATCH LINE DWG No. "S1-TA-S13-DB-013-0"¦ OF-MM-4Core(난연)x1조 (안전관리실)¦ UTP Cat.5E 25Px2조 (안전관리실)¦ TRAY (300x100)¦ C¦ UTP Cat.5E 4Px1조 (지구대사무실)¦ 인터폰선 0.6x2Px8조 (INT)¦ OF-MM-4Core(난연)x1조 (안전관리실)¦ UTP Cat.5E 25Px2조 (안전관리실)¦ TRAY (300x100)¦ B¦ UTP Cat.5E 25Px1조 (지구대사무실)¦ 인터폰선 0.6x2Px4조 (INT)¦ OF-MM-4Core(난연)x1조 (안전관리실)¦ UTP Cat.5E 25Px2조 (안전관리실)¦ TRAY (300x100)¦ A¦ UTP Cat.5E 25Px1조 (지구대사무실)¦ 1. 음향유도기 전원은 전기콘센트를 이용한다.¦ NOTE¦ 2. 증폭기전원은 전기콘센트를 이용한다.¦ 3. 통신기계실 및 안전관리실 MAIN 분전반은 전기에서 설치한다.¦ (16) UTP Cat.5E 4Px2조 (내무반)¦ D¦ (36) UTP Cat.5E 4Px10조 (지구대장실, 내무반)¦ E¦ UTP Cat.5E 4Px2조 (공조기계실-2)¦ UTP Cat.5E 4Px3조 (승강장 공중전화)¦ UTP Cat.5E 25Px2조 (CONSOLE CONTROL, LSE)¦ UTP Cat.5E 4Px3조 (승강장 INT)¦ UTP Cat.5E 4Px2조 (공조기계실-2)¦ UTP Cat.5E 4Px3조 (승강장 공중전화)¦ UTP Cat.5E 25Px2조 (CONSOLE CONTROL, LSE)¦ UTP Cat.5E 4Px3조 (승강장 INT)¦ UTP Cat.5E 4Px2조 (공조기계실-2)¦ UTP Cat.5E 4Px3조 (승강장 공중전화)¦ UTP Cat.5E 25Px2조 (CONSOLE CONTROL, LSE)¦ UTP Cat.5E 4Px3조 (승강장 INT)¦ KEY PLAN¦ X13¦ X14¦ X15¦ X16¦ X17¦ X18¦ X19¦ X20¦ X21¦ X22¦ X23¦ X24¦ X25¦ X26¦ X27¦ X28¦ X29¦ X30¦ Y00¦ Y02¦ Y05¦ Y07¦ Y01¦ Y03¦ Y06¦ Y04¦ OPEN¦ 비상전원실¦ 지구¦ 사무실¦ 창고¦ 내무반¦ 샤워실¦ 탈의실¦ 대합실¦ 화장실¦ 내부계단3¦ 내부계단2¦ 내부계단1¦ 지상E/L¦ (28) UTP Cat.5E 25Px1조 (콜폰)¦ (P11:100x100x100)¦ (P10:200x200x100)¦ (16) 인터폰선 0.6x2Px3조 (INT)¦ DOWN TO CP PANEL¦ A¦ B¦ (P12:100x100x100)¦ DOWN TO CP PANEL¦ (16) 인터폰선 0.6x2Px5조 (INT)¦ DOWN TO CP PANEL¦ (16) 인터폰선 0.6x2Px5조 (INT)¦ (16) 인터폰선 0.6x2Px3조 (INT)¦ DOWN TO CP PANEL¦ (16) 인터폰선 0.6x2Px4조 (INT)¦ HUB 8Port¦ UTP 25P¦ [IDF No.3]¦ C¦ x2 ¦ x8 ¦ (28) UTP Cat.5E 25Px1조 (지구대사무실)¦ (16) UTP Cat.5E 4Px1조 (지구대사무실)¦ TRAY (600x150)¦ UTP Cat.5E 4Px1조 (지구대사무실)¦ UP TO 지하1층¦ UTP Cat.5E 25Px2조 (CONSOLE CONTROL, LSE)¦ OF-MM-4Core(난연)x1조 (안전관리실)¦ UTP Cat.5E 25Px2조 (안전관리실)¦ TRAY (300x100)¦ UTP Cat.5E 4Px3조 (승강장 공중전화)¦ UTP Cat.5E 4Px2조 (공조기계실-2)¦ UTP Cat.5E 4Px3조 (승강장 INT)¦ 인터폰선 0.6x2Px6조 (INT)¦ UTP Cat.5E 4Px2조 (승강장 INT)¦ TRAY (300x100)¦ TRAY (900x150)¦ UTP Cat.5E 4Px2조 (승강장 INT)¦ DOWN TO 지하2층¦ (16) 인터폰선 0.6x2Px7조 (INT)¦ D¦ (16) UTP Cat.5E 4Px2조 (지구대장실)¦ F¦ (16) UTP Cat.5E 4Px8조 (지구대사무실)¦ G¦ x3¦ x2 ¦ 대장실¦ F¦ (16) 인터폰선 0.6x2Px각1조 (콜폰)¦ UTP Cat.5E 4Px1조 (편의점)¦ UTP Cat.5E 4Px1조 (편의점)¦ UTP Cat.5E 25Px2조 (CONSOLE CONTROL, LSE)¦ OF-MM-4Core(난연)x1조 (안전관리실)¦ UTP Cat.5E 25Px2조 (안전관리실)¦ TRAY (300x100)¦ UTP Cat.5E 4Px3조 (승강장 공중전화)¦ UTP Cat.5E 4Px2조 (공조기계실-2)¦ UTP Cat.5E 4Px1조 (승강장 INT)¦ UTP Cat.5E 4Px1조 (편의점)¦ 인터폰선 0.6x2Px17조 (INT)¦ UTP Cat.5E 25Px2조 (콜폰)¦ 인터폰선 0.6x2Px10조 (INT)¦ UTP Cat.5E 25Px2조 (콜폰)¦ 인터폰선 0.6x2Px12조 (INT)¦ UTP Cat.5E 25Px1조 (콜폰)¦ 인터폰선 0.6x2Px11조 (INT)¦ UTP Cat.5E 25Px1조 (콜폰)¦ V11¦ D6¦ 천정형UTP25P-2¦ V10¦ D3~5¦ V1~9¦ D1~2¦ TB2¦ 36¦ 35¦ 34¦ 33¦ 32¦ 31¦ 30¦ 29¦ 28¦ 27¦ 26¦ 38¦ 37¦ (철거)¦ (철거)¦ (철거)¦ 지하철 913정거장¦ 선유도¦ 당산¦ 국회의사당¦ 1/400¦ 913정거장 전화설비 지하2층 철거평면도(2/3)¦ S = 1/400¦ 913정거장 전화설비 지하2층 철거평면도(2/3)¦ T¦ 7¦ 0¦ 0¦ 1¦ 0¦ 3¦ 4¦ 0¦ 1¦ 1¦ (기설활용)¦ INT¦ P¦
| 1단계_정거장 - 복사본 | 1단계_정거장 - 복사본 | 047. T7009934-003 915정거장 출입통제설비 지하1층 철거 평면도 (1_2).dwg | C/R¦ {\C0;vmh}¦ ACU¦ CCTV¦ P¦ \A1;5,000¦ \A1;5,000¦ \A1;8,600¦ \A1;8,600¦ \A1;24,800¦ \A1;7,500¦ \A1;7,500¦ \A1;4,900¦ \A1;4,900¦ \A1;70,459¦ \A1;5,000¦ \A1;70,459¦ \A1;27,900¦ \A1;6,000¦ \A1;5,000¦ \A1;4,900¦ \A1;6,000¦ \A1;6,000¦ \A1;5,500¦ \A1;5,000¦ \A1;6,000¦ \A1;5,000¦ \A1;5,000¦ \A1;5,000¦ \A1;5,000¦ \A1;5,000¦ \A1;5,000¦ \A1;5,360¦ \A1;3,600¦ L¦ MATCH LINE DWG No. "S1-TA-S15-DB-018-0"¦ MATCH LINE¦ 지상E/L¦ (16) UTP Cat.5E 4Px2조 (출입통제)¦ DOWN TO 통신기계실 ACCESS FLOOR¦ TRAY (600x150)¦ UTP Cat.5E 4Px4조 (출입통제)¦ KEY PLAN¦ Y06¦ Y05¦ Y03¦ Y02¦ Y01¦ Y00¦ Y04¦ X-05¦ X-04¦ X-03¦ X-02¦ X-01¦ X00¦ X01¦ X02¦ X03¦ X04¦ X05¦ X06¦ X07¦ X08¦ X09¦ X10¦ X11¦ X12¦ X13¦ DN¦ DN¦ UP¦ 기존5호선 화장실¦ 변전실¦ 운영원대기실¦ 이동통신기계실¦ 비상전원실¦ 비품창고¦ 창 고¦ 편의점¦ 발매기실1¦ CO2 실¦ 통신기계실¦ 복 도¦ 전기실¦ 공조기계실¦ 화장실¦ 외부엘리베이터2 (신설)¦ 외부출입구5 (기존)¦ 외부출입구6¦ 내부계단1,6¦ 방범셔터설치¦ 창 고¦ 기존출입구 확장¦ UP¦ SLPOE¦ 외부엘리베이터1 (기존)¦ 외부출입구2¦ SK B/D 지하¦ 5호선 대합실¦ (기존)¦ MATCH LINE¦ 지상E/L¦ (16) UTP Cat.5E 4Px2조 (출입통제)¦ (16) UTP Cat.5E 4Px2조 (출입통제)¦ 기존출입구 확장¦ 임대상가¦ (16) UTP Cat.5E 4Px2조 (출입통제)¦ (16) UTP Cat.5E 4Px2조 (출입통제)¦ (16) UTP Cat.5E 4Px4조 (출입통제)¦ (16) UTP Cat.5E 4Px2조 (출입통제)¦ UTP Cat.5E 4Px8조 (출입통제)¦ (16) UTP Cat.5E 4Px4조 (출입통제)¦ UTP Cat.5E 4Px6조 (출입통제)¦ UTP Cat.5E 4Px12조 (출입통제)¦ UTP Cat.5E 4Px12조 (출입통제)¦ 915정거장 출입통제설비 지하1층 철거 평면도 (1/2)¦ 915정거장 출입통제설비 지하1층 철거 평면도 (1/2)¦ S = 1 / 400¦ 1/400¦ 지하철 915정거장¦ 국회의사당¦ 여의도¦ 샛강¦ T¦ 7¦ 0¦ 0¦ 9¦ 9¦ 5¦ 1¦ 3¦ 0¦ 0¦ P¦
| 1단계_정거장 - 복사본 | 1단계_정거장 - 복사본 | 056. T9103066-004 914정거장 AFC설비 지하2층 장비배치도 (철거).dwg | \A1;1,000¦ \A1;1,800¦ \A1;1,200¦ \A1;3,000¦ \A1;1,000¦ \A1;1,200¦ \A1;560¦ \A1;27,000¦ \A1;7,500¦ \A1;7,500¦ \A1;7,500¦ \A1;7,500¦ \A1;7,500¦ \A1;7,500¦ \A1;8,130¦ \A1;7,500¦ \A1;7,500¦ \A1;7,500¦ \A1;7,500¦ \A1;7,500¦ \A1;7,500¦ \A1;7,500¦ \A1;7,500¦ \A1;7,500¦ \A1;7,500¦ \A1;7,500¦ \A1;7,500¦ \A1;7,500¦ \A1;7,500¦ \A1;7,500¦ \A1;10,000¦ \A1;20,980¦ \A1;5490¦ \A1;5490¦ \A1;800¦ \A1;1,000¦ \A1;1,345¦ \A1;800¦ \A1;600¦ \A1;200¦ \A1;200¦ \A1;200¦ \A1;200¦ \A1;200¦ \A1;600¦ \A1;600¦ \A1;900¦ \A1;1,473¦ \A1;200¦ \A1;200¦ \A1;200¦ \A1;600¦ \A1;1,525¦ \A1;600¦ \A1;200¦ \A1;900¦ \A1;200¦ \A1;200¦ \A1;200¦ \A1;200¦ \A1;200¦ \A1;600¦ \A1;600¦ \A1;600¦ \A1;600¦ \A1;542¦ \A1;600¦ \A1;918¦ \A1;200¦ \A1;1,500¦ \A1;1050¦ \A1;600¦ \A1;600¦ \A1;600¦ \A1;800¦ \A1;800¦ \A1;800¦ \A1;1,000¦ \A1;800¦ \A1;1,140¦ \A1;2,310¦ Detail "C"¦ Detail "A"¦ Detail "B"¦ Detail "C"¦ Detail "A"¦ AAM ¦ Detail "D"¦ AAM ¦ 11형¦ 12형¦ 대합실¦ FREE AREA¦ 대합실¦ PAID AREA¦ 6형¦ 8형¦ 10형¦ Detail "D"¦ 12형¦ 8형¦ 8형¦ 6형¦ 10/11형¦ AAM ¦ 대합실¦ PAID AREA¦ 대합실¦ FREE AREA¦ 6형¦ 8형¦ 10형¦ 8형¦ 165,630¦ X00¦ X01¦ X02¦ X03¦ X04¦ X05¦ X06¦ X07¦ X08¦ X09¦ X10¦ X11¦ X12¦ X13¦ X14¦ X15¦ X16¦ X17¦ X18¦ X19¦ X20¦ X21¦ X22¦ UP¦ DN¦ DN¦ UP¦ UP¦ UP¦ UP¦ 비품창고¦ 비상전원실¦ 복도¦ 본선환기실¦ 승차권창고¦ 용역창고¦ 용역대기실¦ 발매기실¦ 국회민원출장소¦ 대합실¦ 대합실¦ 통신기계실¦ 안전관리실¦ 이동통신기계실¦ 비품창고¦ CO2 실¦ 전기실¦ 화장실-1¦ 오수펌프실¦ 발매기실¦ 편의점¦ 화장실-2¦ 외부엘리베이터2¦ 내부계단1¦ 내부계단2¦ 외부출입구5¦ 외부출입구4¦ 외부엘리베이터2¦ 외부출입구2¦ 외부출입구3¦ 내부계단4¦ 내부계단3¦ 외부출입구통로2¦ 외부출입구통로3¦ 내부엘리베이터¦ 914 정거장¦ STA.16km294.519¦ Y00¦ Y01¦ Y02¦ Y03¦ 발매기실¦ AAM ¦ Detail "B"¦ 914정거장 AFC설비 지하2층 장비배치도 (철거)¦ 914정거장 AFC설비 지하2층 장비배치도 (철거)¦ S = 1 / 600¦ 1/600¦ 지하철 914정거장¦ 당산¦ 국회의사당¦ 여의도¦ 4¦ 0¦ 0¦ T¦ 9¦ 1¦ 0¦ 3¦ 0¦ 6¦ 6¦ \A1;1,800¦
| 1단계_정거장 - 복사본 | 1단계_정거장 - 복사본 | 010. T1001026-006 905정거장 종합무선중계,열차무선설비 DIAGRAM.dwg | 기설역사내 종합무선 공중선¦ A¦ B¦ 3D¦ RFCL-42D-광대역¦ RFCL-42D-광대역¦ 2D¦ 강¦ 선¦ 널¦ 터¦ &¦ 본¦ 장¦ B2¦ 승¦ 콘솔내 접속단자¦ 안전관리실¦ B1¦ 905정거장 종합무선중계,열차무선설비 DIAGRAM¦ S = NONE¦ RFCL-42D-광대역¦ RFCL-42D-광대역¦ 2D¦ 상행¦ UTP Cat.5E 4Px2조¦ 라디오 송수신제어 ANTENNA¦ 하행¦ 2D¦ 공조기계실-1¦ 무선호출 및¦ 이동전화 ANT.¦ (예비)¦ 경찰 C3 ANT.¦ (예비)¦ 이동전화 중계기¦ 무선호출 및¦ 경찰 무선중계기¦ HFC-22D-FR¦ From: 934정거장¦ 외부접속 단자함¦ 소방무선통신¦ 통신기계실 (종합무선중계설비)¦ D1¦ 광전변환기¦ 광전송장치¦ 광커플러¦ FM¦ 중계장치2¦ HFC-12D-FR¦ HFC-12D-FR¦ MIXER¦ COMBINER¦ D4¦ HFC-12D-FR¦ 복합통신 ANTENNA¦ 콘솔내 접속단자¦ 역무관리실¦ OF-SM-1Core¦ HFC-12D-FR¦ 제2,3이동통신사업자기계실¦ 열차무선장치 (기지국,TRS)¦ OF-SM-1Core¦ c¦ To: 정거장¦ 복합통신안테나 및 콤바이너 철거전 주파수 대역 ¦ NOTE¦ RFCL-42D-광대역¦ RFCL-42D-광대역¦ To: 936정거장¦ OF-SM-1Core¦ B1¦ 복합통신 ANTENNA¦ 복합통신 ANTENNA¦ 복합통신 ANTENNA¦ 선¦ 터¦ 본¦ 널¦ RFCL-42D-광대역¦ RFCL-42D-광대역¦ B2¦ 전¦ 실¦ 변¦ 기¦ 실¦ 환¦ 합¦ 실¦ 대¦ 기¦ 실¦ 환¦ From: 934정거장¦ D2¦ 광전변환기¦ 광전송장치¦ 광커플러¦ DMB¦ 중계장치2¦ OF-SM-1Core¦ To: 936정거장¦ OF-SM-1Core¦ 타사업분¦ RRU¦ I¦ Q¦ 본선터널¦ 철거¦ 신설¦ FM¦ 중계장치1¦ 2D¦ DMB¦ 중계장치1¦ MIXER¦ COMBINER¦ IP MPLS¦ OF-SM-2Core¦ D3¦ 철거¦ 복합통신ANTENNA 철거 후 설치¦ RFCL-42D-광대역¦ RFCL-42D-광대역¦ RFCL-42D-광대역¦ RFCL-42D-광대역¦ : FM, DMB, TRS, 소방¦ : FM, DMB, TRS, 소방, LTE-R¦ 복합통신안테나 및 콤바이너 철거후 주파수 대역 ¦ LTE-R¦ 교체¦ 무선호출 및¦ 이동전화 ANT.¦ (예비)¦ 경찰 C3 ANT.¦ (예비)¦ 이동전화 중계기¦ 무선호출 및¦ 경찰 무선중계기¦ HFC-22D-FR¦ From: 904정거장¦ To: 906정거장¦ OF-SM-1Core¦ 외부접속 단자함¦ 소방무선통신¦ 통신기계실 (종합무선중계설비)¦ D¦ 광전변환기¦ 광전송장치¦ 광커플러¦ FM¦ 중계장치¦ HFC-12D-FR¦ HFC-12D-FR¦ MIXER¦ COMBINER¦ COMBINER¦ 2D¦ HFC-12D-FR¦ 합¦ RFCL-42D-광대역¦ RFCL-42D-광대역¦ 2D¦ HFC-12D-FR¦ 2D¦ 복합통신 ANTENNA¦ 강¦ 선¦ 널¦ 터¦ &¦ 본¦ 장¦ B2¦ 승¦ 실¦ 콘솔내 접속단자¦ 안전관리실¦ 대¦ B1¦ OF-SM-1Core¦ HFC-12D-FR¦ 복합통신 ANTENNA¦ HFC-12D-FR¦ 이동통신기계실¦ 열차무선장치¦ From: 904정거장¦ OF-SM-1Core¦ C¦ RFCL-42D-광대역¦ RFCL-42D-광대역¦ 2D¦ 2D¦ HFC-22D-FR¦ 장비사 공급분¦ 본선시공¦ 역사시공¦ NOTE¦ UTP Cat.5E 4Px2조¦ 상행¦ UTP Cat.5E 4Px2조¦ 라디오 송수신제어 ANTENNA¦ 하행¦ 2D¦ 3D¦ CO2실¦ 공조기기계실-1¦ 공조기기계실-2¦ 무선호출 및¦ 이동전화 ANT.¦ (예비)¦ 경찰 C3 ANT.¦ (예비)¦ 이동전화 중계기¦ 무선호출 및¦ 경찰 무선중계기¦ HFC-22D-FR¦ From: 904정거장¦ 외부접속 단자함¦ 소방무선통신¦ 통신기계실 (종합무선중계설비)¦ D1¦ 광전변환기¦ 광전송장치¦ 광커플러¦ FM¦ 중계장치2¦ HFC-12D-FR¦ HFC-12D-FR¦ MIXER¦ COMBINER¦ D4¦ HFC-12D-FR¦ OF-SM-1Core¦ HFC-12D-FR¦ 제2,3이동통신사업자기계실¦ 열차무선장치 (기지국,TRS)¦ OF-SM-1Core¦ c¦ To: 정거장¦ To: 906정거장¦ OF-SM-1Core¦ From: 904정거장¦ D2¦ 광전변환기¦ 광전송장치¦ 광커플러¦ DMB¦ 중계장치2¦ OF-SM-1Core¦ To: 906정거장¦ OF-SM-1Core¦ RRU¦ 철거¦ 신설¦ FM¦ 중계장치1¦ 2D¦ DMB¦ 중계장치1¦ MIXER¦ COMBINER¦ IP MPLS¦ OF-SM-2Core¦ D3¦ 철거후 직결¦ LTE-R¦ A¦ B¦ 대합실¦ 3D¦ Co2실¦ 2D¦ 공조기계실-1¦ 2D¦ MCC실¦ 2D¦ 대합실¦ 3D¦ 3D¦ 공조기계실-2¦ 공조기계실-2¦ 환기실¦ 전기실¦ 물탱크실¦ 905정거장 종합무선중계,열차무선설비 DIAGRAM¦ NONE¦ 신방화¦ 마곡나루¦ 양천향교¦ T¦ 1¦ 0¦ 0¦ 1¦ 0¦ 2¦ 6¦ 0¦ 0¦ 6¦ 2D¦ HFC-12D-FR (신설)¦ -¦ T¦ 0¦ 0¦ 0¦ 0¦ 0¦ 0¦ 0¦ 0¦ 0¦ 0¦
| 1단계_정거장 - 복사본 | 1단계_정거장 - 복사본 | 057. T9103066-004 912정거장 AFC설비 지하2층 장비배치도 (철거).dwg | \A1;1,000¦ \A1;2,030¦ \A1;800¦ \A1;600¦ \A1;30,000¦ \A1;7,500¦ \A1;7,500¦ \A1;7,500¦ \A1;165,000¦ \A1;7,500¦ \A1;7,500¦ \A1;7,500¦ \A1;7,500¦ \A1;7,500¦ \A1;7,500¦ \A1;7,500¦ \A1;7,500¦ \A1;7,500¦ \A1;7,500¦ \A1;7,500¦ \A1;7,500¦ \A1;6,000¦ \A1;4,000¦ \A1;7,500¦ \A1;5,000¦ \A1;5,000¦ \A1;5,000¦ \A1;5,000¦ \A1;5,000¦ \A1;5,000¦ \A1;5,000¦ \A1;5,000¦ \A1;5,000¦ \A1;5,000¦ \A1;5,000¦ \A1;20,000¦ \A1;21,750¦ \A1;72,250¦ \A1;41,000¦ \A1;2,400¦ \A1;30,700¦ \A1;12,950¦ \A1;2,400¦ \A1;12,950¦ \A1;200¦ \A1;200¦ \A1;200¦ \A1;200¦ \A1;200¦ \A1;200¦ \A1;200¦ \A1;200¦ \A1;1,750¦ \A1;900¦ \A1;600¦ \A1;600¦ \A1;600¦ \A1;600¦ \A1;600¦ \A1;5,325¦ \A1;1,075¦ \A1;1,200¦ \A1;200¦ \A1;1,800¦ \A1;8,850¦ \A1;1,180¦ \A1;200¦ \A1;600¦ \A1;1,000¦ Detail "B"¦ Detail "A"¦ Detail "B"¦ Detail "A"¦ 대합실¦ FREE AREA¦ 대합실¦ PAID AREA¦ 11형¦ 12형¦ 10형¦ 8형¦ 8형¦ 6형¦ 8형¦ 8형¦ AAM ¦ 발매기실¦ X07¦ X08¦ X09¦ X11¦ X12¦ X15¦ X16¦ X10¦ X13¦ X14¦ X17¦ X20¦ X21¦ X18¦ X19¦ X22¦ X23¦ X24¦ X25¦ X26¦ X27¦ X28¦ X29¦ X30¦ X31¦ X32¦ X33¦ X34¦ X35¦ X36¦ Y00¦ Y02¦ Y03¦ Y06¦ Y04¦ DN¦ DN¦ DN¦ DN¦ UP¦ ELEV.¦ ELEV.¦ ELEV.¦ 공조기계실2¦ 물탱크실¦ 창 고¦ 통신신호기계실¦ 편의점¦ 발매기실¦ 대합실¦ 이동통신기계실¦ 용역원 대기실¦ 비상전원실¦ 전기실¦ 안전관리실¦ 변전실 ¦ 운영원대기실¦ 복 도¦ CO2실¦ 공조기계실1¦ 운전취급실¦ ELEV.¦ AF-2¦ 912 정거장¦ STA.13km796.097¦ CO2실¦ AAM ¦ 912정거장 AFC설비 지하2층 장비배치도 (철거)¦ 912정거장 AFC설비 지하2층 장비배치도 (철거)¦ S = 1 / 600¦ 1/600¦ 지하철 912정거장¦ 신목동¦ 선유도¦ 당산¦ 4¦ 0¦ 0¦ T¦ 9¦ 1¦ 0¦ 3¦ 0¦ 6¦ 6¦ \A1;1,000¦ \A1;800¦ \A1;800¦
| 1단계_정거장 - 복사본 | 1단계_정거장 - 복사본 | 046. T9103066-001 906정거장 통신기계실 기기배치도 및 바닥 TRAY 설치도.dwg | \A1;2900¦ \A1;2100¦ \A1;1,000¦ \A1;1,200¦ \A1;729¦ \A1;8336¦ \A1;3384¦ \A1;3044¦ \A1;4839¦ \A1;3384¦ \A1;844¦ \A1;750¦ \A1;908¦ \A1;1597¦ \A1;590¦ \A1;600¦ \A1;159¦ \A1;132¦ \A1;141¦ \A1;1,001¦ \A1;900¦ \A1;3,151¦ TRAY 설치도¦ 905정거장 통신기계실 기기배치도 및 바닥¦ \A1;2,100¦ : 철거¦ : 철거¦ OFD 랙¦ 기지국¦ 역사노드¦ 스위치 ¦ MDF 랙¦ 장치 랙¦ 백본 랙¦ 랙¦ OFD 랙¦ 기지국장치 랙¦ 역사노드백본 랙¦ 스위치 랙¦ MDF 랙¦ 통신기계실¦ 안전관리실¦ X04¦ X05¦ X06¦ Y04¦ Y05¦ 906정거장 통신기계실 기기배치도 및 바닥 TRAY 설치도¦ S = 1 / 100¦ UPS¦ ATS&AVR&DIST¦ BATT¦ 냉난방기¦ 대열차¦ 전송¦ CLOCK¦ 복합¦ 통신¦ SOR¦ CCTV¦ PA¦ PA¦ 사령¦ 전화¦ CCTV¦ 장 비 명¦ Equipment Schedule¦ 규 격 (W x D x H)¦ 냉난방기 (기계설비)¦ UPS(15KVA)¦ 1,272 x 500 x 2200¦ 600 x 300 x 2200¦ 701.5 x 750 x 2200¦ 575 x 600 x 1920¦ 600 x 750 x 1800¦ 570 x 650 x 1913¦ 600 x 750 x 1800¦ 1,100 x 500¦ 800 x 950 x 1800¦ ATS&AVR&DIST¦ BATTERY¦ 1000 x 950 x 1800¦ 1600 x 950 x 1800¦ 장 비 명¦ 규 격 (W x D x H)¦ 배선반(MDF)¦ 전송장비(ADM+MUX) ¦ 화상설비(CCTV) ¦ 방송설비(PA)¦ 전기시계설비(CLOCK) ¦ 종합무선 중계설비(복합통신)¦ 열차무선설비(SOR) ¦ 사령전화역장치¦ 대열차공간화상설비(지상)¦ 600 x 600 x 800¦ 600 x 750 x 2200¦ 행선안내¦ 1200x750x1000¦ 설비자동제어반¦ 화재탐지반¦ 조명제어반¦ CCTV 및 통신종합집중관리반¦ PSD 제어반¦ SMS¦ PRINTER¦ 종합집중관리 설비 콘솔1¦ 종합집중관리 설비 콘솔2¦ 1000x600x1600¦ 1800x600x1600¦ 600x600x1600¦ 2652x600x1600¦ 800x800x2000¦ 650x800x1000¦ 700x800x750¦ 600x600x1600¦ 600x600x1600¦ G¦ T¦ B¦ DUCT (150x100)¦ DUCT (150x100)¦ MDF¦ A¦ M¦ U¦ X¦ D¦ M ¦ \A1;600¦ 행선안내¦ SMS¦ PSD 제어반¦ 설비자동제어반¦ 화재탐지반¦ 조명제어반¦ CCTV 및 통신¦ 종합집중관리¦ 설비 콘솔1¦ 종합집중관리¦ 설비 콘솔2¦ \A1;4,600¦ \A1;1,800¦ 행선안내¦ \A1;700¦ 종합집중관리반¦ \A1;900¦ (LSE 1)¦ (LSE 2)¦ 교통¦ 방송¦ \A1;900¦ L-C¦ \A1;11,100¦ \pi49.321;{\C0;접지단자함}¦ : 철거¦ OFD 랙¦ 기지국¦ 역사노드¦ 장치 랙¦ 백본 랙¦ 기지국장치 랙¦ 600x600x2200¦ 역사노드백본 랙¦ 600x600x2200¦ OFD 랙¦ 600x600x2200¦ 신설 TRAY (150x100)¦ 1/100¦ 마곡나루¦ 양천향교¦ 가양¦ TRAY 설치도¦ 906정거장 통신기계실 기기배치도 및 바닥¦ T¦ 9¦ 1¦ 0¦ 3¦ 0¦ 6¦ 6¦ 0¦ 0¦ 1¦ \A1;7500¦ \A1;7500¦ \A1;4282¦
| 1단계_정거장 - 복사본 | 1단계_정거장 - 복사본 | 059. T9103038-011 PIPING 상세도 (1_3).dwg | \A1;500¦ \A1;500¦ \A1;1,250¦ \A1;1,500¦ \A1;400¦ \A1;250¦ \A1;500¦ \A1;600¦ \A1;500¦ \A1;500¦ \A1;300¦ \A1;300¦ \A1;300¦ \A1;300¦ -¦ T¦ 0¦ 0¦ 0¦ 0¦ 0¦ 0¦ 0¦ 0¦ 0¦ 0¦ 공통¦ PULL BOX¦ TB BOX ¦ 후강전선관¦ DATA용 배관¦ 정 면 도 (안전관리실)¦ 후강전선관¦ 측 면 도¦ 후강전선관¦ 후강전선관¦ TB BOX ¦ 측 면 도¦ 정 면 도¦ ACCESS FLOOR 또는 콘크리트 닥트¦ 층 FLOOR¦ TB BOX ¦ DOUBLE CEILING¦ 노말밴드¦ PULL BOX¦ DOUBLE CEILING¦ ACCESS FLOOR¦ ACCESS FLOOR¦ 분전반¦ 전기에서 설계¦ MAIN POWER용¦ 정 면 도¦ Vertical Elbow¦ 측 면 도¦ DOUBLE CEILING¦ ACCESS FLOOR¦ CONCOURSE FLOOR¦ 후강전선관¦ TERMINAL BOX¦ 정 면 도¦ 측 면 도¦ 후강전선관¦ TERMINAL BOX¦ SW BOX¦ SW BOX¦ 후강 전선관¦ 정 면 도¦ 후강 전선관¦ 측 면 도¦ SW BOX¦ SW BOX¦ TV UNIT¦ 후강 전선관¦ 정 면 도¦ 후강 전선관¦ 측 면 도¦ 후강 전선관¦ TV UNIT¦ SUS DUCT¦ (300x100)¦ SUS DUCT¦ (300x100)¦ PIPING 상세도 (1/3)¦ PIPING 상세도 (1/3)¦ S = NONE¦ NONE¦ T¦ 9¦ 1¦ 0¦ 3¦ 0¦ 3¦ 8¦ 0¦ 1¦ 1¦ \A1;300¦ \A1;200¦ \A1;500¦
| 1단계_정거장 - 복사본 | 1단계_정거장 - 복사본 | 018. T1001026-014 915정거장 AFC CABLE WIRING DIAGRAM (2_2) (환승구간) (철거).dwg | D/I MUX (ROUTER)¦ (통신기계실)¦ 분전반 (전기시설분)¦ (안전관리실)¦ AFC 접지단자함¦ (안전관리실)¦ DPC BOX¦ 인터콤 모장치¦ SMS (S/W HUB)¦ (안전관리실)¦ EM GATE¦ CONTROL BOX¦ AGM 6형 (No.1)¦ AGM 8형 (No.2)¦ AGM 8형 (No.3)¦ AGM 10/11형 (No.5)¦ AGM 12형 (No.6) (HUB)¦ AAM (No.1)¦ AAM (No.2)¦ F-GV 4.0㎟x1조¦ FR-CV 2C/4.0㎟x1조¦ EM. GATE (No.3) (개폐장치)¦ STP Cat.5E 4Px1조¦ FR-CVVS 4C/2.5㎟x1조 (DPC)¦ 접지단자함 (공통)¦ FR-CV 3C/6.0㎟x1조¦ FR-CV 3C/6.0㎟x1조¦ FR-CV 3C/6.0㎟x1조¦ STP Cat.5E 4Px1조¦ FR-CV 3C/6.0㎟x1조¦ (안전관리실)¦ (안전관리실)¦ CROSS AISLE CABLE¦ CROSS AISLE CABLE¦ CROSS AISLE CABLE¦ (변전실)¦ OF-MM-8Cx1조¦ FR-CVVS 4C/2.5㎟x1조 (DPC)¦ CPEV 0.65/5Px1조 (INT)¦ CPEV 0.65/5Px1조 (INT)¦ CPEV 0.65/5Px1조 (INT)¦ CPEV 0.65/5Px1조 (INT)¦ UTP Cat.5E 4Px1조¦ AGM 8형 (No.4)¦ STP Cat.5E 4Px1조¦ FR-CV 3C/6.0㎟x1조¦ FR-CV 2C/4.0㎟x1조¦ UTP Cat.5E 4Px1조¦ 광S/W HUB (No.1)¦ 환승게이트¦ AGM 6형 (No.7)¦ AGM 8형 (No.8)¦ AGM 8형 (No.9)¦ AGM 10/11형 (No.11)¦ AGM 12형 (No.12) (HUB)¦ CROSS AISLE CABLE¦ CROSS AISLE CABLE¦ CROSS AISLE CABLE¦ AGM 8형 (No.10)¦ STP Cat.5E 4Px1조¦ STP Cat.5E 4Px1조¦ STP Cat.5E 4Px1조¦ STP Cat.5E 4Px1조¦ STP Cat.5E 4Px1조¦ AAM (No.3)¦ AAM (No.4)¦ STP Cat.5E 4Px1조¦ STP Cat.5E 4Px1조¦ EM. GATE (No.4) (개폐장치)¦ FR-CV 3C/6.0㎟x1조¦ FR-CV 3C/6.0㎟x1조¦ FR-CV 3C/6.0㎟x1조¦ FR-CV 3C/6.0㎟x1조¦ FR-CV 3C/6.0㎟x1조¦ FR-CV 3C/6.0㎟x1조¦ FR-CV 3C/6.0㎟x1조¦ CROSS AISLE CABLE¦ CROSS AISLE CABLE¦ 광S/W HUB (No.2)¦ 환승게이트¦ OF-MM-8Cx1조¦ F-GV 4.0㎟x1조¦ CROSS AISLE CABLE¦ CROSS AISLE CABLE¦ STP Cat.5E 4Px1조¦ FR-CV 3C/6.0㎟x1조¦ FR-CV 3C/6.0㎟x1조¦ STP Cat.5E 4Px1조¦ STP Cat.5E 4Px1조¦ STP Cat.5E 4Px1조¦ STP Cat.5E 4Px1조¦ STP Cat.5E 4Px1조¦ STP Cat.5E 4Px1조¦ STP Cat.5E 4Px1조¦ 915정거장 AFC CABLE WIRING DIAGRAM (2/2) (환승구간) (철거)¦ 915정거장 AFC CABLE WIRING DIAGRAM (2/2) (환승구간) (철거)¦ S = NONE¦ NONE¦ 지하철 915정거장¦ 국회의사당¦ 여의도¦ 샛강¦ 4¦ 0¦ 1¦ T¦ 1¦ 0¦ 0¦ 1¦ 0¦ 2¦ 6¦
| 1단계_정거장 - 복사본 | 1단계_정거장 - 복사본 | 048. T9203038-007 광점퍼코드 (OJC) 상세도.dwg | 광점퍼코드 (OJC) 상세도¦ NONE¦ 광점퍼코드 (OJC) 상세도¦ S = NONE¦ SM LC/PC-LC/PC-1C-2.0-5M¦ Unregistered Version - http://www.aidecad.com¦ SM SC/APC-SC/APC-1C-2.0-3M¦ SM LC/PC-LC/PC-1C-2.0-10M¦ SM FC/APC-SC/APC-1C-2.0-3M¦ SM LC/PC-LC/PC-1C-2.0-15M¦ * 예시 도면이며 전송장비등 장비측 제조사별 광콘넥타는 다를 수 있음.¦ T¦ 9¦ 2¦ 0¦ 3¦ 0¦ 3¦ 8¦ 0¦ 0¦ 7¦ 공통¦
| 1단계_정거장 - 복사본 | 1단계_정거장 - 복사본 | 021. T7001034-004 911정거장 전화설비 지하3층 신설평면도 (2_2).dwg | INT¦ \A1;7,330¦ \A1;7,330¦ \A1;500¦ \A1;3,880¦ \A1;7,830¦ \A1;3,880¦ \A1;7,830¦ \A1;23,420¦ \A1;500¦ \A1;3,750¦ \A1;7,500¦ \A1;7,500¦ \A1;5,000¦ \A1;5,000¦ \A1;5,000¦ \A1;5,000¦ \A1;5,000¦ \A1;5,000¦ \A1;5,000¦ \A1;5,000¦ \A1;5,000¦ \A1;7,500¦ \A1;7,500¦ \A1;30,000¦ \A1;20,000¦ 1. 일반교환기에 수용된 전화기는 IP전화기로 교체한다.¦ NOTE¦ 2. 콜폰, E/L폰, 승강장 비상통화장치도 교체한다.¦ 3. 전화 및 인터폰 구간의 배선배관은 기존활용한다.¦ MATCH LINE DWG No. "S1-TA-S11-DB-011-0"¦ 1. 음향유도기 전원은 전기콘센트를 이용한다.¦ NOTE¦ 2. 증폭기전원은 전기콘센트를 이용한다.¦ 3. 통신기계실 및 안전관리실 MAIN 분전반은 전기에서 설치한다.¦ KEY PLAN¦ Y00¦ Y01¦ Y03¦ Y05¦ Y06¦ 28,750¦ 78,750¦ X15¦ X16¦ X17¦ X18¦ X19¦ X20¦ X21¦ X22¦ X23¦ X24¦ X25¦ X26¦ X27¦ X28¦ UP¦ UP¦ PSD기계실1¦ PSD기계실2¦ 승강장¦ 레일부¦ 배수펌프실¦ (P24:500x500x300)¦ (P23:500x500x300)¦ (16) UTP Cat.5E 4Px1조 (승강장 INT)¦ (16) UTP Cat.5E 4Px1조 (승강장 INT)¦ (16) UTP Cat.5E 4Px1조 (승강장 INT)¦ (16) UTP Cat.5E 4Px1조 (승강장 INT)¦ UTP 25P¦ [TB No.7]¦ 공중전화¦ UTP 25P¦ (22) UTP Cat.5E 4Px3조 (승강장 공중전화)¦ (22) UTP Cat.5E 4Px3조 (승강장 공중전화)¦ 공중전화¦ [TB No.8]¦ (22) UTP Cat.5E 4Px3조 (승강장 공중전화)¦ (22) UTP Cat.5E 4Px3조 (승강장 공중전화)¦ 1. 일반교환기에 수용된 전화기는 안전관리실만 IP전화기로 교체한다.¦ NOTE¦ 2. 콜폰, E/L폰, 승강장 비상통화장치도 교체한다.¦ 3. 전화 및 인터폰 구간의 배선배관은 기존활용한다.¦ 지하철 911정거장¦ 염창¦ 신목동¦ 선유도¦ 1/400¦ 911정거장 전화설비 지하3층 신설평면도(2/2)¦ S = 1/400¦ 911정거장 전화설비 지하3층 신설평면도(2/2)¦ T¦ 7¦ 0¦ 0¦ 1¦ 0¦ 3¦ 4¦ 0¦ 0¦ 4¦ (기설활용)¦ P¦
| 1단계_정거장 - 복사본 | 1단계_정거장 - 복사본 | 048. T9103066-003 919정거장 AFC설비 지하1층 장비배치도.dwg | \A1;1,200¦ \A1;4,250¦ \A1;3,100¦ \A1;23,200¦ \A1;13,600¦ \A1;4,250¦ \A1;7,350¦ \A1;7,350¦ \A1;4,250¦ \A1;7,100¦ \A1;6,500¦ \A1;5,000¦ \A1;5,000¦ \A1;5,000¦ \A1;5,000¦ \A1;5,000¦ \A1;5,000¦ \A1;5,000¦ \A1;5,000¦ \A1;5,000¦ \A1;5,000¦ \A1;5,000¦ \A1;5,000¦ \A1;5,000¦ \A1;5,000¦ \A1;5,000¦ \A1;5,000¦ \A1;5,000¦ \A1;7,500¦ \A1;7,500¦ \A1;7,500¦ \A1;7,500¦ \A1;7,500¦ \A1;7,500¦ \A1;7,500¦ \A1;7,500¦ \A1;7,500¦ \A1;7,500¦ \A1;5,000¦ \A1;5,000¦ \A1;5,000¦ \A1;5,000¦ \A1;800¦ \A1;1,000¦ \A1;2,300¦ \A1;800¦ \A1;600¦ \A1;150¦ \A1;600¦ \A1;600¦ \A1;600¦ \A1;600¦ \A1;600¦ \A1;900¦ \A1;975¦ \A1;438¦ \A1;1,751¦ \A1;935¦ \A1;3,633¦ \A1;600¦ \A1;1000¦ \A1;800¦ \A1;800¦ \A1;850¦ \A1;2118¦ \A1;1000¦ \A1;1000¦ \A1;800¦ \A1;200¦ \A1;150¦ \A1;150¦ \A1;150¦ \A1;150¦ \A1;150¦ \A1;150¦ \A1;150¦ \A1;600¦ \A1;150¦ Detail "A"¦ Detail "B"¦ 10형¦ 8형¦ 8형¦ 6형¦ 8형¦ 8형¦ 대합실¦ FREE AREA¦ 대합실¦ PAID AREA¦ 11형¦ 12형¦ 대합실¦ 안전관리실¦ 발매기실¦ 화 장 실¦ 비상전원실¦ 복 도¦ 용역원대기실 및용역창고¦ 통신기계실¦ 비품창고¦ CO2실¦ 공조기계실-1¦ 물탱크실¦ 전기실¦ 공조기계실-2¦ 편의점¦ 내부계단1¦ 내부계단2¦ 내부계단3¦ 내부계단4¦ 외부출입구1¦ 외부출입구2¦ 외부출입구3¦ 외부출입구4¦ 연결통로¦ 방범셔터¦ 방범셔터¦ 방범셔터¦ UP¦ UP¦ UP¦ UP¦ UP¦ UP¦ 내부엘리베이터1¦ 내부엘리베이터2¦ 외부엘리베이터1¦ 외부엘리베이터2¦ DN¦ DN¦ DN¦ DN¦ OPEN¦ 이동통신기계실¦ 용역창고¦ Y00¦ Y01¦ Y02¦ Y03¦ Y04¦ Y05¦ Y06¦ 919 정거장¦ STA.21KM280.000¦ X30¦ X29¦ X28¦ X27¦ X26¦ X25¦ X24¦ X23¦ X22¦ X21¦ X20¦ X19¦ X18¦ X17¦ X16¦ X15¦ X14¦ X13¦ X12¦ X11¦ X10¦ X09¦ X08¦ X07¦ X06¦ X05¦ X04¦ X03¦ X02¦ X01¦ X00¦ X-1¦ 180,000¦ Detail "B"¦ Detail "A"¦ 발매기실¦ AAM ¦ Detail "A"¦ AAM ¦ 구 분¦ 당 초¦ 변 경¦ 6형¦ 8형¦ 10형¦ 6/12형¦ 10/11형¦ 11형¦ 12형¦ 1¦ 1¦ 4¦ 5¦ 1¦ 1¦ -¦ -¦ 1¦ -¦ 1¦ 1¦ -¦ 1¦ 8형¦ 919정거장 AFC설비 지하1층 장비배치도¦ 919정거장 AFC설비 지하1층 장비배치도¦ S = 1 / 600¦ 1/600¦ 지하철 919정거장¦ 노들¦ 중앙대입구¦ 동작¦ T¦ 9¦ 1¦ 0¦ 3¦ 0¦ 6¦ 6¦ 0¦ 0¦ 3¦ \A1;1,800¦
| 1단계_정거장 - 복사본 | 1단계_정거장 - 복사본 | 012. T1001026-008 909정거장 AFC SYSTEM DIAGRAM (철거).dwg | ATVM¦ ATVM¦ 02¦ 01¦ L-AFC-1-분전반¦ 통신기계실¦ MAIN POWER¦ 접지단자함¦ AGM11¦ [ 비상게이트 ]¦ AGM12/6¦ AGM8¦ 08¦ 09¦ CONTROL¦ EM.GATE¦ BOX¦ 안전관리실¦ BOX¦ DPC¦ COM¦ INTER¦ COMMS¦ S/W HUB¦ 화재¦ 수신반¦ 통로안내표시기¦ AAM¦ 01¦ 주제어장치¦ Cross Cable¦ D/I MUX¦ I/F¦ S/W HUB¦ AIS¦ SMS¦ 05¦ AGM10¦ AGM6¦ [ 비상게이트 ]¦ AGM8¦ AGM8¦ 01¦ 02¦ 03¦ AIM¦ Cross Cable¦ AIM¦ 발매기실¦ L-AFC-2-분전반¦ MAIN POWER¦ 접지단자함¦ S/W HUB¦ ATVM¦ ATVM¦ 04¦ 03¦ AAM¦ 02¦ Cross Cable¦ Cross Cable¦ Cross Cable¦ Cross Cable¦ Cross Cable¦ 접지단자함¦ MAIN¦ 변전실¦ GROUND¦ (공통)¦ AGM8¦ 11¦ AGM8¦ 04¦ Cross Cable¦ Cross Cable¦ NO.11 (AGM10)¦ H U B¦ NO.6 (AGM10)¦ H U B¦ 06¦ AGM11¦ 07¦ AGM12¦ 13¦ AGM10¦ AGM8¦ 12¦ 분전반~AAM, AGM, SMS, ATVM, AIM¦ : IN USE¦ 접지반~AAM, AGM, SMS, ATVM¦ EM. GATE¦ MAIN GROUND¦ INTERCOM~ATVM, AAM¦ SMS(S/W HUB)~TOM, AGM, ATVM¦ D/I MUX(ROUTER)~SMS(S/W HUB)¦ NOTE¦ 화재수신반~DPC BOX¦ I/F¦ DPC¦ DPC SW~AGM(DPC)¦ : FR-CV 3C/4.0㎟¦ : F-GV 4.0㎟¦ : FR-CV 2C/4.0㎟¦ : F-GV 50㎟¦ : CPEV 0.65/5P, STP Cat.5E 4P¦ : STP Cat.5E 4Px1조¦ : STP Cat.5E 4Px1조¦ : CPEV 0.9x5P¦ : Interface Unit¦ : Direct Power Control¦ : FR-CVVS 4C/2.5㎟¦ INTERCOM~EM.GATE¦ : UTP Cat.5E 4P¦ AIS~AIM¦ : OF-SM-2Core¦ : UTP Cat.5E 4P¦ AIS~AIM¦ 환급기¦ 02¦ 환급기¦ 01¦ 10¦ 909정거장 AFC SYSTEM DIAGRAM (철거)¦ 909정거장 AFC SYSTEM DIAGRAM (철거)¦ S = NONE¦ NONE¦ 지하철 909정거장¦ 가양¦ 등촌¦ 염창¦ T¦ 1¦ 0¦ 0¦ 1¦ 0¦ 2¦ 6¦ 8¦ 0¦ 0¦
| 1단계_정거장 - 복사본 | 1단계_정거장 - 복사본 | 060. T9203038-018 PIPING 상세도 (2_3).dwg | \A1;200¦ -¦ T¦ 0¦ 0¦ 0¦ 0¦ 0¦ 0¦ 0¦ 0¦ 0¦ 0¦ 공통¦ PULL BOX 하로 연결¦ PULL BOX 뒤로 연결¦ PULL BOX +형 연결¦ PULL BOX¦ PULL BOX¦ PULL BOX¦ 1,500¦ PULL BOX 설치 상세도¦ PULL BOX 직선연결¦ PULL BOX 앞으로 연결¦ PULL BOX¦ PULL BOX¦ 새들¦ 크램프¦ 후강전선관¦ PULL BOX¦ (1/4"x55)¦ 앙카볼트¦ 50¦ (41x25x2.3t)¦ C형 찬넬¦ 500¦ 400¦ 50¦ UP TO DOWN 배관¦ PIPE¦ BOLT HOLE¦ CHANNEL¦ CLAMP¦ 후강 전선관¦ DETAIL "C"¦ 30¦ DETAIL "A"¦ 2단 배관 설치도¦ DETAIL "B"¦ 300¦ 240¦ 30¦ DETAIL "A"¦ 1단 배관 설치도¦ 30¦ 300¦ 240¦ 30¦ PVC 전선관¦ (41x25x2.3t)¦ 전산볼트¦ (3/8" x 1,000)¦ DETAIL "C"¦ (41x25x2.3t)¦ C형 찬넬¦ 와샤¦ 3/8"너 트¦ C형 찬넬¦ DETAIL "B"¦ 전산볼트¦ (3/8"x1,000)¦ 셋트앙카¦ (3/8")¦ DETAIL "A"¦ 사각와샤¦ 평와샤¦ 너트¦ (3/8"x1,000)¦ 전산볼트¦ 사각와샤¦ 평와샤¦ 너트¦ 연결너트¦ 어스본드¦ PIPING 상세도 (2/3)¦ PIPING 상세도 (2/3)¦ S = NONE¦ NONE¦ T¦ 9¦ 2¦ 0¦ 3¦ 0¦ 3¦ 8¦ 0¦ 1¦ 8¦ \A1;25¦ \A1;25¦
| 1단계_정거장 - 복사본 | 1단계_정거장 - 복사본 | 033. T7003034-004 915정거장 방송설비 지하2층 신설평면도 (2_2).dwg | \A1;82,500¦ \A1;94,941¦ \A1;12,441¦ \A1;7,400¦ \A1;3,700¦ \A1;5,000¦ \A1;6,000¦ \A1;6,690¦ \A1;6,150¦ \A1;5,000¦ \A1;5,000¦ \A1;5,000¦ \A1;5,000¦ \A1;5,000¦ \A1;5,000¦ \A1;5,000¦ \A1;5,000¦ \A1;5,000¦ \A1;5,000¦ \A1;5,000¦ \A1;5,000¦ \A1;8,600¦ \A1;8,600¦ \A1;24,800¦ \A1;7,500¦ \A1;7,500¦ \A1;4,900¦ \A1;4,900¦ S = 1 / 400¦ 903정거장 방송설비 지하1층 신설평면도(2/2)¦ 1/400¦ 904정거장 방송설비 지하1층 신설평면도 (1/2)¦ 0¦ 0¦ 0¦ -¦ 0¦ 0¦ 0¦ 0¦ (기설활용)¦ -¦ T¦ 7¦ 0¦ 0¦ 3¦ 0¦ 3¦ 4¦ 0¦ 1¦ 6¦ : (16) HIV 1.5㎟x2조¦ NOTE¦ : (16) HIV 1.5㎟x5조¦ : (16) HIV 1.5㎟x6조¦ : (22) HIV 1.5㎟x7조¦ : (22) HIV 1.5㎟x8조¦ : (22) HIV 1.5㎟x10조¦ : (16) HIV 1.5㎟x4조¦ : (16) HIV 1.5㎟x3조¦ KEY PLAN¦ X24¦ X25¦ X26¦ X27¦ X28¦ X29¦ X30¦ X31¦ X14¦ X15¦ X16¦ X17¦ X18¦ X19¦ X20¦ X21¦ X22¦ X23¦ Y06¦ Y05¦ Y03¦ Y02¦ Y01¦ Y00¦ Y04¦ DN¦ UP¦ DN¦ UP¦ UP¦ 기존5호선 연결¦ 기존5호선 연결¦ UP¦ 창 고 1¦ 승강장¦ 창고 2¦ 창 고 4¦ 승강장¦ 창 고 3¦ 9호선공사범위¦ 9호선공사범위¦ 9호선¦ 5호선¦ (신설)¦ (기존)¦ 9호선¦ (신설)¦ 915 정거장¦ 901M¦ STA.17km195.823¦ 750M¦ MATCH LINE DWG No. "000.dwg"¦ 천정형 3W : 26 EA¦ 벽부형 스피커 추가¦ 벽부형 스피커 추가¦ 지하철 915정거장¦ 국회의사당¦ 여의도¦ 샛강¦ S = 1 / 400¦ 915정거장 방송설비 지하2층 신설평면도(2/2)¦ 1/400¦ 915정거장 방송설비 지하2층 신설평면도 (2/2)¦ (기설활용)¦ T¦ 7¦ 0¦ 0¦ 3¦ 0¦ 3¦ 4¦ 0¦ 0¦ 4¦
| 1단계_정거장 - 복사본 | 1단계_정거장 - 복사본 | 019. T7001034-003 901정거장 전화설비 지상2층 신설평면도.dwg | IP¦ KT¦ INT¦ IDF¦ AMP¦ HUB¦ 배선반¦ CONSOLE¦ \A1;10,000¦ \A1;8,000¦ \A1;8,000¦ \A1;6,980¦ \A1;5,200¦ \A1;26,000¦ \A1;8,000¦ \A1;8,000¦ \A1;8,000¦ \A1;8,000¦ \A1;8,000¦ \A1;8,000¦ \A1;8,000¦ \A1;8,000¦ \A1;90,200¦ \A1;10,800¦ \A1;3,200¦ \A1;5,000¦ \A1;3,000¦ \A1;5,000¦ \A1;200¦ \A1;4,100¦ \A1;3,900¦ \A1;3,600¦ \A1;4,400¦ \A1;7,600¦ \A1;2,400¦ \A1;5,000¦ \A1;4,000¦ \A1;4,000¦ \A1;8,000¦ \A1;6,000¦ \A1;13,800¦ \A1;200¦ \A1;4,500¦ \A1;12,200¦ 5,200¦ 26,000¦ (28) UTP Cat.5E 25Px1조 (전기실)¦ A¦ B¦ TRAY (300x100)¦ UP TO 지상 3층¦ UTP Cat.5E 4Px12조 (침실1~침실6)¦ UTP Cat.5E 4Px2조 (시설작업실)¦ UTP Cat.5E 4Px2조 (설비작업실)¦ UTP Cat.5E 4Px2조 (체력단력실)¦ 인터폰선 0.6x2Px6조 (INT)¦ TRAY (300x100)¦ F¦ 통신기계실 ACCESS FLOOR¦ E¦ UTP Cat.5E 4Px12조 (숙소1~숙소6)¦ UTP Cat.5E 25Px1조 (전기실)¦ UTP Cat.5E 4Px6조 (실승기관사)¦ UTP Cat.5E 4Px2조 (편의점)¦ UTP Cat.5E 4Px2조 (용역원대기실)¦ UTP Cat.5E 4Px2조 (통신작업실)¦ UTP Cat.5E 4Px2조 (전기작업실)¦ UTP Cat.5E 25Px2조 (CONSOLE CONTROL, LSE)¦ UTP Cat.5E 25Px2조 (통합분소)¦ TRAY (300x100)¦ UTP Cat.5E 25Px4조 (안전관리실)¦ UTP Cat.5E 4Px2조 (신호작업실)¦ UTP Cat.5E 4Px2조 (설비작업실)¦ UTP Cat.5E 4Px2조 (시설작업실)¦ UTP Cat.5E 4Px2조 (통합분소)¦ TRAY (300x100)¦ D¦ TRAY (300x100)¦ G¦ 인터폰선 0.6x2Px4조 (INT)¦ (16) UTP Cat.5E 4Px3조 (편의점)¦ H¦ P¦ (28) 인터폰선 0.6x2Px13조 (콜폰)¦ Q¦ UTP Cat.5E 25Px2조 (통합분소)¦ R¦ UTP Cat.5E 4Px2조 (통합분소)¦ TRAY (300x100)¦ L¦ (16) 인터폰선 0.6x2Px각1조 (콜폰)¦ M¦ (16) 인터폰선 0.6x2Px1조 (INT)¦ N¦ DOWN TO 안전관리실 ACCESS FLOOR¦ O¦ UTP Cat.5E 25Px4조 (안전관리실)¦ UTP Cat.5E 25Px2조 (CONSOLE CONTROL, LSE)¦ TRAY (300x100)¦ 인터폰선 0.6x2Px12조 (INT)¦ UTP Cat.5E 4Px2조 (체력단력실)¦ (16) UTP Cat.5E 4Px2조 (용역원대기실)¦ I¦ (28) UTP Cat.5E 4Px6조¦ J¦ 1. 음향유도기 전원은 전기콘센트를 이용한다.¦ NOTE¦ 2. 증폭기전원은 전기콘센트를 이용한다.¦ 3. 통신기계실 및 안전관리실 MAIN 분전반은 전기에서 설치한다.¦ 4. 통합분소¦ (16) UTP Cat.5E 4Px2조¦ (22) UTP Cat.5E 4Px4조¦ ux2¦ ux4¦ (28) UTP Cat.5E 4Px6조¦ ux6¦ (36) SPARE (전기실)¦ TRAY (300x100)¦ C¦ DOWN TO 지상 1층¦ UTP Cat.5E 4Px3조 (승강장 공중전화)¦ UTP Cat.5E 4Px3조 (승강장 INT)¦ UTP Cat.5E 4Px3조 (승강장 INT)¦ X14¦ X15¦ X16¦ X17¦ X18¦ X19¦ X20¦ X21¦ X22¦ Y00¦ Y01¦ Y02¦ Y03¦ Y04¦ X22¦ X23¦ X24¦ X25¦ (16) 인터폰선 0.6x2Px2조 (INT)¦ (기계설비 인터폰 모장치)¦ 전기창고¦ 전기작업실¦ 통신작업실¦ 통신창고¦ 전 기 실¦ 신호작업실¦ 신호창고¦ 여실승기관사¦ (승무대기실)¦ 실승기관사¦ (승무대기실)¦ 통신기계실¦ 편의점¦ 발매기실¦ 비상발전기실¦ CO2 실¦ 용역원대기실¦ 안전 관리실¦ 대 합 실¦ 복 도¦ UP¦ DN¦ UP¦ DN¦ DN¦ DN¦ DN¦ 내부계단 1¦ 내부계단 2¦ 내부E/V¦ 화장실¦ 통합분소¦ 갱의실(여)¦ DN¦ DN¦ OPEN¦ 갱의실(남)¦ ~연결통로지붕~¦ 추락방지용 난간 설치¦ UTP 25P¦ UTP 50P¦ x2¦ x2¦ [TB No.4]¦ [TB No.3]¦ x2¦ x2¦ x2¦ UTP 25P¦ [TB No.5]¦ (P19:200x200x100)¦ x6¦ UTP Cat.5E 4Px2조 (신호작업실)¦ UTP Cat.5E 4Px2조 (통신작업실)¦ UTP Cat.5E 4Px2조 (전기작업실)¦ UTP Cat.5E 4Px6조 (실승기관사)¦ (16) UTP Cat.5E 4Px2조 (전기작업실)¦ B¦ F¦ D¦ G¦ L¦ M¦ N¦ Q¦ R¦ (P16:200x200x100)¦ UTP 50P¦ HUB 32Port¦ [IDF No.1]¦ ux2¦ ux4¦ ux2¦ ux4¦ ux2¦ ux4¦ ux2¦ ux4¦ ux2¦ ux4¦ ux6¦ ux6¦ ux6¦ ux6¦ ux6¦ x25¦ 인터폰선 0.6x2Px3조 (INT)¦ DOWN TO CP PANEL¦ 인터폰선 0.6x2Px4조 (INT)¦ DOWN TO CP PANEL¦ x4¦ x4¦ ux4¦ x6¦ (28) UTP Cat.5E 4Px6조 (운영기관사)¦ (28) UTP Cat.5E 4Px6조 (실승기관사)¦ x4¦ ux4¦ x4¦ J¦ (22) UTP Cat.5E 4Px4조¦ x2¦ (36) UTP Cat.5E 25Px1조 (임대상가)¦ DOWN TO 지상1층 임대상가¦ (16) UTP Cat.5E 4Px2조 (신호작업실)¦ (16) UTP Cat.5E 4Px2조 (통신작업실)¦ A¦ C¦ x2¦ E¦ H¦ O¦ x2¦ I¦ x4¦ UTP 25P¦ [TB No.2]¦ 공중전화¦ P¦ (P:300x300)¦ x2¦ x6¦ K¦ (28) UTP Cat.5E 4Px10조¦ K¦ OF-MM-12C(난연)x1조 (분소)¦ OF-MM-12C(난연)x1조 (분소)¦ TRAY (300x100)¦ TRAY (300x100)¦ (22) 인터폰선 0.6x2Px4조 (INT)¦ UTP Cat.5E 4Px2조 (신호작업실)¦ UTP Cat.5E 4Px2조 (통신작업실)¦ UTP Cat.5E 4Px2조 (전기작업실)¦ UTP Cat.5E 4Px6조 (실승기관사)¦ UTP Cat.5E 25Px1조 (전기실)¦ UTP Cat.5E 25Px1조 (임대상가)¦ UTP Cat.5E 4Px3조 (승강장 공중전화)¦ UTP Cat.5E 4Px3조 (대합실 공중전화)¦ UTP Cat.5E 4Px3조 (운영기관사)¦ (22) 인터폰선 0.6x2Px4조 (INT)¦ UTP Cat.5E 4Px3조 (대합실 공중전화)¦ UTP Cat.5E 25Px2조 (통합분소)¦ UTP Cat.5E 4Px2조 (통합분소)¦ OF-MM-12C(난연)x1조 (분소)¦ TRAY (300x100)¦ UTP Cat.5E 4Px3조 (대합실 공중전화)¦ 인터폰선 0.6x2Px13조 (콜폰)¦ UTP Cat.5E 4Px1조 (편의점)¦ UTP Cat.5E 25Px4조 (안전관리실)¦ UTP Cat.5E 25Px2조 (CONSOLE CONTROL, LSE)¦ 인터폰선 0.6x2Px11조 (INT)¦ UTP Cat.5E 4Px1조 (편의점)¦ UTP Cat.5E 25Px2조 (통합분소)¦ UTP Cat.5E 4Px2조 (통합분소)¦ OF-MM-12C(난연)x1조 (분소)¦ UTP Cat.5E 4Px3조 (대합실 공중전화)¦ UTP Cat.5E 4Px2조 (용역원대기실)¦ UTP Cat.5E 4Px2조 (신호작업실)¦ UTP Cat.5E 4Px2조 (통신작업실)¦ UTP Cat.5E 4Px2조 (전기작업실)¦ UTP Cat.5E 4Px6조 (실승기관사)¦ UTP Cat.5E 25Px1조 (전기실)¦ UTP Cat.5E 25Px4조 (안전관리실)¦ UTP Cat.5E 25Px2조 (CONSOLE CONTROL, LSE)¦ UTP Cat.5E 4Px1조 (편의점)¦ UTP Cat.5E 25Px2조 (통합분소)¦ UTP Cat.5E 4Px2조 (통합분소)¦ OF-MM-12C(난연)x1조 (분소)¦ UTP Cat.5E 4Px3조 (대합실 공중전화)¦ UTP Cat.5E 4Px2조 (용역원대기실)¦ UTP Cat.5E 4Px12조 (침실1~침실6)¦ UTP Cat.5E 4Px2조 (시설작업실)¦ UTP Cat.5E 4Px2조 (설비작업실)¦ UTP Cat.5E 4Px2조 (체력단력실)¦ UTP Cat.5E 4Px3조 (승강장 공중전화)¦ UTP Cat.5E 4Px3조 (승강장 INT)¦ S¦ (22) UTP Cat.5E 4Px3조 (대합실 공중전화)¦ S¦ 인터폰선 0.6x2Px2조 (INT)¦ 22.23¦ 22.23¦ 13.13¦ 14.14¦ 15.15¦ 10.10¦ 11.11¦ 12.12¦ 7.7¦ 8.8¦ 9.9¦ 4.4¦ 5.5¦ 6.6¦ 1.1¦ 2.2¦ 3.3¦ 19.20.21¦ 19.20.21¦ V3-11~14¦ D11¦ V3-15~18¦ D10¦ V3-21~24¦ D9¦ V4-41~44¦ D6¦ V4-35~38¦ V4-31~34¦ D7.8¦ D3.4.5¦ V4-15~28¦ 운영기관사¦ V4-11~14¦ V4-5~8¦ V1.2¦ V4-1~4¦ V3-45~48¦ D16.17.18.24.25¦ V16.17.18¦ 천정형UTP25P¦ 13¦ 12¦ 6¦ 7¦ 8¦ 9¦ 10¦ 11¦ 5¦ 4¦ 3¦ 2¦ 1¦ 분배기(천정)¦ UTP Cat.5E 25Px1조 (안전관리실)(신설)¦ UTP Cat.5E 25Px1조 (안전관리실)(신설)¦ OF-SM-24Core(난연)x1조 (안전관리실)(신설)¦ UTP Cat.5E 25Px1조 (안전관리실)(신설)¦ OF-SM-24Core(난연)x1조 (안전관리실)(신설)¦ OF-SM-24Core(난연)x1조 (안전관리실)(신설)¦ 1. 일반교환기에 수용된 전화기는 안전관리실만 IP전화기로 교체한다.¦ NOTE¦ 2. 콜폰, E/L폰, 승강장 비상통화장치도 교체한다.¦ 3. 전화 및 인터폰 구간의 배선배관은 기존활용한다.¦ 901정거장 전화설비 지상2층 신설평면도¦ S = 1 / 400¦ 지하철 901정거장¦ 개화¦ 김포공항¦ 1/400¦ 901정거장 전화설비 지상2층 신설평면도¦ T¦ 7¦ 0¦ 0¦ 1¦ 0¦ 3¦ 4¦ 0¦ 0¦ 3¦ (기설활용)¦ P¦
| 1단계_정거장 - 복사본 | 1단계_정거장 - 복사본 | 031. T7005034-002 904정거장 CCTV,TDI,시계설비 지하1층 신설평면도(2_2).dwg | P¦ P¦ KEY PLAN¦ \A1;11400¦ \A1;22800¦ \A1;11400¦ \A1;3400¦ \A1;16000¦ \A1;3400¦ \A1;22800¦ \A1;8000¦ \A1;8000¦ L¦ TRAY (300x100)¦ UTP CAT.5E 25Px1조 (CONSOLE)¦ UTP CAT.5E 4Px4조 (CONSOLE)¦ FR-CV 3C/6.0㎟x1조 (LSE POWER)¦ UTP Cat.5E 4Px2조 (CL POWER)(신설)¦ F-CV 3C/2.5㎟x1조 (공간화상)(기존활용)¦ OF- SM-4Cx1조 (공간화상)(기존활용)¦ UTP Cat.5E4Px15조 (CAMERA)(신설)¦ OF-SM-8C(난연)x10조(신설) ¦ FR-CV 3C/4.0㎟x10조(신설) ¦ OF-SM-8C(난연)x2조(승강장모니터)(신설) ¦ FR-CV 3C/4.0㎟x2조(승강장모니터)(신설) ¦ C/R¦ ES-8¦ ES-7¦ ATVM-2¦ A¦ A¦ MATCH LINE DWG No. "S1-TA-S04-DB-017-1.dwg"¦ (P12:200x200x100)¦ (P13:200x200x100)¦ ELEC-1¦ X11¦ X12¦ X13¦ X14¦ X15¦ X16¦ X17¦ X18¦ X19¦ X20¦ X21¦ X22¦ UP¦ 7,500¦ 7,500¦ 7,500¦ 7,500¦ 7,500¦ 7,500¦ 7,500¦ 7,500¦ 7,500¦ 7,500¦ 7,500¦ Y00¦ Y01¦ Y02¦ Y03¦ Y04¦ UP¦ UP¦ UP¦ 발매기실2¦ CO2 실¦ 이동 통신실¦ 물탱크실¦ 복 도¦ 전 기 실¦ 비상 전원실¦ 공조기계실-1¦ Y00¦ Y02¦ Y04¦ Y01¦ Y03¦ NOTE¦ 1. 광케이블, 전원/접지케이블 (OF-SM-4Core, CV 3C/2.5㎟)¦ 2. 승강장 ANT설치위치: 열차 진행방향 정거장 시종점부에 설치¦ 2. 광케이블, 전원/접지케이블 (OF-SM-8Core, CV 3C/2.5㎟)¦ B¦ B¦ vmh¦ vmh¦ vmh¦ vmh¦ (16) UTP Cat.5E4Px1조 (CAMERA)¦ 스피드돔¦ (16) UTP Cat.5E4Px1조 (CAMERA)¦ (16) UTP Cat.5E4Px1조 (CAMERA)¦ (16) UTP Cat.5E4Px4조 (CAMERA)¦ ELEC-1¦ vmh¦ (16) OF-SM-8C(난연)x1조(CAMERA) ¦ (16) FR-CV 3C/4.0㎟x1조(CAMERA) ¦ 지하철 904정거장¦ 공항시장¦ 신방화¦ 마곡나루¦ 1/400¦ S = 1 / 400¦ 904정거장 CCTV,TDI,시계설비 지하1층 신설평면도(2/2)¦ 904정거장 CCTV,TDI,시계설비 지하1층¦ 신설평면도(2/2)¦ T¦ 7¦ 0¦ 0¦ 5¦ 0¦ 3¦ 4¦ 0¦ 0¦ 2¦ CCTV(기존동축활용)¦
| 1단계_정거장 - 복사본 | 1단계_정거장 - 복사본 | 009. T1001026-005 912정거장 CCTV,TDI,시계설비 CABLE WIRING DIAGRAM.dwg | FR-CV 3C/4.0㎟, OF-SM-8C(난연)¦ FR-CV 3C/4.0㎟, OF-SM-8C(난연)¦ 신호통신기계실¦ ELE-4 (지상층)¦ 안전관리실¦ CONSOLE DESK¦ ELE-3 (대합실)¦ ELE-2 (대합실)¦ ELE-1 (지상층)¦ ELE-5 (대합실)¦ ELE-6 (대합실)¦ COMM-1 (통신기계실)¦ 안전관리실¦ ELEC-1 (전기실)¦ UTP Cat.5E 4Px4조(신설)¦ UTP Cat.5E 25Px1조(신설)¦ x2¦ OF-SM-4C, F-CV 3C/2.5㎟ (공간화상)(철거)¦ OF-SM-4C, F-CV 3C/2.5㎟ (공간화상)(철거)¦ 발매기실¦ L¦ S¦ E¦ ELE-7 (대합실)¦ ELE-8 (대합실)¦ ELE-9 (승강장)¦ ELE-10 (승강장)¦ ES-1 (외부계단출입구)¦ ES-4 (대합실)¦ ES-5 (대합실)¦ ES-6 (외부계단출입구)¦ ES-7 (대합실)¦ ES-8 (대합실)¦ ES-9 (대합실)¦ ES-10 (대합실)¦ ES-11 (대합실)¦ ES-12 (대합실)¦ T-1 (화장실.여)¦ P-1 (승강장)¦ P-2 (승강장)¦ P-3 (승강장)¦ P-4 (승강장)¦ AGM-1 (대합실)¦ ATVM-1 (대합실)¦ C-1 ( (대합실)¦ ELEC-2 (변전실)¦ 운영원대기실¦ 용역원대기실¦ 지하2층 (대합실)¦ 운전취급실¦ AGM-2 (대합실)¦ C¦ C¦ T¦ M¦ A¦ T¦ R¦ V¦ R¦ A¦ C¦ K¦ I¦ X¦ 공간화상¦ (차량기지방향)¦ 공간화상¦ (강남방향)¦ UL 2919-AMESB 24AWG 4Px1조 (TDI), FR-CV 3C/4.0㎟x1조 (TDI POWER), OF-MM-12Core(난연)x1조 (TDI), UTP Cat.5E 4Px2조 (TDI):기존활용¦ UL 2919-AMESB 24AWG 4Px1조 (TDI), FR-CV 3C/4.0㎟x1조 (TDI POWER), OF-MM-12Core(난연)x1조 (TDI), UTP Cat.5E 4Px2조 (TDI):기존활용¦ UL 2919-AMESB 24AWG 4Px1조 (TDI), FR-CV 3C/4.0㎟x1조 (TDI POWER), OF-MM-12Core(난연)x1조 (TDI), UTP Cat.5E 4Px2조 (TDI):기존활용¦ UL 2919-AMESB 24AWG 4Px1조 (TDI), FR-CV 3C/4.0㎟x1조 (TDI POWER), OF-MM-12Core(난연)x1조 (TDI), UTP Cat.5E 4Px2조 (TDI):기존활용¦ 승강장모니터(상선)¦ 승강장모니터(하선)¦ FR-CV 3C/4.0㎟(신설), OF-SM-8C(난연)(신설)¦ FR-CV 3C/4.0㎟(신설), OF-SM-8C(난연)(신설)¦ FR-CV 3C/4.0㎟x1조 (출입구게시기 POWER), UTP Cat.5e4Px2조(출입구게시기)(철거)¦ FR-CV 3C/4.0㎟x1조 (출입구게시기 POWER), UTP Cat.5e4Px2조(출입구게시기)(철거)¦ 스위치¦ L2¦ HIV 1.5㎟x2조 (CLOCK)(철거), HIV 2.5㎟x2조 (CLOCK POWER)(철거)¦ HIV 1.5㎟x2조 (CLOCK)(철거)¦ ECX 5C-2V(기존활용)¦ ECX 5C-2V(기존활용)¦ ECX 5C-2V(기존활용)¦ ECX 5C-2V(기존활용)¦ ECX 5C-2V(기존활용)¦ ECX 5C-2V(기존활용)¦ ECX 5C-2V(기존활용)¦ ECX 5C-2V(기존활용)¦ ECX 5C-2V(기존활용)¦ ECX 5C-2V(기존활용)¦ ECX 5C-2V(기존활용)¦ ECX 5C-2V(기존활용)¦ ECX 5C-2V(기존활용)¦ ECX 5C-2V(기존활용)¦ ECX 5C-2V(기존활용)¦ ECX 5C-2V(기존활용)¦ ECX 5C-2V(기존활용)¦ ECX 5C-2V(기존활용)¦ ECX 5C-2V(기존활용)¦ ECX 5C-2V(기존활용)¦ ECX 5C-2V(기존활용)¦ ECX 5C-2V(기존활용)¦ ECX 5C-2V(기존활용)¦ ECX 5C-2V(기존활용)¦ ECX 5C-2V(기존활용)¦ ECX 5C-2V(기존활용)¦ ECX 5C-2V(기존활용)¦ ECX 5C-2V(기존활용)¦ ECX 5C-2V(기존활용)¦ ECX 5C-2V(기존활용)¦ ECX 5C-2V(기존활용)¦ ECX 5C-2V(기존활용)¦ FR-CV 3C/4.0㎟x1조 (대합실 게시기 POWER)(기존활용), OF-SM-8Core(난연)x2조 (대합실게시기)(신설)¦ 지하철 912정거장¦ 신목동¦ 선유도¦ 당산¦ NONE¦ 912정거장 CCTV,TDI,시계설비 CABLE WIRING DIAGRAM¦ S = NONE¦ 912정거장 CCTV,TDI,시계설비 CABLE WIRING¦ DIAGRAM¦ T¦ 1¦ 0¦ 0¦ 1¦ 0¦ 2¦ 6¦ 0¦ 0¦ 5¦
| 1단계_정거장 - 복사본 | 1단계_정거장 - 복사본 | 034. T7005034-002 916정거장 CCTV,TDI,시계설비 지하2층 신설평면도 (1_2).dwg | {\C256;vmh}¦ CONSOLE¦ P¦ \A1;65,000¦ \A1;26,875¦ \A1;7,080¦ \A1;4,950¦ \A1;33,760¦ \A1;7,980¦ \A1;4,950¦ \A1;4,400¦ \A1;4,400¦ \A1;10,300¦ \A1;4,375¦ \A1;7,500¦ \A1;5,000¦ \A1;5,000¦ \A1;5,000¦ \A1;10,000¦ \A1;7,500¦ \A1;7,500¦ \A1;5,000¦ \A1;10,000¦ \A1;10,000¦ \A1;10,000¦ \A1;5,000¦ L¦ L1¦ TRAY (300x100)¦ UTP CAT.5E 25Px1조 (CONSOLE)¦ UTP CAT.5E 4Px4조 (CONSOLE)¦ FR-CV 3C/6.0㎟x1조 (LSE POWER)¦ UTP Cat.5E 4Px2조 (CL POWER)(신설)¦ F-CV 3C/2.5㎟x1조 (공간화상)(기존활용)¦ OF- SM-4Cx1조 (공간화상)(기존활용)¦ UTP Cat.5E4Px15조 (CAMERA)(신설)¦ OF-SM-8C(난연)x10조(신설) ¦ FR-CV 3C/4.0㎟x10조(신설) ¦ OF-SM-8C(난연)x2조(승강장모니터)(신설) ¦ FR-CV 3C/4.0㎟x2조(승강장모니터)(신설) ¦ C/R¦ MATCH LINE¦ MATCH LINE¦ MATCH LINE DWG No. "S1-TA-S16-DB-021-0"¦ 지상E/L¦ 지상E/L¦ DOWN TO 지하1층 E/L¦ N¦ A¦ B¦ C¦ D¦ E¦ F¦ G¦ K¦ L¦ J¦ N¦ I¦ KEY PLAN¦ Y00¦ Y01¦ Y03¦ Y05¦ Y06¦ X05¦ X03¦ X01¦ X00¦ X-01¦ X-02¦ X-03¦ X-04¦ X-05¦ X-06¦ X-07¦ X-08¦ 편의점¦ 발매기실¦ 대합실¦ 대합실¦ OPEN¦ OPEN¦ DN¦ DN¦ UP¦ UP¦ UP¦ 안전관리실¦ 화장실¦ 본선 환기실¦ 외부엘리베이터 2¦ 외부출입구 3¦ 외부출입구 1¦ 외부엘리베이터 1¦ 내부계단 2¦ 내부계단 1¦ 외부출입구 4¦ 내부엘리베이터 1¦ 내부계단 3¦ 내부계단 6¦ 내부엘리베이터 2¦ 방범셧터¦ DN¦ DN¦ UP¦ UP¦ UP¦ UP¦ UP¦ UP¦ UP¦ UP¦ 방범셧터¦ 외부출입구 2¦ (P10:200x200x100)¦ (P8:300x300x200)¦ (P2:200x200x100)¦ (P1:200x200x100)¦ (P3:200x200x100)¦ (P16:200x200x100)¦ (P14:200x200x100)¦ (P15:200x200x100)¦ (P12:200x200x100)¦ ES-3¦ ES-4¦ AGM-1¦ C-1¦ ELE-6¦ ES-6¦ ES-5¦ ELE-5¦ ELE-3¦ ES-2¦ ELE-1¦ T-1¦ A¦ UP TO 지상 E/L¦ (P4:200x200x100)¦ ELE-2¦ ELE-4¦ J¦ L¦ K¦ C¦ E¦ D¦ I¦ ES-1¦ ATVM-1¦ (P5:200x200x100)¦ (P11:200x200x100)¦ B¦ B¦ (P9:200x200x100)¦ (P7:200x200x100)¦ B¦ (P6:200x200x100)¦ AGM-2¦ M-1¦ (P13:200x200x100)¦ M¦ M¦ TRAY (600x150)¦ DOWN TO 지하3층¦ NOTE¦ 1. 광케이블, 전원/접지케이블 (OF-SM-4Core, CV 3C/2.5㎟)¦ 3. 승강장 ANT설치위치: 열차 진행방향 정거장 시종점부에 설치¦ 2. 광케이블, 전원/접지케이블 (OF-SM-8Core, CV 3C/2.5㎟)¦ G-1¦ F¦ B¦ B¦ B¦ B¦ B¦ B¦ B¦ B¦ B¦ M¦ 장애자용¦ 훨체어리프트¦ O¦ ELE-10¦ P¦ 임대상가¦ DOWN TO 안전관리실 ACCESS FLOOR¦ UTP Cat.5E 25Px1조 (CONSOLE)¦ UTP Cat.5E 4Px4조 (CONSOLE)¦ TRAY (300x100)¦ UTP Cat.5E 25Px1조 (CONSOLE)¦ UTP Cat.5E 4Px4조 (CONSOLE)¦ TRAY (300x100)¦ UTP Cat.5E 25Px1조 (CONSOLE)¦ UTP Cat.5E 4Px4조 (CONSOLE)¦ TRAY (300x100)¦ UTP Cat.5E 25Px1조 (CONSOLE)¦ UTP Cat.5E 4Px4조 (CONSOLE)¦ DOWN TO 지하3층¦ TRAY (600x150)¦ TRAY (300x100)¦ TRAY (300x100)¦ UTP Cat.5E 25Px1조 (CONSOLE)¦ UTP Cat.5E 4Px4조 (CONSOLE)¦ TRAY (300x100)¦ UTP Cat.5E 25Px1조 (CONSOLE)¦ UTP Cat.5E 4Px4조 (CONSOLE)¦ UP TO 지상 E/L¦ DOWN TO 지하1층 E/L¦ (16) UTP Cat.5E4Px1조 (CAMERA)¦ TRAY (600x150)¦ FR-CV 3C/6.0㎟x1조 (LSE POWER)¦ FR-CV 3C/6.0㎟x1조 (LSE POWER)¦ FR-CV 3C/6.0㎟x1조 (LSE POWER)¦ FR-CV 3C/6.0㎟x1조 (LSE POWER)¦ FR-CV 3C/6.0㎟x1조 (LSE POWER)¦ FR-CV 3C/6.0㎟x1조 (LSE POWER)¦ TRAY (300x100)¦ UTP Cat.5E 25Px1조 (CONSOLE)¦ UTP Cat.5E 4Px4조 (CONSOLE)¦ FR-CV 3C/6.0㎟x1조 (LSE POWER)¦ P¦ O¦ UP TO 지하1층¦ Q¦ Q¦ Q¦ (16) OF-SM-8Core(난연)x2조(대합실게시기)(신설)¦ (28) FR-CV 3C/4.0㎟x1조 (대합실게시기 POWER)(기존활용)¦ G¦ M¦ OF-SM-8Core(난연)x2조(대합실게시기)(신설)¦ FR-CV 3C/4.0㎟x1조 (대합실게시기 POWER)(기존활용)¦ M-1¦ (16) UTP Cat.5E4Px1조 (CAMERA)¦ OF-SM-8Core(난연)x4조(대합실게시기)(신설)¦ FR-CV 3C/4.0㎟x1조 (대합실게시기 POWER)(기존활용)¦ OF-SM-8Core(난연)x2조(대합실게시기)(신설)¦ FR-CV 3C/4.0㎟x1조 (대합실게시기 POWER)(기존활용)¦ G-1¦ TRAY (300x100)¦ UTP Cat.5E 25Px1조 (CONSOLE)¦ UTP Cat.5E 4Px4조 (CONSOLE)¦ FR-CV 3C/6.0㎟x1조 (LSE POWER)¦ OF-SM-8Core(난연)x4조(대합실게시기)(신설)¦ FR-CV 3C/4.0㎟x1조 (대합실게시기 POWER)(기존활용)¦ OF-SM-8Core(난연)x4조(대합실게시기)(신설)¦ FR-CV 3C/4.0㎟x1조 (대합실게시기 POWER)(기존활용)¦ OF-SM-8Core(난연)x4조(대합실게시기)(신설)¦ FR-CV 3C/4.0㎟x1조 (대합실게시기 POWER)(기존활용)¦ (16) OF-SM-8C(난연)x1조(CAMERA) ¦ (16) FR-CV 3C/4.0㎟x1조(CAMERA) ¦ (16) OF-SM-8C(난연)x1조(CAMERA) ¦ (16) FR-CV 3C/4.0㎟x1조(CAMERA) ¦ (16) OF-SM-8C(난연)x1조(CAMERA) ¦ (16) FR-CV 3C/4.0㎟x1조(CAMERA) ¦ (28) OF-SM-8C(난연)x4조(CAMERA) ¦ (28) FR-CV 3C/4.0㎟x4조(CAMERA) ¦ (36) OF-SM-8C(난연)x6조(CAMERA) ¦ (36) FR-CV 3C/4.0㎟x6조(CAMERA) ¦ (28) UTP Cat.5E4Px2조 (CAMERA)¦ (16) OF-SM-8C(난연)x1조(CAMERA) ¦ (16) FR-CV 3C/4.0㎟x1조(CAMERA) ¦ (16) OF-SM-8C(난연)x1조(CAMERA) ¦ (16) FR-CV 3C/4.0㎟x1조(CAMERA) ¦ (16) OF-SM-8C(난연)x1조(CAMERA) ¦ (16) FR-CV 3C/4.0㎟x1조(CAMERA) ¦ (28) OF-SM-8C(난연)x2조(CAMERA) ¦ (28) FR-CV 3C/4.0㎟x2조(CAMERA) ¦ (16) OF-SM-8C(난연)x1조(CAMERA) ¦ (16) FR-CV 3C/4.0㎟x1조(CAMERA) ¦ (16) OF-SM-8C(난연)x1조(CAMERA) ¦ (16) FR-CV 3C/4.0㎟x1조(CAMERA) ¦ (16) OF-SM-8C(난연)x1조(CAMERA) ¦ (16) FR-CV 3C/4.0㎟x1조(CAMERA) ¦ (28) OF-SM-8C(난연)x2조(CAMERA) ¦ (28) FR-CV 3C/4.0㎟x2조(CAMERA) ¦ (16) OF-SM-8C(난연)x1조(CAMERA) ¦ (16) FR-CV 3C/4.0㎟x1조(CAMERA) ¦ 스피드돔¦ (16) OF-SM-8C(난연)x1조(CAMERA) ¦ (16) FR-CV 3C/4.0㎟x1조(CAMERA) ¦ (36) OF-SM-8C(난연)x10조(CAMERA) ¦ (36) FR-CV 3C/4.0㎟x10조(CAMERA) ¦ (16) OF-SM-8C(난연)x1조(CAMERA) ¦ (16) FR-CV 3C/4.0㎟x1조(CAMERA) ¦ OF-SM-8C(난연)x1조(CAMERA) ¦ FR-CV 3C/4.0㎟x1조(CAMERA) ¦ OF-SM-8C(난연)x13조(CAMERA) ¦ FR-CV 3C/4.0㎟x13조(CAMERA) ¦ OF-SM-8C(난연)x1조(CAMERA) ¦ FR-CV 3C/4.0㎟x1조(CAMERA) ¦ OF-SM-8C(난연)x14조(CAMERA) ¦ FR-CV 3C/4.0㎟x14조(CAMERA) ¦ OF-SM-8C(난연)x14조(CAMERA) ¦ FR-CV 3C/4.0㎟x14조(CAMERA) ¦ (16) OF-SM-8C(난연)x1조(CAMERA) ¦ (16) FR-CV 3C/4.0㎟x1조(CAMERA) ¦ OF-SM-8C(난연)x1조(CAMERA) ¦ FR-CV 3C/4.0㎟x1조(CAMERA) ¦ OF-SM-8C(난연)x1조(CAMERA) ¦ FR-CV 3C/4.0㎟x1조(CAMERA) ¦ OF-SM-8C(난연)x3조(CAMERA) ¦ FR-CV 3C/4.0㎟x3조(CAMERA) ¦ OF-SM-8C(난연)x1조(CAMERA) ¦ FR-CV 3C/4.0㎟x1조(CAMERA) ¦ OF-SM-8C(난연)x21조(CAMERA) ¦ FR-CV 3C/4.0㎟x21조(CAMERA) ¦ (16) OF-SM-8C(난연)x1조(CAMERA) ¦ (16) FR-CV 3C/4.0㎟x1조(CAMERA) ¦ (36) OF-SM-8C(난연)x8조(CAMERA) ¦ (36) FR-CV 3C/4.0㎟x8조(CAMERA) ¦ (16) OF-SM-8C(난연)x1조(CAMERA) ¦ (16) FR-CV 3C/4.0㎟x1조(CAMERA) ¦ OF-SM-8Core(난연)x1조 (모니터)(신설)¦ FR-CV 3C/4.0㎟x1조 (모니터POWER)(신설) ¦ OF-SM-8Core(난연)x1조 (모니터)(신설)¦ FR-CV 3C/4.0㎟x1조 (모니터POWER)(신설) ¦ OF-SM-8Core(난연)x1조 (모니터)(신설)¦ FR-CV 3C/4.0㎟x1조 (모니터POWER)(신설) ¦ OF-MM-12Core(난연)x4조 (TDI)(기존활용)¦ UTP Cat.5E 4Px8조 (TDI)(기존활용)¦ FR-CV 3C/4.0㎟x4조 (TDI POWER)(기존활용)¦ UL 2919-AMESB 24AWG 4Px4조 (TDI)(기존활용)¦ UTP Cat.5E 4Px8조 (TDI)(기존활용)¦ FR-CV 3C/4.0㎟x4조 (TDI POWER)(기존활용)¦ UL 2919-AMESB 24AWG 4Px4조 (TDI)(기존활용)¦ OF-MM-12Core(난연)x4조 (TDI)(기존활용)¦ FR-CV 3C/4.0㎟x4조 (TDI POWER)(기존활용)¦ UL 2919-AMESB 24AWG 4Px4조 (TDI)(기존활용)¦ OF-MM-12Core(난연)x4조 (TDI)(기존활용)¦ FR-CV 3C/4.0㎟x4조 (TDI POWER)(기존활용)¦ UL 2919-AMESB 24AWG 4Px4조 (TDI)(기존활용)¦ OF-MM-12Core(난연)x4조 (TDI)(기존활용)¦ FR-CV 3C/4.0㎟x4조 (TDI POWER)(기존활용)¦ UL 2919-AMESB 24AWG 4Px4조 (TDI)(기존활용)¦ OF-MM-12Core(난연)x4조 (TDI)(기존활용)¦ FR-CV 3C/4.0㎟x4조 (TDI POWER)(기존활용)¦ UL 2919-AMESB 24AWG 4Px4조 (TDI)(기존활용)¦ OF-MM-12Core(난연)x4조 (TDI)(기존활용)¦ UTP Cat.5E 4Px8조 (TDI)(기존활용)¦ UTP Cat.5E 4Px8조 (TDI)(기존활용)¦ UTP Cat.5E 4Px8조 (TDI)(기존활용)¦ UTP Cat.5E 4Px8조 (TDI)(기존활용)¦ UTP Cat.5E 4Px8조 (TDI)(기존활용)¦ FR-CV 3C/4.0㎟x4조 (TDI POWER)(기존활용)¦ UL 2919-AMESB 24AWG 4Px4조 (TDI)(기존활용)¦ OF-MM-12Core(난연)x4조 (TDI)(기존활용)¦ OF-MM-12Core(난연)x4조 (TDI)(기존활용)¦ FR-CV 3C/4.0㎟x4조 (TDI POWER)(기존활용)¦ UL 2919-AMESB 24AWG 4Px4조 (TDI)(기존활용)¦ UTP Cat.5E 4Px8조 (TDI)(기존활용)¦ 지하철 916정거장¦ 여의도¦ 샛강¦ 노량진¦ 1/400¦ S = 1 / 400¦ 916정거장 CCTV,TDI,시계설비 지하2층 신설평면도(1/2)¦ 916정거장 CCTV,TDI,시계설비 지하2층¦ 신설평면도(1/2)¦ T¦ 7¦ 0¦ 0¦ 5¦ 0¦ 3¦ 4¦ 0¦ 0¦ 2¦ CCTV(기존동축활용)¦ P¦
| 1단계_정거장 - 복사본 | 1단계_정거장 - 복사본 | 046. T5001034-001 914정거장 AFC설비 지하2층 평면도.dwg | GND¦ SMS¦ P¦ AIS¦ HUB¦ \A1;7,500¦ \A1;7,500¦ \A1;7,500¦ \A1;7,500¦ \A1;7,500¦ \A1;7,500¦ \A1;8,130¦ \A1;7,500¦ \A1;7,500¦ \A1;7,500¦ \A1;7,500¦ \A1;7,500¦ \A1;7,500¦ \A1;7,500¦ \A1;7,500¦ \A1;7,500¦ \A1;7,500¦ \A1;7,500¦ \A1;7,500¦ \A1;7,500¦ \A1;10,000¦ \A1;20,980¦ \A1;5490¦ \A1;5490¦ F¦ F-GV 4.0㎟x1조 (게이트 GND)¦ HFCO 3C/4.0㎟x1조 (게이트 POWER)¦ FTP Cat.5E 4Px1조 (게이트 COMMS)¦ FR-CVVS 4C/2.5㎟x1조 (DPC)¦ I¦ F-GV 4.0㎟x1조 (게이트 GND)¦ A¦ F7 DUCT¦ F-GV 4.0㎟x1조 (발매기 GND)¦ HFCO 3C/4.0㎟x5조 (게이트 POWER)¦ FR-CVVS 4C/2.5㎟x1조 (DPC)¦ FTP Cat.5E 4Px8조 (게이트 COMMS)¦ FTP Cat.5E 4Px2조 (발매기 COMMS)¦ UTP Cat.5E 4Px2조 (발매기 INT)¦ HFCO 3C/4.0㎟x1조 (발매기 POWER)¦ 165,630¦ X03¦ X04¦ X05¦ X06¦ X07¦ X08¦ X09¦ X10¦ X11¦ X12¦ X13¦ X14¦ X15¦ X16¦ X17¦ X18¦ X19¦ X20¦ X21¦ X22¦ DN¦ DN¦ UP¦ UP¦ 비품창고¦ 비상전원실¦ 복도¦ 승차권창고¦ 용역창고¦ 용역대기실¦ 발매기실¦ 대합실¦ 대합실¦ 통신기계실¦ 안전관리실¦ 이동통신기계실¦ 비품창고¦ CO2 실¦ 전기실¦ 화장실-1¦ 발매기실¦ 편의점¦ 화장실-2¦ 내부계단1¦ 내부계단2¦ 외부엘리베이터2¦ 외부출입구2¦ 외부출입구3¦ 내부계단3¦ 외부출입구통로2¦ 내부엘리베이터¦ 914 정거장¦ STA.16km294.519¦ Y00¦ Y01¦ Y02¦ Y03¦ S/W HUB ¦ 전송장비¦ TRAY (통신)¦ DOWN TO 통신기계실 ACCESS FLOOR¦ FTP Cat.5E 4Px1조 (S/W HUB)¦ DOWN TO AFC 접지단자함¦ F-GV 4.0㎟x3조 (SMS,S/W HUB GND)¦ DOWN TO 분전반¦ HFCO 3C/4.0㎟x2조 (SMS, S/W HUB POWER)¦ (300x300x200)¦ DOWN TO 분전반¦ HFCO 3C/4.0㎟x14조 (발매기, 정산기,환급기,게이트 POWER)¦ HFCO 3C/4.0㎟x1조 (발매기 POWER)¦ UTP Cat.5E 4Px2조 (발매기 INT)¦ F-GV 4.0㎟x1조 (발매기 GND)¦ FTP Cat.5E 4Px2조 (발매기 COMMS)¦ DOWN TO 발매기실¦ HFCO 3C/4.0㎟x2조 (발매기,환급기 POWER)¦ F-GV 4.0㎟x2조 (발매기,환급기 GND)¦ UTP Cat.5E 4Px3조 (발매기,환급기 INT)¦ FTP Cat.5E 4Px3조 (발매기,환급기 COMMS)¦ TRAY (통신)¦ H¦ I¦ J¦ L¦ M¦ N¦ 정산기¦ I¦ 정산기¦ A¦ O¦ TRAY (통신)¦ FTP Cat.5E 4Px1조 (S/W HUB)¦ TRAY (통신)¦ FTP Cat.5E 4Px1조 (S/W HUB)¦ J¦ F7 DUCT¦ F7 DUCT¦ F-GV 4.0㎟x1조 (정산기 GND)¦ HFCO 3C/4.0㎟x1조 (정산기 POWER)¦ UTP Cat.5E 4Px1조 (정산기 INT)¦ FTP Cat.5E 4Px1조 (정산기 COMMS)¦ (28)¦ (28)¦ (28) HFCO 2C/4.0㎟x1조 (EM GATE#2)¦ (22) UTP Cat.5E 4Px1조 (EM GATE#2 INT)¦ F¦ G¦ A¦ DOWNT TO S/W HUB¦ G¦ FR-CVVS 4C/2.5㎟x1조 (DPC)¦ F7 DUCT¦ H¦ FR-CVVS 4C/2.5㎟x1조 (DPC)¦ F7 DUCT¦ FTP Cat.5E 4Px3조 (게이트 COMMS)¦ HFCO 3C/4.0㎟x2조 (게이트 POWER)¦ FTP Cat.5E 4Px5조 (게이트 COMMS)¦ HFCO 3C/4.0㎟x3조 (게이트 POWER)¦ F-GV 4.0㎟x1조 (게이트 GND)¦ F-GV 4.0㎟x1조 (게이트 GND)¦ J¦ FR-CVVS 4C/2.5㎟x1조 (DPC)¦ F7 DUCT¦ FTP Cat.5E 4Px6조 (게이트 COMMS)¦ HFCO 3C/4.0㎟x3조 (게이트 POWER)¦ F-GV 4.0㎟x1조 (게이트 GND)¦ DOWN TO AFC 접지단자함¦ F-GV 4.0㎟x10조 (GND)¦ TRAY (통신)¦ M¦ UTP Cat.5E 4Px8조 (발매기,정산기,환급기 INT)¦ FTP Cat.5E 4Px1조 (S/W HUB)¦ TRAY (통신)¦ UTP Cat.5E 4Px2조 (EM GATE#1,2 INT)¦ FR-CVVS 4C/2.5㎟x2조 (DPC)¦ K¦ L¦ K¦ N¦ O¦ DOWN TO 안전관리실 ACCESS FLOOR¦ DOWNT TO 발매기실¦ FTP Cat.5E 4Px1조 (S/W HUB)¦ HFCO 2C/4.0㎟x2조 (EM GATE#1,2)¦ UTP Cat.5E 4Px2조 (EM GATE#1,2 INT)¦ UTP Cat.5E 4Px5조 (발매기,정산기,환급기 INT)¦ FR-CVVS 4C/2.5㎟x2조 (DPC)¦ FTP Cat.5E 4Px1조 (S/W HUB)¦ HFCO 3C/4.0㎟x2조 (발매기,환급기 POWER)¦ F-GV 4.0㎟x2조 (발매기,환급기 GND)¦ UTP Cat.5E 4Px3조 (INT)¦ FTP Cat.5E 4Px3조 (발매기,환급기 COMMS)¦ (28) HFCO 2C/4.0㎟x1조 (EM GATE#1)¦ (22) UTP Cat.5E 4Px1조 (EM GATE#1 INT)¦ HFCO 3C/4.0㎟x1조 (S/W HUB POWER)¦ F-GV 4.0㎟x1조 (S/W HUB POWER GND)¦ FTP Cat.5E 4Px22조 (발매기,정산기,환급기,게이트 COMMS)¦ TO TRAY(통신)¦ FTP Cat.5E 4Px1조 (S/W HUB)¦ HFCO 2C/4.0㎟x2조 (EM GATE#1,2)¦ UTP Cat.5E 4Px2조 (EM GATE#1,2 INT)¦ UTP Cat.5E 4Px5조 (발매기,정산기,환급기 INT)¦ FR-CVVS 4C/2.5㎟x2조 (DPC)¦ FR-CVVS 4C/2.5㎟x2조 (DPC)¦ FTP Cat.5E 4Px2조 (S/W HUB)¦ TRAY (통신)¦ UTP Cat.5E 4Px2조 (EM GATE#1,2 INT)¦ HFCO 3C/2.5㎟x2조 (SMS,S/W HUB POWER)¦ UTP Cat.5E 4Px8조 (발매기,정산기,환급기 INT)¦ 환급기¦ 환급기¦ C¦ F-GV 4.0㎟x1조 (환급기 GND)¦ HFCO 3C/4.0㎟x1조 (환급기 POWER)¦ UTP Cat.5E 4Px1조 (환급기 INT)¦ FTP Cat.5E 4Px1조 (환급기 COMMS)¦ (28)¦ (28)¦ C¦ C¦ FTP Cat.5E 4Px3조 (발매기,환급기 COMMS)¦ HFCO 3C/4.0㎟x2조 (발매기,환급기 POWER)¦ F-GV 4.0㎟x2조 (발매기,환급기 GND)¦ HFCO 3C/4.0㎟x2조 (발매기,환급기 POWER)¦ F-GV 4.0㎟x2조 (발매기,환급기 GND)¦ FTP Cat.5E 4Px3조 (발매기,환급기 COMMS)¦ 임대상가2¦ F¦ HFCO 3C/4.0㎟x1조 (S/W HUB POWER)¦ HFCO 3C/4.0㎟x3조 (SMS,S/W HUB POWER)¦ HFCO 3C/4.0㎟x3조 (SMS,S/W HUB POWER)¦ HFCO 3C/4.0㎟x1조 (S/W HUB POWER)¦ HFCO 3C/4.0㎟x1조 (S/W HUB POWER)¦ FR-CVVS 4C/2.5㎟x2조 (DPC)¦ FTP Cat.5E 4Px2조 (S/W HUB)¦ UTP Cat.5E 4Px2조 (EM GATE#1,2 INT)¦ HFCO 3C/2.5㎟x2조 (SMS,S/W HUB POWER)¦ UTP Cat.5E 4Px8조 (발매기,정산기,환급기 INT)¦ B¦ B¦ E¦ E¦ B¦ D¦ D¦ F¦ 914정거장 AFC설비 지하2층 평면도¦ 914정거장 AFC설비 지하2층 평면도¦ S = 1 / 400¦ 1/400¦ 지하철 914정거장¦ 당산¦ 국회의사당¦ 여의도¦ T¦ 5¦ 0¦ 0¦ 1¦ 0¦ 3¦ 4¦ 0¦ 0¦ 1¦
| 1단계_정거장 - 복사본 | 1단계_정거장 - 복사본 | 041. T7009934-002 917정거장 출입통제설비 지하1층 평면도 (2_2).dwg | C/R¦ {\C0;vmh}¦ CONSOLE¦ P¦ \A1;2,000¦ \A1;7,500¦ \A1;7,500¦ \A1;7,500¦ \A1;7,500¦ \A1;7,500¦ \A1;7,500¦ \A1;7,500¦ \A1;7,500¦ \A1;7,500¦ \A1;7,500¦ \A1;7,500¦ \A1;84,500¦ \A1;7,500¦ \A1;7,500¦ \A1;7,500¦ \A1;7,500¦ \A1;7,500¦ \A1;37,500¦ \A1;7,070¦ \A1;9,160¦ \A1;9,160¦ \A1;3,300¦ \A1;28,690¦ DN¦ L¦ UTP Cat.5E 4Px2조 (출입통제)¦ (16) UTP Cat.5E 4Px2조 (출입통제)¦ KEY PLAN¦ X11¦ X12¦ X13¦ X14¦ X15¦ X16¦ X17¦ X18¦ X19¦ X20¦ X21¦ X22¦ X23¦ X24¦ X25¦ X26¦ X27¦ Y04¦ Y02¦ Y00¦ Y01¦ Y03¦ 안전관리실¦ 발매기실 2¦ 화장실 2 (PAID)¦ 공조기계실 2¦ 물탱크실¦ 환승통로¦ 대 합 실¦ DN¦ DN¦ 화장실 1 (FREE)¦ 국철노량진역과환승¦ 신축중인 건물과연결¦ 대합실(PAID)¦ UP¦ UP¦ 방범셔터¦ DN¦ 내부계단 3¦ 외부출입구 3¦ 외부출입구 2¦ 내부계단 2¦ UP¦ UP¦ 외부엘리베이터 1¦ 내부엘리베이터 1¦ 내부엘리베이터 2¦ 917 정거장 ¦ STA.18km111.750¦ MATCH LINE DWG No. "S1-TA-S17-DB-018-0"¦ 지상E/L¦ 임대상가2¦ 임대상가1¦ UTP Cat.5E 4Px2조 (출입통제)¦ 917정거장 출입통제설비 지하1층 평면도 (2/2)¦ 917정거장 출입통제설비 지하1층 평면도 (2/2)¦ S = 1 / 400¦ 1/400¦ 지하철 917정거장¦ 샛강¦ 노량진¦ 노들¦ T¦ 7¦ 0¦ 0¦ 9¦ 9¦ 3¦ 4¦ 0¦ 0¦ 2¦ P¦
| 1단계_정거장 - 복사본 | 1단계_정거장 - 복사본 | 055. T9103038-008 RACK 접지상세도.dwg | RACK 접지상세도¦ NONE¦ RACK 접지상세도¦ S = NONE¦ Unregistered Version - http://www.aidecad.com¦ RACK 본체 / door 접지선 연결¦ RACK 후면부¦ 유리문¦ 597¦ 2193¦ RACK 본체¦ 접지선¦ 규 격¦ 크기(mm, WxDxH)¦ 597 x 521 x 2193¦ DU 19" 전용랙¦ 통신실 접지함¦ 시스템 별 접지¦ T¦ 9¦ 1¦ 0¦ 3¦ 0¦ 3¦ 8¦ 0¦ 0¦ 8¦ 공통¦
| 1단계_정거장 - 복사본 | 1단계_정거장 - 복사본 | 045. T7009934-004 908정거장 출입통제설비 지하2층 철거 평면도.dwg | C/R¦ CONSOLE¦ \A1;3,100¦ \A1;3,100¦ \A1;1,100¦ \A1;1,100¦ \A1;7,150¦ \A1;7,150¦ \A1;22,700¦ \A1;22,500¦ \A1;22,500¦ \A1;37,500¦ \A1;22,500¦ \A1;7,500¦ \A1;7,500¦ \A1;7,500¦ \A1;7,500¦ \A1;7,500¦ \A1;7,500¦ \A1;7,500¦ \A1;7,500¦ \A1;7,500¦ \A1;7,500¦ \A1;7,500¦ \A1;7,500¦ \A1;7,500¦ \A1;7,500¦ \A1;120,000¦ \A1;15,000¦ DN¦ UP¦ DN¦ DN¦ DN¦ 독서실¦ 안전관리실¦ 발매기실¦ 공조기계실¦ 화장실¦ DN¦ 편의점¦ 오수펌프실¦ 내부계단4¦ 내부계단1¦ 내부계단2¦ 내부계단5¦ 내부엘리베이터2¦ DN¦ DN¦ DN¦ DN¦ UP¦ UP¦ 내부엘리베이터1¦ 내부계단3¦ 908 정거장¦ STA.9km840.167¦ 예비실¦ 임대상가2¦ 임대상가1¦ TRAY (900x150)¦ UP TO 지하 1층¦ UTP Cat.5E 4Px4조 (출입통제)¦ UTP Cat.5E 4Px4조 (출입통제)¦ UTP Cat.5E 4Px4조 (출입통제)¦ X09¦ X12¦ X13¦ X14¦ X15¦ X16¦ X17¦ X18¦ X19¦ X20¦ X21¦ X22¦ X23¦ X24¦ X25¦ X26¦ X10¦ X11¦ Y00¦ Y04¦ Y08¦ Y03¦ Y05¦ TRAY (600x150)¦ (16) UTP Cat.5E 4Px2조 (출입통제)¦ (16) UTP Cat.5E 4Px2조 (출입통제)¦ 908정거장 출입통제설비 지하2층 철거 평면도¦ 908정거장 출입통제설비 지하2층 철거 평면도¦ S = 1 / 400¦ 1/400¦ 지하철 908정거장¦ 가양¦ 증미¦ 등촌¦ T¦ 7¦ 0¦ 0¦ 9¦ 9¦ 5¦ 1¦ 4¦ 0¦ 0¦ P¦
| 1단계_정거장 - 복사본 | 1단계_정거장 - 복사본 | 012. T1001026-008 915정거장 AFC SYSTEM DIAGRAM (2_2) (환승구간).dwg | L-AFC-1-분전반¦ 환승용¦ 접지단자함¦ CONTROL¦ EM.GATE¦ BOX¦ 안전관리실¦ BOX¦ DPC¦ COM¦ INTER¦ COMMS¦ S/W HUB¦ 화재¦ 수신반¦ 통신기계실¦ SMS¦ NO.2¦ 광S/W HUB¦ NO.1¦ 광S/W HUB¦ 05¦ AGM10/11¦ AGM6¦ [ 비상게이트 ]¦ AGM8¦ AGM8¦ 01¦ 02¦ 03¦ Cross Cable¦ Cross Cable¦ Cross Cable¦ Cross Cable¦ AGM8¦ 04¦ Cross Cable¦ NO.06 (AGM12)¦ H U B¦ 06¦ AGM12¦ AAM¦ 02¦ AAM¦ 01¦ AGM6¦ [ 비상게이트 ]¦ AGM8¦ AGM8¦ 08¦ 09¦ 11¦ 12¦ AGM8¦ 10¦ Cross Cable¦ Cross Cable¦ Cross Cable¦ Cross Cable¦ NO.12 (AGM12)¦ H U B¦ AAM¦ 04¦ AAM¦ 03¦ AGM10/11¦ AGM12¦ 07¦ Cross Cable¦ 분전반~AAM, AGM, SMS, ATVM, AIM¦ : IN USE¦ 접지반~AAM, AGM, SMS, ATVM¦ EM. GATE¦ MAIN GROUND¦ INTERCOM~ATVM, AAM¦ SMS(S/W HUB)~TOM, AGM, ATVM¦ D/I MUX(ROUTER)~SMS(S/W HUB)¦ NOTE¦ 화재수신반~DPC BOX¦ I/F¦ DPC¦ DPC SW~AGM(DPC)¦ : HFCO 3C/4.0㎟¦ : F-GV 4.0㎟¦ : FR-CV 2C/4.0㎟¦ : F-GV 50㎟¦ : UTP Cat.5E 4P¦ : FTP Cat.5E 4Px1조¦ : FTP Cat.5E 4Px1조¦ : UTP Cat.5E 4P¦ : Interface Unit¦ : Direct Power Control¦ : FR-CVVS 4C/2.5㎟¦ INTERCOM~EM.GATE¦ : UTP Cat.5E 4P¦ 915정거장 AFC SYSTEM DIAGRAM (2/2) (환승구간)¦ 915정거장 AFC SYSTEM DIAGRAM (2/2) (환승구간)¦ S = NONE¦ NONE¦ 지하철 915정거장¦ 국회의사당¦ 여의도¦ 샛강¦ T¦ 1¦ 0¦ 0¦ 1¦ 0¦ 2¦ 6¦ 0¦ 0¦ 8¦
| 1단계_정거장 - 복사본 | 1단계_정거장 - 복사본 | 053. T7005034-010 902정거장 CCTV,TDI,시계설비 지하4층신설평면도(1-3).dwg | 창고-1¦ 승강장¦ 승강장¦ 발매기실/¦ 매표소-2¦ 발매기실/¦ 매표소-1¦ 기 지 방 향¦ UP¦ DN¦ 침사조¦ 지하수¦ 00¦ Y¦ 01¦ Y¦ 02¦ Y¦ 03¦ Y¦ Y¦ 04¦ X¦ 07¦ X¦ 06¦ X¦ 05¦ 04¦ X¦ 03¦ X¦ 02¦ X¦ 01¦ X¦ X¦ 00¦ X¦ -1¦ X¦ -2¦ -3¦ X¦ 7500¦ 7500¦ 7500¦ 7500¦ 7500¦ 7500¦ 7500¦ 7500¦ 7500¦ 7500¦ 8150¦ 3550¦ 8240¦ 9020¦ 8840¦ 26100¦ 11700¦ AMP¦ AMP¦ P¦ P¦ C¦ 25P¦ PB(200X200X200)¦ C¦ 25P¦ B¦ PB(200X200X200)¦ A¦ P¦ P¦ C¦ M¦ M¦ PB(300X300X200)¦ C¦ PB(300X300X200)¦ C¦ P¦ C¦ PB(300X300X200)¦ E¦ INT¦ INT¦ P¦ INT¦ INT¦ (22)5C-2VX2(MONDOR)¦ (22)CV 3.5 /2C(M.POW)¦ (22)CPEN 5P/.65(M.COM)¦ D¦ PB(300X300X200)¦ F¦ (16)HIV1.2X3(SP)¦ (16)HIV1.2X3(SP)¦ (16)HIV1.2X3(SP)¦ (16)HIV1.2X3(SP)¦ (16)HIV1.2X2¦ (16)HIV1.2X3¦ (16)HIV1.2X4¦ (16)HIV1.2X6¦ UP TO: 지하1층 통신기계실(9호선)¦ OFSM 4CORE(22C)¦ F-GV 14 (22C)¦ F-CV 2.0 /2C(16C)¦ 승강장하부 TRAY이용(해외시공)¦ P¦ C/R¦ 매표소1¦ 발매기1¦ 게이트1¦ E/V-1¦ (22)FR-CV-3C/4.0㎟x2(신설)¦ (16)OF-SM-8Cx2(난연)(신설)¦ (22)FR-CV-3C/4.0㎟x3(신설)¦ (16)OF-SM-8Cx3(난연)(신설)¦ (22)FR-CV-3C/4.0㎟x5(신설)¦ (16)OF-SM-8Cx5(난연)(신설)¦ (22)FR-CV-3C/4.0㎟x1(신설)¦ (16)OF-SM-8Cx1(난연)(신설)¦ (22)FR-CV-3C/4.0㎟x1(신설)¦ (16)OF-SM-8Cx1(난연)(신설)¦ 승강장1¦ (22)FR-CV-3C/4.0㎟x1(신설)¦ (16)OF-SM-8Cx1(난연)(신설)¦ (22)FR-CV-3C/4.0㎟x1(신설)¦ (16)OF-SM-8Cx1(난연)(신설)¦ A¦ (16)HIV1.2X3(SP)¦ B¦ C¦ (16)HIV1.2X3(SP)¦ D¦ E¦ F¦ 지하철 902정거장¦ 김포공항¦ 공항시장¦ 1/400¦ S = 1/400¦ 개화¦ 902정거장 CCTV,TDI,시계설비 지하4층 신설평면도(1/3)¦ 902정거장 CCTV,TDI,시계설비 지하4층 ¦ 신설평면도(1/3)¦ T¦ 7¦ 0¦ 0¦ 5¦ 0¦ 3¦ 4¦ 0¦ 1¦ 0¦ CCTV(기존동축활용)¦
| 1단계_정거장 - 복사본 | 1단계_정거장 - 복사본 | 074. T9103075-001 902정거장 역사 L3스위치 인터페이스 구성도.dwg | NONE¦ 902(김포공항)정거장 역사 L3 스위치 인터페이스 구성도¦ S = NONE¦ NMS¦ 시리얼 통신장치¦ 역사 L3 스위치-A¦ 역사 L3 스위치-B¦ B¦ A¦ B¦ PDP분배반¦ 전원 A¦ 전원 B¦ 10G 라인카드¦ 10G 라인카드¦ 10/ 100/ 1000Base-T¦ PDP분배반¦ 전원 A¦ 전원 B¦ 10G 라인카드¦ 10G 라인카드¦ 10/ 100/ 1000Base-T¦ 기계설비¦ CTC-1¦ VTS(대열차)¦ UPS¦ 사령전화¦ 방송설비¦ 중앙집중¦ CCTV¦ NTP¦ 교환기¦ 종합무선¦ AFC#1¦ PSD용 신호회선¦ SCADA MMI¦ 열차무선¦ 출입통제¦ PSD¦ 행선안내¦ AFC#3¦ CTC-2¦ AFC#2¦ A¦ 역사백본 ¦ 전송설비 과업¦ 타시스템 과업¦ 역사백본 ¦ -철 거-¦ 902정거장 역사 L3스위치 인터페이스 구성도¦ NONE¦ T¦ 9¦ 1¦ 0¦ 3¦ 0¦ 7¦ 5¦ 0¦ 0¦ 1¦ 902¦ 903¦ 901¦ 902¦ 901¦ 903¦
| 1단계_정거장 - 복사본 | 1단계_정거장 - 복사본 | 021. T7001034-004 906정거장 전화설비 지하2층 신설평면도(2_2).dwg | \A1;7500¦ \A1;7500¦ \A1;7500¦ \A1;7500¦ \A1;7500¦ \A1;7500¦ \A1;7500¦ \A1;7500¦ \A1;82500¦ \A1;7500¦ \A1;7500¦ \A1;7500¦ \A1;9750¦ \A1;9750¦ \A1;19500¦ \A1;2900¦ \A1;6850¦ \A1;2900¦ \A1;6850¦ KEY PLAN¦ INT¦ 1. 일반교환기에 수용된 전화기는 IP전화기로 교체한다.¦ NOTE¦ 2. 콜폰, E/L폰, 승강장 비상통화장치도 교체한다.¦ 3. 전화 및 인터폰 구간의 배선배관은 기존활용한다.¦ 승강장¦ E/S¦ 승강장¦ E/S¦ PSD¦ E/S¦ DN¦ PSD¦ E/S¦ DN¦ UTP Cat.5E 4Px3조 (승강장 공중전화)¦ TRAY (900x150)¦ UP TO 지하1층¦ UTP Cat.5E 4Px3조 (승강장 INT)¦ (16) UTP Cat.5E 4Px1조 (승강장 INT)¦ UTP Cat.5E 4Px2조x2 (이동통신기계실)¦ UTP Cat.5E 4Px3조 (승강장 INT)¦ TRAY (900x150)¦ UP TO 지하1층¦ UTP Cat.5E 4Px1조 (승강장 INT)¦ UTP Cat.5E 4Px3조 (승강장 공중전화)¦ UTP Cat.5E 4Px2조 (승강장 INT)¦ (16) UTP Cat.5E 4Px1조 (승강장 INT)¦ MATCH LINE DWG No. "S1-TA-S06-DB-011-1.dwg"¦ X11¦ Y04¦ X12¦ X13¦ X14¦ X15¦ X16¦ X17¦ X18¦ X19¦ X20¦ X21¦ X22¦ Y03¦ Y02¦ Y00¦ Y06¦ UTP Cat.5E 4Px3조 (승강장 공중전화)¦ 2. 증폭기전원은 전기콘센트를 이용한다.¦ 1. 음향유도기 전원은 전기콘센트를 이용한다.¦ NOTE¦ 3. 통신기계실 및 안전관리실 MAIN 분전반은 전기에서 설치한다.¦ TRAY (W200x100)¦ UTP Cat.5E 4Px1조 (승강장 INT)¦ UTP Cat.5E 4Px2조x2 (이동통신기계실)¦ UTP Cat.5E 4Px2조 (승강장 INT)¦ TRAY (W200x100)¦ UTP Cat.5E 4Px3조 (승강장 공중전화)¦ TRAY (W200x100)¦ TRAY (W200x100)¦ 1. 일반교환기에 수용된 전화기는 안전관리실만 IP전화기로 교체한다.¦ NOTE¦ 2. 콜폰, E/L폰, 승강장 비상통화장치도 교체한다.¦ 3. 전화 및 인터폰 구간의 배선배관은 기존활용한다.¦ 지하철 906정거장¦ 마곡나루¦ 양천향교¦ 가양¦ 1/400¦ 906정거장 전화설비 지하2층 신설평면도(2/2)¦ S = 1/400¦ 906정거장 전화설비 지하2층 신설평면도(2/2)¦ T¦ 7¦ 0¦ 0¦ 1¦ 0¦ 3¦ 4¦ 0¦ 0¦ 4¦ (기설활용)¦
| 1단계_정거장 - 복사본 | 1단계_정거장 - 복사본 | 048. T9103038-006 광점퍼코드 (OJC) 상세도.dwg | 광점퍼코드 (OJC) 상세도¦ NONE¦ 광점퍼코드 (OJC) 상세도¦ S = NONE¦ SM LC/PC-LC/PC-1C-2.0-5M¦ Unregistered Version - http://www.aidecad.com¦ SM SC/APC-SC/APC-1C-2.0-3M¦ SM LC/PC-LC/PC-1C-2.0-10M¦ SM FC/APC-SC/APC-1C-2.0-3M¦ SM LC/PC-LC/PC-1C-2.0-15M¦ * 예시 도면이며 전송장비등 장비측 제조사별 광콘넥타는 다를 수 있음.¦ T¦ 9¦ 1¦ 0¦ 3¦ 0¦ 3¦ 8¦ 0¦ 0¦ 6¦ 공통¦
| 1단계_정거장 - 복사본 | 1단계_정거장 - 복사본 | 094. T7001034-037 차량기지 부속동 구내통신설비 & 방송설비 신설평면도 (폐수처리장).dwg | H¦ P¦ \A1;6,500¦ \A1;6,500¦ \A1;6,500¦ \A1;19,500¦ \A1;1,300¦ \A1;6,250¦ \A1;6,250¦ \A1;12,500¦ \A1;1,500¦ \A1;650¦ \A1;4,500¦ \A1;1,100¦ \A1;1,500¦ \A1;900¦ \A1;3,850¦ \A1;1,200¦ \A1;1,500¦ \A1;2,300¦ \A1;1,800¦ \A1;2,400¦ \A1;1,200¦ \A1;4,500¦ \A1;800¦ \A1;4,500¦ \A1;700¦ F/S (JF) 0.65x12P (50%차폐)x1조¦ FR-CV 3C/6.0㎟x1조 (CA POWER)(기설활용)¦ OF-MM-4Core x1조 (CAMERA)(기설활용)¦ FR-CVVSB 3C/2.5㎟x1조 (SP)¦ : (16) HIV 1.5㎟x2조¦ NOTE¦ : (16) HIV 1.5㎟x4조¦ : (16) HIV 1.5㎟x3조¦ 기계실¦ 관리실¦ DN¦ 창고¦ 화장실¦ X00¦ X01¦ X02¦ X03¦ Y00¦ Y01¦ Y02¦ DN¦ [10P]¦ [UTP 25P]¦ (P3:200x200x100)¦ (P1:300x300x200)¦ 수1-19¦ x2¦ (16) UTP Cat.5E 4Px2조¦ (P2:200x200x100)¦ (28) FR-CV 3C/6.0㎟x1조 (CA POWER)(기설활용)¦ (28) OF-MM-4Core x1조 (CAMERA)(기설활용)¦ (28) FR-CV 3C/6.0㎟x1조 (CA POWER)¦ (28) OF-MM-4Core x1조 (CAMERA)¦ FC 50mmx1조¦ FC 100mmx1조 (SPARE)¦ (28) FR-CV 3C/6.0㎟x1조 (CA POWER)¦ (22) ECX 5C-2Vx1조 (CAMERA)¦ (28) OF-MM-4Core x1조 (CAMERA)¦ (16) HIV 1.5㎟x2조 (SP)¦ (500x600x200)¦ 1.2¦ 차량기지 부속동 구내통신설비 신설평면도 ¦ 차량기지 부속동 구내통신설비 신설평면도 (폐수처리장)¦ S = 1/100¦ 1/100¦ 차량기지¦ 차량기지¦ (폐수처리장)¦ T¦ 7¦ 0¦ 0¦ 1¦ 0¦ 3¦ 4¦ 0¦ 3¦ 7¦
| 1단계_정거장 - 복사본 | 1단계_정거장 - 복사본 | 031. T7005034-003 909정거장 CCTV,TDI,시계설비 지하1층 외부출입구 신설평면도.dwg | P¦ L¦ TRAY (300x100)¦ UTP CAT.5E 25Px1조 (CONSOLE)¦ UTP CAT.5E 4Px4조 (CONSOLE)¦ FR-CV 3C/6.0㎟x1조 (LSE POWER)¦ UTP Cat.5E 4Px2조 (CL POWER)(신설)¦ F-CV 3C/2.5㎟x1조 (공간화상)(기존활용)¦ OF- SM-4Cx1조 (공간화상)(기존활용)¦ UTP Cat.5E4Px15조 (CAMERA)(신설)¦ OF-SM-8C(난연)x10조(신설) ¦ FR-CV 3C/4.0㎟x10조(신설) ¦ OF-SM-8C(난연)x2조(승강장모니터)(신설) ¦ FR-CV 3C/4.0㎟x2조(승강장모니터)(신설) ¦ {\C7; 통신\P기계실}¦ 10K670¦ (강남방향)¦ 24C¦ 11K080¦ (강남방향)¦ 4C¦ 10K575¦ (차량기지방향)¦ 4C¦ {\C7; *대열차공간화상 구성}¦ KEY PLAN¦ UP¦ UP¦ UP¦ UP¦ UP¦ 외부통로¦ 외부통로계단1¦ 외부계단 4¦ 외부계단 5¦ 외부계단 6¦ 외부계단 7¦ 외부통로계단2¦ UP¦ MATCH LINE DWG No. "S1-TA-S09-DB-017-0"¦ (P2:200x200x100)¦ (P1:300x300x200)¦ (P3:200x200x100)¦ ES-1¦ ES-3¦ ES-6¦ ES-5¦ ES-4(1)¦ (P4:300x300x200)¦ (P5:200x200x100)¦ (P6:200x200x100)¦ ES-2(2)¦ ES-2(1)¦ ES-4(2)¦ MATCH LINE DWG No. "S1-TA-S09-DB-017-0"¦ 외부추가1¦ 외부추가2¦ (200x200x100)¦ (200x200x100)¦ vmh¦ vmh¦ vmh¦ vmh¦ vmh¦ vmh¦ vmh¦ vmh¦ vmh¦ vmh¦ (22) UTP Cat.5E4Px2조 (CAMERA)¦ (16) UTP Cat.5E4Px1조 (CAMERA)¦ (16) OF-SM-8C(난연)x1조(CAMERA) ¦ (16) FR-CV 3C/4.0㎟x1조(CAMERA) ¦ (22) OF-SM-8C(난연)x2조(CAMERA) ¦ (22) FR-CV 3C/4.0㎟x2조(CAMERA) ¦ (42) OF-SM-8C(난연)x8조(CAMERA) ¦ (42) FR-CV 3C/4.0㎟x8조(CAMERA) ¦ (36) OF-SM-8C(난연)x4조(CAMERA) ¦ (36) FR-CV 3C/4.0㎟x4조(CAMERA) ¦ (16) OF-SM-8C(난연)x1조(CAMERA) ¦ (16) FR-CV 3C/4.0㎟x1조(CAMERA) ¦ (16) OF-SM-8C(난연)x1조(CAMERA) ¦ (16) FR-CV 3C/4.0㎟x1조(CAMERA) ¦ (28) OF-SM-8C(난연)x2조(CAMERA) ¦ (28) FR-CV 3C/4.0㎟x2조(CAMERA) ¦ (16) OF-SM-8C(난연)x1조(CAMERA) ¦ (16) FR-CV 3C/4.0㎟x1조(CAMERA) ¦ (36) OF-SM-8C(난연)x4조(CAMERA) ¦ (36) FR-CV 3C/4.0㎟x4조(CAMERA) ¦ (28) OF-SM-8C(난연)x2조(CAMERA) ¦ (28) FR-CV 3C/4.0㎟x2조(CAMERA) ¦ (16) OF-SM-8C(난연)x1조(CAMERA) ¦ (16) FR-CV 3C/4.0㎟x1조(CAMERA) ¦ (16) OF-SM-8C(난연)x1조(CAMERA) ¦ (16) FR-CV 3C/4.0㎟x1조(CAMERA) ¦ 지하철 909정거장¦ 가양¦ 등촌¦ 염창¦ 1/400¦ S = 1 / 400¦ 909정거장 CCTV,TDI,시계설비 지하1층 외부출입구 신설평면도¦ 909정거장 CCTV,TDI,시계설비 지하1층¦ 외부출입구 신설평면도¦ T¦ 7¦ 0¦ 0¦ 5¦ 0¦ 3¦ 4¦ 0¦ 0¦ 3¦ CCTV(기존동축활용)¦ P¦
| 1단계_정거장 - 복사본 | 1단계_정거장 - 복사본 | 017. T1001026-013 912정거장 신호통신기계실 & 안전관리실 CABLE WIRING DIAGRAM.dwg | FR-CVVSB 4P/1.5㎟ (연선전화)¦ FR-CVVSB 4P/1.5㎟ (연선전화)¦ F/S(J.F) 0.65x25P (50%%%차폐) 직통전화¦ F/S(J.F) 0.65x25P (50%%%차폐) 직통전화¦ From: 911 ¦ To: 913 ¦ From: 911 ¦ To: 913 ¦ From: 911 ¦ To: 913 ¦ From: 911 ¦ To: 913 ¦ OF-SM 46Core (상선)¦ OF-SM 46Core (상선)¦ OF-SM 46Core (하선)¦ OF-SM 46Core (하선)¦ F-GV 6.0㎟x9조¦ OFD¦ 배선반¦ ADM¦ CCTV MATRIX RACK¦ 부모시계¦ 열차무선 장치¦ 종합무선 중계장치¦ UPS¦ 분전반¦ 종합집중관리 콘솔¦ 화재수신반¦ 광점퍼코드 (FC-PC)x4조¦ 광점퍼코드 (FC-PC)x4조¦ UTP Cat.5E 25Px10조¦ UTP Cat.5E 4Px1조 (DATA)¦ UL 2464-AMESB 24AWGx16Cx3조(방송)¦ P.A AMP RACK¦ FR-CV 4C/25㎟x2조¦ FR-CV 3C/4.0㎟¦ FR-CV 3C/4.0㎟¦ FR-CV 3C/6.0㎟¦ FR-CV 3C/4.0㎟¦ FR-CV 3C/6.0㎟¦ 공통접지 단자함¦ F-GV 6.0㎟x1조¦ F-GV 6.0㎟x2조¦ F-GV 6.0㎟x4조¦ F-GV 6.0㎟x5조¦ F-GV 6.0㎟x7조¦ F-GV 6.0㎟x8조¦ 통신기계실¦ UTP Cat.5E 4Px4조 (영상)¦ UTP Cat.5E 25Px2조 (CONSOLE)¦ FR-CV 3C/4.0㎟¦ 접지단자함 (AFC)¦ F-GV 50㎟x1조¦ 접지단자함 (통신)¦ UTP Cat.5E 25Px1조 (CCTV)¦ F-GV 6㎟x1조¦ F-GV 50㎟x1조¦ F-GV 50㎟x1조¦ 분전반¦ 출입통제 (ACU)¦ UTP Cat.5E 4Px1조 (DATA)¦ FR-CV 3C/4.0㎟¦ F-GV 6.0㎟x6조¦ 행선안내게시기 (LSE)¦ 안전관리실¦ UTP Cat.5E 25Px1조 (LSE)¦ FR-CV 3C/6.0㎟¦ UTP Cat.5E 4Px1조 (화재탐지용)¦ UL 2464-AMESB 24AWG 16Cx2조 (방송), CPEV 0.9 5Px1조, UL 2464-AMESB 24AWG 4Cx1조¦ UTP Cat.5E 4Px1조 (자동방송)¦ 사령전화 역장치¦ 종합집중관리 장치¦ CCTV 콘솔¦ 방송원격조정기¦ UTP Cat.5E 4Px1조¦ UTP Cat.5E 4Px1조¦ UTP Cat.5E 4Px1조¦ CPEV 0.9 5Px1조¦ UTP Cat.5E 4Px1조¦ UTP Cat.5E 4Px1조¦ HFC-12Dx1조¦ F-GV 16㎟x1조¦ 광점퍼코드 (FC-PC)x2조¦ F-GV 6.0㎟x2조¦ F-GV 6.0㎟x1조¦ FR-CV 3C/6.0㎟¦ UTP Cat.5E 4Px1조 (UPS NMS)¦ F-GV 6㎟x1조¦ 역단위 전산기 (SMS)¦ L-M 분전반¦ FR-CV 3C/2.5㎟¦ FR-CV 3C/4㎟¦ UTP Cat.5E 25Px1조¦ UTP Cat.5E 25Px1조¦ UTP Cat.5E 4Px1조¦ FR-CV 3C/4.0㎟¦ OF-SM 48Core (상선)¦ From: 911정거장 ¦ OF-SM 48Core (하선)¦ OF-SM 48Core (상선)¦ OF-SM 48Core (하선)¦ To: 913정거장 ¦ *전송(IP-MPLS) 및 열차무선(LTE-R)의 전원 및 신호계통은 별도 도면 참조¦ *점선( ) : 철거, 실선( ) : 신설¦ UTP Cat.5E 25Px2조¦ 단자함, OFD¦ OF-SM-24CORE X1조¦ From: 911정거장 ¦ 912정거장 신호통신기계실 & 안전관리실 CABLE WIRING DIAGRAM¦ 912정거장 신호통신기계실 & 안전관리실 CABLE WIRING DIAGRAM¦ S = NONE¦ NONE¦ 신목동¦ 선유도¦ 당산¦ T¦ 1¦ 0¦ 0¦ 1¦ 0¦ 2¦ 6¦ 0¦ 1¦ 3¦ T¦ 0¦ 0¦ 0¦ 0¦ 0¦ 0¦ 0¦ 0¦ 0¦ 0¦ OFD¦ 배선반¦ 전송설비¦ CCTV MATRIX RACK¦ 사령전화(역장치)¦ 열차무선 중계장치(SOR)¦ UPS¦ 분전반¦ 종합집중관리 콘솔¦ 화재수신반¦ 광점퍼코드x4¦ 광점퍼코드x2¦ UTP Cat.5E 25Px10¦ UL 2464-AMESB 24AWGx16Cx3(방송) , CPEV 0.65/5Px1 (Rail Condition)¦ CPEV 0.65/5Px1(Rail Condition)¦ P.A AMP RACK¦ F-CV 4C/25㎟¦ F-CV 3C/4.0㎟¦ F-CV 3C/4.0㎟¦ F-CV 3C/4.0㎟¦ F-CV 3C/4.0㎟¦ 전기공통접지 단자함¦ UTP Cat.5E 4Px1 (화재수신)¦ UL 2464-AMESB 24AWG 16Cx1 (방송)¦ F-GV 6.0㎟x1¦ F-GV 6.0㎟x2¦ F-GV 6.0㎟x4¦ F-GV 6.0㎟x5¦ F-GV 6.0㎟x7¦ F-GV 6.0㎟x8¦ 통신기계실¦ UTP Cat.5E 4Px4 (영상), UTP Cat.5E 25Px1 (제어)¦ UTP Cat.5E 25Px1 (CONSOLE)¦ F-CV 3C/4.0㎟¦ 접지단자함 (AFC)¦ F-GV 50㎟x1¦ 접지단자함 (통신)¦ UTP Cat.5E 25Px1 (CCTV)¦ F-GV 50㎟x1¦ 분전반((AFC)¦ OF-SM 72Core (상선)¦ Fom: 930정거장 ¦ OF-SM 72Core (하선)¦ To: 932정거장 ¦ 출입통제 (ACU)¦ UTP Cat.5E 4Px1 (DATA)¦ F-CV 3C/4.0㎟¦ F-GV 6.0㎟x6¦ F-GV 6.0㎟x3¦ 행선안내게시기 (LSE)¦ 역무관리실¦ UTP Cat.5E 25Px1 (LSE)¦ Fom: 930정거장 ¦ To: 932정거장 ¦ F-CV 2C/10㎟¦ UTP Cat.5E 4Px1 (화재수신)¦ UTP Cat.5E 4Px1 (화재수신)¦ 지하재방송(역장치)¦ 광점퍼코드x4(FM, TV, 예비)¦ M I S(역장치)¦ 광점퍼코드x12(상위망, 하위망)¦ F-CV 3C/4.0㎟¦ F-CV 3C/4.0㎟¦ F-GV 6.0㎟x9¦ F-GV 6.0㎟x10¦ F-GV 6.0㎟x11¦ 광점퍼코드x2¦ CPEV-S 0.9x10Px2조 직통전화, 연선전화¦ CPEV-S 0.9x10Px2조 직통전화, 연선전화¦ F-GV 6.0㎟x1¦ F-GV 6.0㎟x2¦ *전송(IP-MPLS) 및 열차무선(LTE-R)의 전원 및 신호계통은 별도 도면 참조¦ *점선( ) : 철거, 실선( ) : 신설¦ OF-SM 48Core (상선)¦ From: 930정거장 ¦ OF-SM 48Core (하선)¦ OF-SM 48Core (상선)¦ OF-SM 48Core (하선)¦ To: 932정거장 ¦
| 1단계_정거장 - 복사본 | 1단계_정거장 - 복사본 | 031. T7005034-002 911정거장 CCTV,TDI,시계설비 지하1,2층 신설평면도 (2_2).dwg | C/R¦ P¦ \A1;7,330¦ \A1;7,330¦ \A1;500¦ \A1;3,880¦ \A1;7,830¦ \A1;3,880¦ \A1;7,830¦ \A1;23,420¦ \A1;500¦ \A1;3,750¦ \A1;7,500¦ \A1;7,500¦ \A1;5,000¦ \A1;5,000¦ \A1;5,000¦ \A1;5,000¦ \A1;5,000¦ \A1;5,000¦ \A1;5,000¦ \A1;5,000¦ \A1;5,000¦ \A1;7,500¦ \A1;7,500¦ \A1;30,000¦ \A1;20,000¦ L¦ (철거)¦ S = 1 / 400¦ 925정거장 CCTV,TDI,시계설비 지하2층 신설평면도(1/2)¦ 925정거장 CCTV,TDI,시계설비 지하2층¦ 신설평면도(1/2)¦ (신설)¦ L1¦ S¦ (22) UTP Cat.5E 4Px2조 (대합실게시기)(신설)¦ (28) FR-CV 3C/4.0㎟x1조 (대합실게시기 POWER)(신설)¦ (16) OF-MM-8Core(난연)x1조 (대합실게시기)(신설)¦ TRAY (300x100)¦ UTP CAT.5E 25Px1조 (CONSOLE)¦ UTP CAT.5E 4Px4조 (CONSOLE)¦ FR-CV 3C/6.0㎟x1조 (LSE POWER)¦ UTP Cat.5E 4Px2조 (CL POWER)(신설)¦ F-CV 3C/2.5㎟x1조 (공간화상)(기존활용)¦ OF- SM-4Cx1조 (공간화상)(기존활용)¦ UTP Cat.5E4Px15조 (CAMERA)(신설)¦ OF-SM-8C(난연)x10조(신설) ¦ FR-CV 3C/4.0㎟x10조(신설) ¦ OF-SM-8C(난연)x2조(승강장모니터)(신설) ¦ FR-CV 3C/4.0㎟x2조(승강장모니터)(신설) ¦ (P12:300x300x200)¦ A¦ A¦ TRAY (300x100)¦ C¦ E¦ F¦ TRAY (300x100)¦ H¦ KEY PLAN¦ D¦ Y00¦ Y01¦ Y03¦ Y05¦ Y06¦ 28,750¦ 78,750¦ X15¦ X16¦ X17¦ X18¦ X19¦ X20¦ X21¦ X22¦ X23¦ X24¦ X25¦ X26¦ X27¦ X28¦ UP¦ DN¦ DN¦ 물탱크실¦ 공조기계실2¦ 편의점¦ 대 합 실¦ 이동통신기계실¦ 용역원대기실¦ 발매기실¦ 외부출입구3¦ 외부출입구2¦ UP¦ 방범셔터¦ 외부엘리베이터2¦ MATCH LINE DWG No. "S1-TA-S11-DB-017-0"¦ ES-6¦ (P14:200x200x100)¦ ATVM-1¦ E¦ (P17:200x200x100)¦ F¦ (P16:200x200x100)¦ ES-5¦ (P18:200x200x100)¦ ES-7(1)¦ ELE-7¦ 지상E/L¦ DOWN TO 지하1층¦ ELE-8¦ AGM-4¦ C¦ TRAY (300x100)¦ C-1¦ TRAY (300x100)¦ AGM-2¦ AGM-3¦ D¦ H¦ (P13:200x200x100)¦ ES-7(2)¦ ES-3(2)¦ NOTE¦ 1. 광케이블, 전원/접지케이블 (OF-SM-4Core, CV 3C/2.5㎟)¦ 3. 승강장 ANT설치위치: 열차 진행방향 정거장 시종점부에 설치¦ 2. 광케이블, 전원/접지케이블 (OF-SM-8Core, CV 3C/2.5㎟)¦ I¦ TRAY (300x100)¦ I¦ J¦ vmh¦ vmh¦ vmh¦ vmh¦ vmh¦ vmh¦ vmh¦ vmh¦ vmh¦ vmh¦ vmh¦ (P:200x200x100)¦ (P:200x200x100)¦ (P:200x200x100)¦ J¦ K¦ K¦ L¦ L¦ E¦ 임대상가3¦ (16) UTP Cat.5E4Px1조 (CAMERA)¦ UTP Cat.5E4Px4조 (CAMERA)¦ (16) UTP Cat.5E4Px1조 (CAMERA)¦ (16) UTP Cat.5E4Px1조 (CAMERA)¦ (22) UTP Cat.5E4Px1조 (CAMERA)¦ (16) UTP Cat.5E4Px1조 (CAMERA)¦ UP TO 지상 E/L¦ (16) UTP Cat.5E4Px1조 (CAMERA)¦ UTP Cat.5E4Px1조 (CAMERA)¦ (28) UTP Cat.5E4Px4조 (CAMERA)¦ (16) UTP Cat.5E4Px1조 (CAMERA)¦ (16) UTP Cat.5E4Px1조 (CAMERA)¦ (22) UTP Cat.5E4Px2조 (CAMERA)¦ (16) UTP Cat.5E4Px1조 (CAMERA)¦ N¦ N¦ (16) OF-SM-8Core(난연)x2조(대합실게시기)(신설)¦ (28) FR-CV 3C/4.0㎟x1조 (대합실게시기 POWER)(기존활용)¦ (16) OF-SM-8Core(난연)x4조(대합실게시기)(신설)¦ (28) FR-CV 3C/4.0㎟x1조 (대합실게시기 POWER)(기존활용)¦ 스피드돔¦ (28) OF-SM-8C(난연)x1조(CAMERA) ¦ (28) FR-CV 3C/4.0㎟x1조(CAMERA) ¦ (28) OF-SM-8C(난연)x1조 (CAMERA) ¦ (28) FR-CV 3C/4.0㎟x1조 (CAMERA) ¦ UTP Cat.5E4Px9조 (CAMERA)¦ OF-SM-8C(난연)x1조(CAMERA) ¦ FR-CV 3C/4.0㎟x1조(CAMERA) ¦ OF-SM-8C(난연)x1조(CAMERA) ¦ FR-CV 3C/4.0㎟x1조(CAMERA) ¦ OF-SM-8C(난연)x1조(CAMERA) ¦ FR-CV 3C/4.0㎟x1조(CAMERA) ¦ (16) OF-SM-8C(난연)x1조(CAMERA) ¦ (16)FR-CV 3C/4.0㎟x1조(CAMERA) ¦ (16) OF-SM-8C(난연)x1조(CAMERA) ¦ (16)FR-CV 3C/4.0㎟x1조(CAMERA) ¦ (16) OF-SM-8C(난연)x1조(CAMERA) ¦ (16)FR-CV 3C/4.0㎟x1조(CAMERA) ¦ OF-SM-8C(난연)x2조(CAMERA) ¦ FR-CV 3C/4.0㎟x2조(CAMERA) ¦ OF-SM-8C(난연)x2조(CAMERA) ¦ FR-CV 3C/4.0㎟x2조(CAMERA) ¦ 지하철 911정거장¦ 염창¦ 신목동¦ 선유도¦ 1/400¦ S = 1 / 400¦ 911정거장 CCTV,TDI,시계설비 지하1,2층 신설평면도(2/2)¦ 911정거장 CCTV,TDI,시계설비 지하1,2층¦ 신설평면도(2/2)¦ T¦ 7¦ 0¦ 0¦ 5¦ 0¦ 3¦ 4¦ 0¦ 0¦ 2¦ CCTV(기존동축활용)¦ P¦
| 1단계_정거장 - 복사본 | 1단계_정거장 - 복사본 | 001~003. T1001001~003 912 정거장 목록표,범례도, 표지,간지.dwg | T¦ 공통¦ 1¦ 0¦ 0¦ 1¦ 0¦ 0¦ 2¦ 0¦ 0¦ 1¦ (공통 상세도)¦ 공통¦ T¦ 1¦ 0¦ 0¦ 0¦ 0¦ 0¦ 0¦ 0¦ 0¦ 0¦ 네트워크장비 통신기기실 실장도¦ 서지보호기 상세도¦ DU 시스템 상세도¦ DU RACK 상세도¦ RRU 시스템 상세도¦ OFD 48C 상세도¦ OFD 24C 상세도¦ FDF 48C 상세도¦ 실내안테나 설치상세도¦ 옥상안테나폴[5M] 상세도¦ 옴니 안테나 상세도¦ 정류기 상세도¦ RACK 접지상세도¦ 수공 상세도[1/2]¦ 수공 상세도[2/2]¦ 수공철개 상세도¦ PIPING 상세도[1/3]¦ PIPING 상세도[2/3]¦ PIPING 상세도[3/3]¦ TERMINAL BOX 상세도¦ 접지함 상세도¦ WALL PULLBOX DETAIL¦ 여자화장실 INTERPHONE DETAIL¦ RACK 바닥고정 설치상세도¦ 광점퍼코드[OJC]상세도¦ 방송설비 설치 상세도¦ 천정형 P/T BRACKET 설치 상세도¦ 자시계 외형도¦ 카메라 설치 상세도¦ 행선안내 표시기 외형도¦ 행선안내 표시기 현장 설치도¦ 출입구 및 환승통로 게시기 상세도¦ 출입통제시스템 설치 상세도¦ 종합무선중계설비 상세도¦ 발매기 설치 상세도¦ AFC PIPING DETAIL¦ AGM CHANEL BASE 설치 상세도¦ 열차무선용 철관주 상세도¦ 무선통신 외부단자 및 공시청 안테나 설치 상세도¦ S = NONE¦ 도 면 목 록 표¦ 도면번호¦ 구 분¦ 도 면 명¦ 축 척¦ T-7000002-001¦ 911정거장 CIRCUIT WIRING SYSTEM DIAGRAM¦ 911정거장 COMMUNICATION CABLE WIRING DIAGRAM¦ 911정거장 전화설비 지하1,2층 신설평면도 (1/2)¦ 911정거장 CCTV,TDI,시계설비 CABLE WIRING DIAGRAM¦ 911정거장 CCTV,TDI,시계설비 지하1,2층 신설평면도 (1/2)¦ 911정거장 통신기계실 기기배치도 및 바닥 TRAY 설치도¦ 1¦ 2¦ 3¦ 4¦ 5¦ 6¦ 7¦ 8¦ 9¦ 10¦ 11¦ 12¦ 13¦ 14¦ 15¦ 16¦ 17¦ 18¦ 19¦ 20¦ 21¦ 22¦ 23¦ 24¦ 25¦ 26¦ 27¦ 29¦ 30¦ 31¦ 도면목록표¦ 범례도¦ 911정거장 통신기계실 & 안전관리실 CABLE WIRING DIAGRAM¦ NONE¦ NONE¦ NONE¦ NONE¦ NONE¦ NONE¦ 1 / 400¦ 1 / 400¦ 1 / 400¦ 1 / 400¦ 1 / 400¦ 1 / 400¦ 1 / 400¦ 1 / 400¦ 1 / 400¦ 1 / 400¦ 1 / 400¦ 1 / 400¦ 911정거장 안전관리실 기기배치도 및 바닥 TRAY 설치도¦ 28¦ 1/100¦ 1/50¦ NONE¦ NONE¦ NONE¦ NONE¦ NONE¦ 9 1 1 정 거 장¦ 공 통 상 세 도¦ T-7000002-002¦ T-7000026-003¦ T-7000026-004¦ T-7000026-005¦ T-7000026-007¦ T-7001034-008¦ 911정거장 전화설비 지하1,2층 신설평면도 (2/2)¦ T-7001034-009¦ 911정거장 전화설비 지하3층 신설평면도(1/2)¦ T-7001034-010¦ 911정거장 전화설비 지하3층 신설평면도(2/2)¦ T-7001034-011¦ 911정거장 전화설비 지하1,2층 철거평면도 (1/2)¦ T-7005034-012¦ 911정거장 전화설비 지하1,2층 철거평면도 (2/2)¦ T-7005034-013¦ 911정거장 전화설비 지하3층 철거평면도(1/2)¦ T-7005034-014¦ 911정거장 전화설비 지하3층 철거평면도(2/2)¦ T-7005034-015¦ T-7001034-020¦ 911정거장 CCTV,TDI,시계설비 지하1,2층 신설평면도 (2/2)¦ 911정거장 CCTV,TDI,시계설비 지하3층 신설평면도(1/2)¦ 911정거장 CCTV,TDI,시계설비 지하3층 신설평면도(2/2)¦ T-7001034-021¦ T-7001034-022¦ T-7001034-023¦ 911정거장 CCTV,TDI,시계설비 지하1,2층 철거평면도 (1/2)¦ T-7005034-024¦ 911정거장 CCTV,TDI,시계설비 지하1,2층 철거평면도 (2/2)¦ 911정거장 CCTV,TDI,시계설비 지하3층 철거평면도(1/2)¦ 911정거장 CCTV,TDI,시계설비 지하3층 철거평면도(2/2)¦ T-7005034-025¦ T-7005034-026¦ T-7005034-027¦ T-9103066-028¦ T-9103066-029¦ 1 / 400¦ 1 / 400¦ 1 / 400¦ 1 / 400¦ NONE¦ NONE¦ 32¦ 33¦ 34¦ 36¦ 35¦ 911정거장 방송설비 지하1,2층 신설평면도 (2/2)¦ T-7003034-017¦ 911정거장 방송설비 지하3층 신설평면도(1/2)¦ T-7003034-018¦ 911정거장 방송설비 지하3층 신설평면도(2/2)¦ T-7003034-019¦ 1 / 400¦ 1 / 400¦ 1 / 400¦ 911정거장 방송설비 지하1,2층 신설평면도 (1/2)¦ T-7003034-016¦ 1 / 400¦ 911정거장 방송설비 CABLE WIRING DIAGRAM¦ NONE¦ T-7000026-006¦ NONE¦ 카메라 설치 상세도¦ NONE¦ 천전형 PT BRACKET 설치 상세도¦ NONE¦ 자시계 외형도¦ NONE¦ 행선안내 표시기 외형도¦ NONE¦ 행선안내 표시기 현장 설치도¦ 접지함 상세도¦ T-7002038-034¦ T-7005038-037¦ T-7005038-038¦ T-7009938-039¦ T-8002038-040¦ T-8002038-041¦ 도면번호¦ 구 분¦ 도 면 명¦ 축 척¦ PIPING 상세도(1-3)¦ T-7002038-030¦ PIPING 상세도(2-3)¦ T-7002038-031¦ PIPING 상세도(3-3)¦ T-7002038-032¦ TERMINAL BOX 상세도¦ T-7002038-033¦ 여자화장실 INTERPHONE DETAIL ¦ T-7002038-035¦ 방송설비 설치 상세도¦ T-7002038-036¦ 37¦ 38¦ 39¦ 40¦ 41¦ 도면번호¦ 구 분¦ 도 면 명¦ 축 척¦ 도면번호¦ 구 분¦ 축 척¦ 도면번호¦ 구 분¦ 축 척¦ 1¦ 2¦ 도면목록표¦ NONE¦ 3¦ NONE¦ 4¦ NONE¦ 5¦ NONE¦ 6¦ 7¦ 8¦ NONE¦ 9¦ NONE¦ 10¦ 11¦ 12¦ 13¦ 14¦ 15¦ 16¦ 17¦ 18¦ 19¦ 20¦ 21¦ 22¦ 23¦ 24¦ 25¦ 26¦ 도 면 명¦ 도 면 명¦ 1/600¦ 1/600¦ 도 면 목 록 표¦ NONE¦ 도 면 목 록 표¦ S = NONE¦ 912정거장 CIRCUIT WIRING SYSTEM DIAGRAM / 철거¦ 912정거장 통신기계실 & 안전관리실 CABLE WIRING DIAGRAM¦ 912정거장 종합무선중계,열차무선설비 DIAGRAM¦ NONE¦ NONE¦ NONE¦ NONE¦ NONE¦ NONE¦ NONE¦ NONE¦ NONE¦ NONE¦ NONE¦ NONE¦ 정거장 통신설비 계통도¦ 범례도¦ 912정거장 ¦ 27¦ 28¦ 29¦ 30¦ 31¦ 32¦ 33¦ 34¦ 35¦ 912정거장 통신기계실 기기배치도 및 바닥 TRAY 설치도¦ 36¦ 37¦ 38¦ 39¦ 40¦ 41¦ 42¦ 43¦ 44¦ 공통상세도¦ 45¦ 46¦ NONE¦ NONE¦ NONE¦ NONE¦ NONE¦ 47¦ 48¦ 49¦ 50¦ 51¦ 52¦ 53¦ 54¦ 55¦ 56¦ 57¦ 58¦ 59¦ 60¦ 61¦ 62¦ 63¦ 64¦ 65¦ 66¦ 67¦ 68¦ 69¦ 70¦ 71¦ 72¦ 73¦ 74¦ NONE¦ NONE¦ NONE¦ NONE¦ NONE¦ NONE¦ NONE¦ NONE¦ NONE¦ NONE¦ NONE¦ NONE¦ NONE¦ NONE¦ NONE¦ 심 볼¦ 명 칭¦ 비 고¦ 심 볼¦ 명 칭¦ 비 고¦ ( 36 )¦ ATT¦ 관 로 케 이 블 포 설 (신설)¦ GND¦ MGB¦ 직 매 케 이 블 포 설¦ 트 라 후 내 포 설¦ 천 장 노 출 배 관¦ 케 이 블 접 속¦ 바 닥 배 관¦ 전 선 관 규 격¦ 전 선 관 상 향¦ 전 선 관 하 향¦ 전 선 관 통 과¦ 분 전 반¦ U T P 단 자 함¦ 주 접 지 단 자 함¦ 접 지 단 자 함¦ 천 장 형 풀 박 스¦ 기 설 천 장 형 풀 박 스¦ 벽 부 형 풀 박 스¦ 아 웃 레 트 박 스¦ 인 공¦ 수 공 (신 설)¦ 모 듈 러 잭 (R J - 4 5)¦ 구 내 전 화¦ 역 간 직 통 전 화¦ 사 령 전 화¦ 키 폰 전 화 모 장 치¦ 키 폰 전 화 자 장 치¦ 인 터 폰 자 장 치¦ 모 사 전 송 장 치¦ 콜 폰¦ T V 단 자¦ 장 애 자 용 유 도 음 향 장 치¦ 증 폭 기¦ 천 장 형 스 피 커 (3 W)¦ 벽 부 형 스 피 커 (3 W)¦ 벽 부 형 스 피 커 (3 W)¦ 천 장 형 스 피 커 (5 W)¦ 벽 부 형 스 피 커 (5 W)¦ 컬 럼 형 스 피 커 (20 W)¦ 음 량 조 절 기¦ H I V 1 . 5 ㎟ x 3 조¦ 안 테 나¦ 카 메 라¦ 펜 틸 트 카 메 라¦ 열 차 행 선 안 내 게 시 기¦ 부 모 시 계¦ 자 시 계¦ 사 각 시 계¦ M¦ 방 송 단 자 함¦ P¦ P¦ KP¦ KP¦ H¦ M¦ G¦ PA AMP¦ T¦ 기 설 벽 부 형 풀 박 스¦ INT¦ H o r n 스 피 커 (30 W)¦ 4D¦ AMP¦ T V 분 배 기¦ T V 증 폭 기¦ C/R¦ ACU¦ 출 입 통 제 자 장 치¦ 출 입 통 제 주 장 치¦ 종 단 저 항¦ (200x200x100)¦ (400x500x150)¦ 심 볼¦ 명 칭¦ 비 고¦ SMS¦ ATVM¦ AAM¦ AGM¦ 자 동 발 매 기¦ 자 동 정 산 기¦ 역 단 위 전 산 기¦ 개 집 표 기¦ 케 이 블 트 레 이¦ 일 반 전 화 (국선)¦ KT¦ ATTENUATOR 포함¦ 수치규격표시¦ 수치규격표시¦ 분 배 기¦ D¦ 승 강 장 천 장 노 출 배 관¦ (36) : 수치규격표시¦ 인터폰¦ 모장치¦ 인 터 폰 모 장 치¦ MSC¦ MWS¦ 시스템박스¦ 컬 럼 형 스 피 커 (10 W)¦ INSTALLATION OF DUCT SYSTEM¦ INSTALLATION OF DIRECTBURIED CABLE¦ INSTALLATION OF TROUGH SYSTEM¦ CABLE TRAY¦ CABLE IN CONDUIT CELING EXPOSED¦ CABLE JOINT¦ CABLE IN CONDUIT FLOOR EXPOSED¦ CONDUIT SIZE¦ CONDUIT GOING UPWARD¦ CONDUIT GOING DOWNWARD¦ CONDUIT PASSING¦ POWER DISTRIBUTION BOARD¦ UTP TERMINAL BOX¦ PUBLIC ADDRESS TERMINAL BOX¦ MAIN GROUND BOX¦ EARTH TERMINAL BOX¦ CEILING PULL BOX¦ CEILING PULL BOX¦ WALL PULL BOX¦ WALL PULL BOX¦ MODULAR JACK¦ SYSTEM BOX¦ INTERIOR TELEPHONE¦ MAGNETIC TELEPHONE¦ DISPATCH TELEPHONE¦ KEYPHONE MASTER¦ KEYPHONE SLAVE¦ AUTOMATIC TELEPHONE¦ INTERPHONE MASTER¦ INTERPHONE SLAVE¦ FACSIMILE¦ CALL PHONE¦ OUTLET FOR TV¦ AMPLIFILER¦ SPEAKER (CEILING MOUNTED TYPE)¦ SPEAKER (WALL MOUNTED TYPE)¦ SPEAKER (WALL MOUNTED TYPE)¦ SPEAKER (CEILING MOUNTED TYPE)¦ SPEAKER (WALL MOUNTED TYPE)¦ SPEAKER (COLUMN MOUNTED TYPE)¦ SPEAKER (COLUMN MOUNTED TYPE)¦ SPEAKER (HORN MOUNTED TYPE)¦ ATTENUATOR¦ DISTRIBUTOR FOR TV¦ BOOSTER FOR TV¦ CAMERA FOR CCTV¦ PANTILTED CAMERA¦ DISPLAY FOR TRAIN DESTINATION INDICATION¦ REPEAT ELETRIC CLOCK¦ SLAVE ELECTRIC CLOCK (WALL MOUNTED TYPE)¦ INDEPENDENCE OUTSIDE CLOCK¦ ACCESS CONTROL UNIT¦ CARD READER¦ ANTENNA¦ DISTRIBUTOR FOR RADIO COMMUNICATION¦ DUMMY LOAD¦ STATION MONITORING SYSTEM¦ AUTOMATIC TICKET VENDING MACHINE¦ AUTOMATIC ADD FARE MACHINE¦ AUTOMATIC GATE MACHINE¦ CABLE IN CONDUIT CELING EXPOSED FOR PALTFORM¦ OUTLET BOX¦ Man Hole¦ Hand Hole¦ 토크백¦ 모장치¦ 토 크 백 모 장 치¦ TALK BACK MASTER¦ 수 공 (기 설)¦ H¦ Hand Hole¦ 관 로 케 이 블 포 설 (기설)¦ INSTALLATION OF DUCT SYSTEM¦ 콤바이너¦ c¦ COMBINER¦ 소 방 무 선 접 속 단 자 함¦ RADIO TERMINAL CONNECTION BOX FOR THE FIRE¦ 관 리 역 전 산 기¦ MANAGING STATION COMPUTER¦ 유 지 보 수 전 산 기¦ MAINTENCE WORK STATION¦ 연 선 전 화¦ WAY SIDE TELEPHONE¦ 토 크 백¦ TALK BACK¦ Vmh¦ VMT¦ 환급기¦ V M 수 신 기¦ V M 송 신 기¦ 출 입 구 및 환 승 통 로 안 내 게 시 기¦ L¦ 환 급 기¦ 범 례 도¦ NONE¦ 범 례 표¦ S = NONE¦ 서지보호기 상세도¦ OPDP 상세도¦ RRU 시스템 상세도¦ OFD 48C 상세도¦ FDF 48C 상세도¦ 실내안테나 설치상세도¦ 옴니 안테나 상세도¦ RACK 접지상세도¦ PIPING 상세도[1/3]¦ PIPING 상세도[2/3]¦ PIPING 상세도[3/3]¦ TERMINAL BOX 상세도¦ 접지함 상세도¦ WALL PULLBOX DETAIL¦ 여자화장실 INTERPHONE DETAIL¦ RACK 바닥고정 설치상세도¦ 광점퍼코드[OJC]상세도¦ 방송설비 설치 상세도¦ 천정형 P/T BRACKET 설치 상세도¦ 자시계 외형도¦ 카메라 설치 상세도¦ 행선안내 표시기 외형도¦ 행선안내 표시기 현장 설치도¦ 출입구 및 환승통로 게시기 상세도¦ 출입통제시스템 설치 상세도¦ 종합무선중계설비 상세도¦ 발매기 설치 상세도¦ AFC PIPING DETAIL¦ AGM CHANEL BASE 설치 상세도¦ 무선통신 외부단자 및 공시청 안테나 설치 상세도¦ T1001002-001¦ T1001003-001¦ T1001004-001¦ 912정거장 CIRCUIT WIRING SYSTEM DIAGRAM / 신설¦ T1001026-001¦ T1001026-002¦ 912정거장 종합무선중계설비 지하1층 평면도¦ 912정거장 종합무선중계설비 지하2층 평면도¦ T4009934-001¦ T4009934-002¦ 912(선유도) 역사노드 랙 배치도¦ 912정거장 역사 L3스위치 인터페이스 구성도¦ T9103026-001¦ T9103075-001¦ T9103066-001¦ T9103038-001¦ T9103038-002¦ T9103038-003¦ T9103038-004¦ T9103038-005¦ T9103038-006¦ T9103038-007¦ T9103038-008¦ T9103038-009¦ T9103038-010¦ T9103038-011¦ T9103038-012¦ T9103038-013¦ T9103038-014¦ T9103038-015¦ T9103038-016¦ T9103038-017¦ T9103038-018¦ T9103038-019¦ T9103038-020¦ T9103038-021¦ T9103038-022¦ T9103038-023¦ T9103038-024¦ T9103038-025¦ T9103038-026¦ T9103038-027¦ T9103038-028¦ T9103038-029¦ T9103038-030¦ 912정거장 COMMUNICATION CABLE WIRING DIAGRAM¦ 912정거장 전화설비 지하1층 신설평면도¦ 912정거장 CCTV,TDI,시계설비 CABLE WIRING DIAGRAM¦ 912정거장 전화설비 지하2층 신설평면도 (1/2)¦ 912정거장 전화설비 지하2층 신설평면도(2/2)¦ 912정거장 전화설비 지하3층 신설평면도(1/2)¦ 912정거장 CCTV,TDI,시계설비 지하1층 신설평면도¦ 912정거장 안전관리실 기기배치도 및 바닥 TRAY 설치도¦ 912정거장 전화설비 지하1층 철거평면도¦ 912정거장 전화설비 지하2층 철거평면도 (1/2)¦ 912정거장 전화설비 지하2층 철거평면도(2/2)¦ 912정거장 전화설비 지하3층 철거평면도(1/2)¦ 912정거장 CCTV,TDI,시계설비 지하2층 신설평면도 (1/2)¦ 912정거장 CCTV,TDI,시계설비 지하2층 신설평면도(2/2)¦ 912정거장 CCTV,TDI,시계설비 지하3층 신설평면도(1/2)¦ 912정거장 CCTV,TDI,시계설비 지하1층 철거평면도 ¦ 912정거장 CCTV,TDI,시계설비 지하2층 철거평면도 (1/2)¦ 912정거장 CCTV,TDI,시계설비 지하2층 철거평면도(2/2)¦ 912정거장 CCTV,TDI,시계설비 지하3층 철거평면도(1/2)¦ 912정거장 전화설비 지하3층 신설평면도(2/2)¦ 912정거장 전화설비 지하3층 철거평면도(2/2)¦ 912정거장 CCTV,TDI,시계설비 지하3층 신설평면도(2/2)¦ 912정거장 CCTV,TDI,시계설비 지하3층 철거평면도(2/2)¦ 912정거장 방송설비 지하1층 신설평면도¦ 912정거장 방송설비 지하2층 신설평면도 (1/2)¦ 912정거장 방송설비 지하2층 신설평면도(2/2)¦ 912정거장 방송설비 지하3층 신설평면도(1/2)¦ 912정거장 방송설비 지하3층 신설평면도(2/2)¦ 912정거장 방송설비 CABLE WIRING DIAGRAM¦ 912정거장 AFC SYSTEM DIAGRAM¦ 912정거장 AFC SYSTEM DIAGRAM / 철거¦ 912정거장 AFC CABLE WIRING DIAGRAM¦ 912정거장 AFC CABLE WIRING DIAGRAM / 철거¦ 912정거장 출입통제설비 CABLE WIRING DIAGRAM ¦ 912정거장 출입통제설비 CABLE WIRING DIAGRAM / 철거¦ T7001034-001¦ T7001034-002¦ T7001034-003¦ T7001034-004¦ T7001034-005¦ T7001034-006¦ T7001034-007¦ T7001034-008¦ T7003034-001¦ T7003034-002¦ T7003034-003¦ T7003034-004¦ T7005034-001¦ T7005034-002¦ T7005034-003¦ T7005034-004¦ T7005034-005¦ T7005034-006¦ T7005034-007¦ T7005034-008¦ T1001026-003¦ T1001026-004¦ T1001026-005¦ T1001026-006¦ T1001026-007¦ T1001026-008¦ T1001026-009¦ T1001026-010¦ T1001026-011¦ T1001026-012¦ T1001026-013¦ 912정거장 AFC설비 지하2층 장비배치도¦ 912정거장 AFC설비 지하2층 장비배치도 / 철거¦ T9103066-002¦ T9103066-003¦ T9103066-004¦ 1/600¦ 1/600¦ NONE¦ NONE¦ NONE¦ NONE¦ NONE¦ NONE¦ NONE¦ NONE¦ NONE¦ NONE¦ NONE¦ T7001034-009¦ T7001034-010¦ 1/400¦ 1/400¦ 1/400¦ 1/400¦ 1/400¦ 1/400¦ 1/400¦ 1/400¦ 1/400¦ 1/400¦ T7003034-005¦ 1/400¦ 1/400¦ 1/400¦ 1/400¦ 1/400¦ T7005034-009¦ T7005034-010¦ 1/400¦ 1/400¦ 1/400¦ 1/400¦ 1/400¦ 1/400¦ 1/400¦ 1/400¦ 1/400¦ 1/400¦ 912정거장 AFC설비 지하2층 평면도 ¦ T5001034-001¦ 912정거장 출입통제설비 지하1층 평면도 ¦ T7009934-001¦ T7009934-002¦ T7009934-003¦ T7009934-004¦ 912정거장 출입통제설비 지하2층 평면도 (1/2)¦ 1/400¦ 912정거장 출입통제설비 지하2층 평면도 (2/2)¦ 1/400¦ 1/400¦ 1/400¦ 1/400¦ T7009934-005¦ T7009934-006¦ 1/400¦ 1/400¦ 912정거장 출입통제설비 지하1층 철거평면도 ¦ 912정거장 출입통제설비 지하2층 철거평면도 (1/2)¦ 912정거장 출입통제설비 지하2층 철거평면도 (2/2)¦ 1/50¦ 75¦ 76¦ 77¦ 78¦ 79¦ 80¦ 81¦ 82¦ 83¦ 84¦ 85¦ 86¦ T¦ 1¦ 0¦ 0¦ 1¦ 0¦ 0¦ 3¦ 0¦ 0¦ 1¦ (912 정거장)¦ 서울시메트로9호선(주) 대체투자(신호 및 통신설비) 타당성조사, 기본 및 실시설계 용역¦ 실 시 설 계 도 면¦ 2019. 03. ¦ [ 통신 설비-905정거장 ]¦ (주)안세기술 컨소시엄¦ 서울시메트로 9호선(주)¦ 서울시메트로9호선(주) 대체투자(신호 및 통신설비) 타당성조사, 기본 및 실시설계 용역¦ 실 시 설 계 도 면¦ 2019. 03. ¦ [ 통신 설비-912정거장 ]¦ (주)안세기술 컨소시엄¦ 서울시메트로 9호선(주)¦
| 1단계_정거장 - 복사본 | 1단계_정거장 - 복사본 | 028. T7003034-001 916정거장 방송설비 지하1층 신설평면도.dwg | P¦ \A1;10,300¦ \A1;10,000¦ \A1;7,500¦ \A1;7,500¦ \A1;5,000¦ \A1;10,000¦ \A1;10,000¦ \A1;10,000¦ \A1;5,000¦ \A1;65,000¦ \A1;7,080¦ \A1;4,950¦ \A1;32,860¦ \A1;7,080¦ \A1;4,950¦ \A1;4,400¦ \A1;4,400¦ 벽부형 3W : 5 EA¦ 천정형 3W : 39 EA¦ S = 1 / 400¦ 903정거장 방송설비 지하1층 신설평면도(2/2)¦ 1/400¦ 904정거장 방송설비 지하1층 신설평면도 (1/2)¦ 0¦ 0¦ 0¦ -¦ 0¦ 0¦ 0¦ 0¦ (기설활용)¦ 지하철 916정거장¦ 여의도¦ 샛강¦ 노량진¦ -¦ T¦ 7¦ 0¦ 0¦ 3¦ 0¦ 3¦ 4¦ 0¦ 1¦ 6¦ : (16) HIV 1.5㎟x2조¦ NOTE¦ : (16) HIV 1.5㎟x5조¦ : (16) HIV 1.5㎟x6조¦ : (22) HIV 1.5㎟x7조¦ : (22) HIV 1.5㎟x8조¦ : (22) HIV 1.5㎟x10조¦ : (16) HIV 1.5㎟x4조¦ : (16) HIV 1.5㎟x3조¦ KEY PLAN¦ X01¦ X00¦ X-01¦ X-02¦ X-03¦ X-04¦ X-05¦ X-06¦ X-07¦ X-08¦ Y00¦ Y01¦ Y03¦ Y05¦ Y06¦ DN¦ DN¦ 공조기계실 1¦ OPEN¦ 내부계단 1¦ 내부계단 2¦ 통로¦ HIV 1.5㎟x2조 (지하2층 SP)¦ TRAY (600x150)¦ (P1:100x100x100)¦ DOWN TO 지하 2층¦ 장애자용¦ 훨체어리프트¦ 벽부형 3W : 2 EA¦ 천정형 3W : 15 EA¦ 지하철 916정거장¦ 여의도¦ 샛강¦ 노량진¦ S = 1 / 400¦ 916정거장 방송설비 지하1층 신설평면도¦ 1/400¦ 916정거장 방송설비 지하1층 신설평면도¦ (기설활용)¦ T¦ 7¦ 0¦ 0¦ 3¦ 0¦ 3¦ 4¦ 0¦ 0¦ 1¦
| 1단계_정거장 - 복사본 | 1단계_정거장 - 복사본 | 001~003. T1001001~003 908 정거장 목록표,범례도, 표지,간지.dwg | (공통 상세도)¦ T¦ 공통¦ 1¦ 0¦ 0¦ 1¦ 0¦ 0¦ 2¦ 0¦ 0¦ 1¦ 공통¦ T¦ 1¦ 0¦ 0¦ 0¦ 0¦ 0¦ 0¦ 0¦ 0¦ 0¦ 네트워크장비 통신기기실 실장도¦ 서지보호기 상세도¦ DU 시스템 상세도¦ DU RACK 상세도¦ RRU 시스템 상세도¦ OFD 48C 상세도¦ OFD 24C 상세도¦ FDF 48C 상세도¦ 실내안테나 설치상세도¦ 옥상안테나폴[5M] 상세도¦ 옴니 안테나 상세도¦ 정류기 상세도¦ RACK 접지상세도¦ 수공 상세도[1/2]¦ 수공 상세도[2/2]¦ 수공철개 상세도¦ PIPING 상세도[1/3]¦ PIPING 상세도[2/3]¦ PIPING 상세도[3/3]¦ TERMINAL BOX 상세도¦ 접지함 상세도¦ WALL PULLBOX DETAIL¦ 여자화장실 INTERPHONE DETAIL¦ RACK 바닥고정 설치상세도¦ 광점퍼코드[OJC]상세도¦ 도면번호¦ 구 분¦ 도 면 명¦ 축 척¦ 도면번호¦ 구 분¦ 축 척¦ 도면번호¦ 구 분¦ 축 척¦ 1¦ 2¦ 도면목록표¦ NONE¦ 3¦ NONE¦ 4¦ NONE¦ 5¦ NONE¦ 6¦ 7¦ 8¦ NONE¦ 9¦ 1/100¦ 10¦ 11¦ 12¦ 13¦ 14¦ 15¦ 16¦ 17¦ 18¦ 19¦ 20¦ 21¦ 22¦ 23¦ 24¦ 25¦ 26¦ 1/600¦ 도 면 명¦ 도 면 명¦ 도 면 목 록 표¦ NONE¦ 도 면 목 록 표¦ S = NONE¦ NONE¦ NONE¦ NONE¦ NONE¦ NONE¦ NONE¦ NONE¦ NONE¦ NONE¦ NONE¦ NONE¦ NONE¦ NONE¦ 정거장 통신설비 계통도¦ 범례도¦ 908정거장 ¦ 27¦ 28¦ 29¦ 30¦ 31¦ 32¦ 33¦ 34¦ 35¦ 908정거장 종합무선중계설비 지하1층 평면도¦ 908정거장 통신기계실 기기배치도 및 바닥 TRAY 설치도¦ 908(증미)역사노드 랙 배치도¦ 36¦ 37¦ 38¦ 39¦ 40¦ 41¦ 42¦ 43¦ 44¦ 공통상세도¦ 45¦ 46¦ NONE¦ NONE¦ NONE¦ NONE¦ NONE¦ 47¦ 48¦ 49¦ 50¦ 51¦ 52¦ 53¦ 54¦ 55¦ 56¦ 57¦ 58¦ 59¦ 60¦ 61¦ 62¦ 63¦ 64¦ 65¦ 66¦ 67¦ 68¦ 69¦ 70¦ 71¦ 72¦ 73¦ 74¦ NONE¦ NONE¦ NONE¦ NONE¦ NONE¦ NONE¦ NONE¦ NONE¦ NONE¦ NONE¦ NONE¦ NONE¦ NONE¦ NONE¦ NONE¦ 심 볼¦ 명 칭¦ 비 고¦ 심 볼¦ 명 칭¦ 비 고¦ ( 36 )¦ ATT¦ 관 로 케 이 블 포 설 (신설)¦ GND¦ MGB¦ 직 매 케 이 블 포 설¦ 트 라 후 내 포 설¦ 천 장 노 출 배 관¦ 케 이 블 접 속¦ 바 닥 배 관¦ 전 선 관 규 격¦ 전 선 관 상 향¦ 전 선 관 하 향¦ 전 선 관 통 과¦ 분 전 반¦ U T P 단 자 함¦ 주 접 지 단 자 함¦ 접 지 단 자 함¦ 천 장 형 풀 박 스¦ 기 설 천 장 형 풀 박 스¦ 벽 부 형 풀 박 스¦ 아 웃 레 트 박 스¦ 인 공¦ 수 공 (신 설)¦ 모 듈 러 잭 (R J - 4 5)¦ 구 내 전 화¦ 역 간 직 통 전 화¦ 사 령 전 화¦ 키 폰 전 화 모 장 치¦ 키 폰 전 화 자 장 치¦ 인 터 폰 자 장 치¦ 모 사 전 송 장 치¦ 콜 폰¦ T V 단 자¦ 장 애 자 용 유 도 음 향 장 치¦ 증 폭 기¦ 천 장 형 스 피 커 (3 W)¦ 벽 부 형 스 피 커 (3 W)¦ 벽 부 형 스 피 커 (3 W)¦ 천 장 형 스 피 커 (5 W)¦ 벽 부 형 스 피 커 (5 W)¦ 컬 럼 형 스 피 커 (20 W)¦ 음 량 조 절 기¦ H I V 1 . 5 ㎟ x 3 조¦ 안 테 나¦ 카 메 라¦ 펜 틸 트 카 메 라¦ 열 차 행 선 안 내 게 시 기¦ 부 모 시 계¦ 자 시 계¦ 사 각 시 계¦ M¦ 방 송 단 자 함¦ P¦ P¦ KP¦ KP¦ H¦ M¦ G¦ PA AMP¦ T¦ 기 설 벽 부 형 풀 박 스¦ INT¦ H o r n 스 피 커 (30 W)¦ 4D¦ AMP¦ T V 분 배 기¦ T V 증 폭 기¦ C/R¦ ACU¦ 출 입 통 제 자 장 치¦ 출 입 통 제 주 장 치¦ 종 단 저 항¦ (200x200x100)¦ (400x500x150)¦ 심 볼¦ 명 칭¦ 비 고¦ SMS¦ ATVM¦ AAM¦ AGM¦ 자 동 발 매 기¦ 자 동 정 산 기¦ 역 단 위 전 산 기¦ 개 집 표 기¦ 케 이 블 트 레 이¦ 일 반 전 화 (국선)¦ KT¦ ATTENUATOR 포함¦ 수치규격표시¦ 수치규격표시¦ 분 배 기¦ D¦ 승 강 장 천 장 노 출 배 관¦ (36) : 수치규격표시¦ 인터폰¦ 모장치¦ 인 터 폰 모 장 치¦ MSC¦ MWS¦ 시스템박스¦ 컬 럼 형 스 피 커 (10 W)¦ INSTALLATION OF DUCT SYSTEM¦ INSTALLATION OF DIRECTBURIED CABLE¦ INSTALLATION OF TROUGH SYSTEM¦ CABLE TRAY¦ CABLE IN CONDUIT CELING EXPOSED¦ CABLE JOINT¦ CABLE IN CONDUIT FLOOR EXPOSED¦ CONDUIT SIZE¦ CONDUIT GOING UPWARD¦ CONDUIT GOING DOWNWARD¦ CONDUIT PASSING¦ POWER DISTRIBUTION BOARD¦ UTP TERMINAL BOX¦ PUBLIC ADDRESS TERMINAL BOX¦ MAIN GROUND BOX¦ EARTH TERMINAL BOX¦ CEILING PULL BOX¦ CEILING PULL BOX¦ WALL PULL BOX¦ WALL PULL BOX¦ MODULAR JACK¦ SYSTEM BOX¦ INTERIOR TELEPHONE¦ MAGNETIC TELEPHONE¦ DISPATCH TELEPHONE¦ KEYPHONE MASTER¦ KEYPHONE SLAVE¦ AUTOMATIC TELEPHONE¦ INTERPHONE MASTER¦ INTERPHONE SLAVE¦ FACSIMILE¦ CALL PHONE¦ OUTLET FOR TV¦ AMPLIFILER¦ SPEAKER (CEILING MOUNTED TYPE)¦ SPEAKER (WALL MOUNTED TYPE)¦ SPEAKER (WALL MOUNTED TYPE)¦ SPEAKER (CEILING MOUNTED TYPE)¦ SPEAKER (WALL MOUNTED TYPE)¦ SPEAKER (COLUMN MOUNTED TYPE)¦ SPEAKER (COLUMN MOUNTED TYPE)¦ SPEAKER (HORN MOUNTED TYPE)¦ ATTENUATOR¦ DISTRIBUTOR FOR TV¦ BOOSTER FOR TV¦ CAMERA FOR CCTV¦ PANTILTED CAMERA¦ DISPLAY FOR TRAIN DESTINATION INDICATION¦ REPEAT ELETRIC CLOCK¦ SLAVE ELECTRIC CLOCK (WALL MOUNTED TYPE)¦ INDEPENDENCE OUTSIDE CLOCK¦ ACCESS CONTROL UNIT¦ CARD READER¦ ANTENNA¦ DISTRIBUTOR FOR RADIO COMMUNICATION¦ DUMMY LOAD¦ STATION MONITORING SYSTEM¦ AUTOMATIC TICKET VENDING MACHINE¦ AUTOMATIC ADD FARE MACHINE¦ AUTOMATIC GATE MACHINE¦ CABLE IN CONDUIT CELING EXPOSED FOR PALTFORM¦ OUTLET BOX¦ Man Hole¦ Hand Hole¦ 토크백¦ 모장치¦ 토 크 백 모 장 치¦ TALK BACK MASTER¦ 수 공 (기 설)¦ H¦ Hand Hole¦ 관 로 케 이 블 포 설 (기설)¦ INSTALLATION OF DUCT SYSTEM¦ 콤바이너¦ c¦ COMBINER¦ 소 방 무 선 접 속 단 자 함¦ RADIO TERMINAL CONNECTION BOX FOR THE FIRE¦ 관 리 역 전 산 기¦ MANAGING STATION COMPUTER¦ 유 지 보 수 전 산 기¦ MAINTENCE WORK STATION¦ 연 선 전 화¦ WAY SIDE TELEPHONE¦ 토 크 백¦ TALK BACK¦ Vmh¦ VMT¦ 환급기¦ V M 수 신 기¦ V M 송 신 기¦ 출 입 구 및 환 승 통 로 안 내 게 시 기¦ L¦ 환 급 기¦ 범 례 도¦ NONE¦ 범 례 표¦ S = NONE¦ 서지보호기 상세도¦ DU 시스템 상세도¦ OPDP 상세도¦ RRU 시스템 상세도¦ OFD 48C 상세도¦ FDF 48C 상세도¦ 실내안테나 설치상세도¦ 옴니 안테나 상세도¦ RACK 접지상세도¦ PIPING 상세도[1/3]¦ PIPING 상세도[2/3]¦ PIPING 상세도[3/3]¦ TERMINAL BOX 상세도¦ 접지함 상세도¦ WALL PULLBOX DETAIL¦ 여자화장실 INTERPHONE DETAIL¦ RACK 바닥고정 설치상세도¦ 광점퍼코드[OJC]상세도¦ 방송설비 설치 상세도¦ 천정형 P/T BRACKET 설치 상세도¦ 자시계 외형도¦ 카메라 설치 상세도¦ 행선안내 표시기 외형도¦ 행선안내 표시기 현장 설치도¦ 출입구 및 환승통로 게시기 상세도¦ 출입통제시스템 설치 상세도¦ 종합무선중계설비 상세도¦ 발매기 설치 상세도¦ AFC PIPING DETAIL¦ AGM CHANEL BASE 설치 상세도¦ 무선통신 외부단자 및 공시청 안테나 설치 상세도¦ T1001002-001¦ T1001003-001¦ T1001004-001¦ 908정거장 CIRCUIT WIRING SYSTEM DIAGRAM / 철거¦ 908정거장 CIRCUIT WIRING SYSTEM DIAGRAM / 신설¦ 908정거장 통신기계실 & 안전관리실 CABLE WIRING DIAGRAM¦ 908정거장 종합무선중계,열차무선설비 DIAGRAM¦ 908정거장 종합무선중계설비 지하2층 평면도¦ 1/600¦ 908정거장 역사 L3스위치 인터페이스 구성도¦ T1001026-001¦ T1001026-002¦ T4009934-001¦ T4009934-002¦ T9103026-001¦ T9103075-001¦ T9103066-001¦ T9103038-001¦ T9103038-002¦ T9103038-003¦ T9103038-004¦ T9103038-005¦ T9103038-006¦ T9103038-007¦ T9103038-008¦ T9103038-009¦ T9103038-010¦ T9103038-011¦ T9103038-012¦ T9103038-013¦ T9103038-014¦ T9103038-015¦ T9103038-016¦ T9103038-017¦ T9103038-018¦ T9103038-019¦ T9103038-020¦ T9103038-021¦ T9103038-022¦ T9103038-023¦ T9103038-024¦ T9103038-025¦ T9103038-026¦ T9103038-027¦ T9103038-028¦ T9103038-029¦ T9103038-030¦ T9103038-031¦ 908정거장 COMMUNICATION CABLE WIRING DIAGRAM¦ 908정거장 전화설비 지하1층 신설평면도¦ 908정거장 CCTV,TDI,시계설비 CABLE WIRING DIAGRAM¦ 908정거장 CCTV,TDI,시계설비 지하1층 신설평면도 ¦ 908정거장 안전관리실 기기배치도 및 바닥 TRAY 설치도¦ 908정거장 전화설비 지하2층 신설평면도 ¦ 908정거장 전화설비 지하3층 신설평면도(1/2)¦ 908정거장 전화설비 지하3층 신설평면도(2/2)¦ 908정거장 전화설비 지하1층 철거평면도¦ 908정거장 전화설비 지하2층 철거평면도¦ 908정거장 전화설비 지하3층 철거평면도(1/2)¦ 908정거장 전화설비 지하3층 철거평면도(2/2)¦ 908정거장 CCTV,TDI,시계설비 지하2층 신설평면도 ¦ 908정거장 CCTV,TDI,시계설비 지하3층 신설평면도(1/2)¦ 908정거장 CCTV,TDI,시계설비 지하3층 신설평면도(2/2)¦ 908정거장 CCTV,TDI,시계설비 지하1층 철거평면도¦ 908정거장 CCTV,TDI,시계설비 지하2층 철거평면도 ¦ 908정거장 CCTV,TDI,시계설비 지하3층 철거평면도(1/2)¦ 908정거장 CCTV,TDI,시계설비 지하3층 철거평면도(2/2)¦ 908정거장 방송설비 지하2층 신설평면도 ¦ 908정거장 방송설비 지하3층 신설평면도(1/2)¦ 908정거장 방송설비 지하3층 신설평면도(2/2)¦ 908정거장 방송설비 지하1층 신설평면도 ¦ 908정거장 방송설비 CABLE WIRING DIAGRAM¦ 908정거장 AFC SYSTEM DIAGRAM¦ 908정거장 AFC SYSTEM DIAGRAM / 철거¦ 908정거장 AFC CABLE WIRING DIAGRAM¦ 908정거장 AFC CABLE WIRING DIAGRAM / 철거¦ 908정거장 출입통제설비 CABLE WIRING DIAGRAM ¦ 908정거장 출입통제설비 CABLE WIRING DIAGRAM / 철거¦ T7001034-001¦ T7001034-002¦ T7001034-003¦ T7001034-004¦ T7001034-005¦ T7001034-006¦ T7001034-007¦ T7001034-008¦ T7003034-001¦ T7003034-002¦ T7003034-003¦ T7003034-004¦ T7005034-001¦ T7005034-002¦ T7005034-003¦ T7005034-004¦ T7005034-005¦ T7005034-006¦ T7005034-007¦ T7005034-008¦ 908정거장 AFC설비 지하1층 평면도 ¦ T5001034-001¦ 908정거장 출입통제설비 지하1층 평면도 ¦ T7009934-001¦ T7009934-002¦ T7009934-003¦ T7009934-004¦ 908정거장 출입통제설비 지하2층 평면도 ¦ 908정거장 출입통제설비 지하2층 철거평면도 ¦ 908정거장 AFC설비 지하2층 장비배치도¦ 908정거장 AFC설비 지하2층 장비배치도 / 철거¦ T1001026-003¦ T1001026-004¦ T1001026-005¦ T1001026-006¦ T1001026-007¦ T1001026-008¦ T1001026-009¦ T1001026-010¦ T1001026-011¦ T1001026-012¦ T1001026-013¦ 908정거장 AFC설비 지하2층 평면도 ¦ T5001034-002¦ 908정거장 출입통제설비 지하1층 철거평면도 ¦ T9103066-002¦ T9103066-003¦ T9103066-004¦ NONE¦ NONE¦ NONE¦ NONE¦ NONE¦ NONE¦ NONE¦ NONE¦ NONE¦ NONE¦ NONE¦ 1/400¦ 1/400¦ 1/400¦ 1/400¦ 1/400¦ 1/400¦ 1/400¦ 1/400¦ 1/400¦ 1/400¦ 1/400¦ 1/400¦ 1/400¦ 1/400¦ 1/400¦ 1/400¦ 1/400¦ 1/400¦ 1/400¦ 1/400¦ 1/400¦ 1/400¦ 1/400¦ 1/400¦ 1/400¦ 1/400¦ 1/50¦ 1/600¦ 1/600¦ 75¦ 76¦ 77¦ 78¦ 79¦ 80¦ 81¦ T¦ 1¦ 0¦ 0¦ 1¦ 0¦ 0¦ 3¦ 0¦ 0¦ 1¦ 서울시메트로9호선(주) 대체투자(신호 및 통신설비) 타당성조사, 기본 및 실시설계 용역¦ 실 시 설 계 도 면¦ 2019. 03. ¦ [ 통신 설비-908정거장 ]¦ (주)안세기술 컨소시엄¦ 서울시메트로 9호선(주)¦ 서울시메트로9호선(주) 대체투자(신호 및 통신설비) 타당성조사, 기본 및 실시설계 용역¦ 실 시 설 계 도 면¦ 2019. 03. ¦ [ 통신 설비-905정거장 ]¦ (주)안세기술 컨소시엄¦ 서울시메트로 9호선(주)¦ (908 정거장)¦
| 1단계_정거장 - 복사본 | 1단계_정거장 - 복사본 | 030. T7001034-012 종합관리 및 복지후생동 구내통신설비 지상3층 철거평면도.dwg | T¦ 배선반¦ H/E¦ GND¦ AMP¦ 광HUB¦ IDF¦ HUB¦ \A1;3,100¦ \A1;3,000¦ \A1;500¦ \A1;7,700¦ \A1;67,100¦ \A1;6,600¦ \A1;6,600¦ \A1;6,600¦ \A1;6,600¦ \A1;6,600¦ \A1;6,600¦ \A1;6,600¦ \A1;6,600¦ \A1;6,600¦ \A1;2,100¦ \A1;7,500¦ \A1;7,500¦ \A1;27,900¦ \A1;3,300¦ \A1;2,500¦ \A1;5,000¦ \A1;7,500¦ \A1;3,300¦ \A1;4,200¦ \A1;3,200¦ \A1;3,400¦ \A1;3,200¦ \A1;3,400¦ \A1;5,700¦ \A1;1,800¦ \A1;600¦ MTG. room¦ 회의실¦ 갱의실 (남)¦ 기술부¦ 본부장실¦ 기술본부장¦ 비서실¦ 기술본부장실¦ 기술본부 사무실1¦ 기술본부¦ 사무실2¦ X01¦ X02¦ X03¦ X04¦ X05¦ X06¦ X07¦ X08¦ X09¦ X10¦ X11¦ Y01¦ Y02¦ Y04¦ Y05¦ Y06¦ Y03¦ 전산운영실¦ 갱의실 (여)¦ 공조실¦ 유지보수실¦ 통합전원실¦ NOTE¦ (16) UTP Cat.5E 4Px2조¦ (22) UTP Cat.5E 4Px4조¦ ux2¦ ux4¦ (28) UTP Cat.5E 4Px6조¦ ux6¦ (22)x2 UTP Cat.5E 4Px8조¦ ux8¦ (28)x2 UTP Cat.5E 4Px10조¦ ux10¦ (28)x2 UTP Cat.5E 4Px12조¦ ux12¦ x2¦ ux2¦ 2D¦ 종합사령실/기계실¦ MIS/AFC실¦ 기술본부¦ 사무실3¦ CCM-1¦ x8 ¦ x2 ¦ (P19:300x300x200)¦ (28) FR-CV 2C/4.0㎟x1조 (TV AMP POWER)¦ (22) 7C-HFBTx1조 (TV AMP)¦ H¦ G¦ (P17:200x200x100)¦ M/A-1¦ (16) ECX 5C-2Vx1조 (CAMERA)(철거)¦ F¦ (P15:400x400x200)¦ (16) UTP Cat.5E 4Px2조 (출입통제)¦ D¦ C¦ [광24Port] ¦ [IDF No.5]¦ 100P¦ x2 ¦ x2 ¦ x4 ¦ x4 ¦ x4 ¦ R¦ x2 ¦ 100P [IDF No.5]¦ [32Port]¦ x2 ¦ (P16:100x100x100)¦ (22) 5C-HFBTx2조 (TV)¦ (16) HIV 1.5㎟x4조 (CLOCK)¦ 공중전화¦ UTP 25P¦ [TB No.5]¦ (22) UTP Cat.5E 4Px3조 (공중전화)¦ (16) F-GV 4.0㎟x1조 (GND)¦ 6D¦ L¦ (P20:300x300x200)¦ (22) 5C-HFBTx2조 (TV)¦ (16) UTP Cat.5E 4Px2조 (공조실)¦ (16) HIV 1.5㎟x4조 (CLOCK)¦ (36) UTP Cat.5E 4Px8조 (유지보수실)¦ (16) ECX 5C-2Vx1조 (CAMERA)(철거)¦ (P18:200x200x100)¦ HALL-4¦ I¦ K¦ (16) ECX 5C-2Vx1조 (CAMERA)(철거)¦ ux8¦ ux8¦ ux24¦ ux8¦ ux8¦ ux6¦ ux16¦ ux4¦ ux32¦ ux12¦ (16) UTP Cat.5E 4Px2조 (기술본부사무실2)¦ (54) UTP Cat.5E 25Px4조 (기술본부사무실1)¦ (22) F-GV 4.0㎟x2조 (GND)¦ B¦ (16) 5C-HFBTx1조 (TV)¦ (기술본부장 비서실, 기술본부장실)¦ (16) HIV 1.5㎟x2조 (CLOCK)¦ (22)x2 UTP Cat.5E 4Px4조x2¦ (22) 5C-HFBTx2조 (TV)¦ (16) UTP Cat.5E 4Px2조 (전산운영실)¦ (16) HIV 1.5㎟x4조 (CLOCK)¦ ux4¦ ux16¦ ux2¦ E¦ A¦ A¦ (22) 5C-HFBTx2조 (TV)¦ (16) HIV 1.5㎟x4조 (CLOCK)¦ B¦ CABLE TRAY (W:600)¦ UTP Cat.5E 4Px2조 (전산운영실)¦ UTP Cat.5E 4Px4조 (기술부본부장실)¦ UTP Cat.5E 4Px2조 (기술본부장 비서실)¦ UTP Cat.5E 4Px4조 (기술본부장실)¦ 5C-HFBTx1조 (TV)¦ HIV 1.5㎟x2조 (CLOCK)¦ D¦ DOWN TO MIS/AFC실 ACCESS FLOOR¦ TRAY (W:600)¦ UTP Cat.5E 25Px4조 (MIS/AFC실)¦ OF-SM-12Corex1조 (MIS/AFC실)¦ OF-SM-8Corex3조 (검사고, 주공장, 중정비쎈타 광S/W HUB)¦ OF-MM-8Corex4조 (당직실, 기전부/시설부, 종합사령실, 접견실 광S/W HUB)¦ OF-MM-8Corex2조 (화상서버용)¦ F-GV 4.0㎟x1조 (GND)¦ E¦ CABLE TRAY (W:600)¦ UTP Cat.5E 25Px4조 (MIS/AFC실)¦ OF-SM-12Corex1조 (MIS/AFC실)¦ OF-SM-8Corex3조 (검사고, 주공장, 중정비쎈타 광S/W HUB)¦ OF-MM-8Corex4조 (당직실, 회의실, 종합사령실, 접견실 광S/W HUB)¦ OF-MM-8Corex2조 (화상서버용)¦ 5C-HFBTx2조 (TV)¦ HIV 1.5㎟x2조 (CLOCK)¦ F-GV 4.0㎟x1조 (GND)¦ UTP Cat.5E 25Px4조 (기술본부사무실1)¦ F¦ G¦ H¦ DOWN TO 지상2층 EPS실¦ CABLE TRAY (W:600)¦ SPIRAL SLEEVE(난연) 28mmx8조¦ OF-SM-46Corex2조 (본선)¦ OF-SM-4Corex1조 (열차무선)¦ UTP Cat.5E 4Px3조 (공중전화)¦ ECX 5C-2Vx6조 (CAMERA)(철거)¦ UTP Cat.5E 25Px4조x2 (회의실, 재무.회계팀)¦ F-GV 4.0㎟x1조 (GND)¦ UTP Cat.5E 4Px4조 (출입통제)¦ UTP Cat.5E 25Px2조x2 (전기실, 식당)¦ FR-CV 2C/4.0㎟x2조 (TV AMP POWER)¦ HIV 1.5㎟x8조 (CLOCK)¦ 7C-HFBTx1조 (TV AMP)¦ FR-CVVSB 20C/1.5㎟x2조 (검사고, 주공장 방송)¦ F/S(J.F) 0.65x25P(50%차폐)x1조 (본선)¦ F/S(J.F) 0.65x50P(50%차폐)x1조 (모타카고)¦ F/S(J.F) 0.65x25P(50%차폐)x3조 (변전소, 경비실(정문), 경비실(후문))¦ F/S(J.F) 0.65x100P(50%차폐)x4조 (검사고, 주공장, 중정비쎈타, 901국선)¦ FR-CVVSB 2C/2.5㎟x2조 (검사고, 주공장 CLOCK)¦ MIC-SH 2C/0.75㎟x2조x2 (검사고, 주공장 방송)¦ 10C-HFBTx5조 (검사고, 주공장, 부속동, 901정거장 TV)¦ FR-CVVSB 3C/2.5㎟x15조 (부속동 SP)¦ UTP Cat.5E 25Px6조 (당직실)¦ UTP Cat.5E 25Px1조 (감시실)¦ FR-CVVSB 6C/1.5㎟x2조 (변전소 출입통제)¦ OF-SM-8Corex3조 (검사고, 주공장, 중정비쎈타 광S/W HUB)¦ OF-MM-8Corex2조 (당직실, 기전부/시설부 광S/W HUB)¦ FR-CV 2C/4.0㎟x3조 (TV AMP POWER)¦ 인터폰선 0.6x2Px1조 (인터폰)¦ I¦ J¦ TRAY (W:600)¦ OF-SM-46Corex2조 (본선)¦ OF-SM-4Corex1조 (열차무선)¦ UTP Cat.5E 4Px10조 (출입통제)¦ UTP Cat.5E 25Px6조 (종합사령실)¦ DOWN TO 종합사령실 기계실 ACCESS FLOOR¦ UTP Cat.5E 25Px4조x2 (접견실, 비서실)¦ UTP Cat.5E 25Px1조 (감시실)¦ UTP Cat.5E 4Px6조 (공중전화)¦ OF-SM-12Corex1조 (MIS/AFC실)¦ OF-MM-8Corex2조 (화상서버용)¦ UTP Cat.5E 25Px4조 (마켓팅)¦ UTP Cat.5E 25Px4조 (운용본부사무실)¦ K¦ (36) UTP Cat.5E 4Px10조 (공조실, 유지보수실)¦ (22) 5C-HFBTx2조 (TV)¦ (16) HIV 1.5㎟x4조 (CLOCK)¦ (16) UTP Cat.5E 4Px2조 (출입통제)¦ L¦ UP TO 종합사령실¦ CABLE TRAY (W:450)¦ ECX 5C-2Vx30조 (MONITOR)¦ ECX 5C-2Vx5조 (DVR)¦ UL 2919-AMESB 24AWGx4Px2조 (사령, 행선안내방송)¦ UL 2919-AMESB 24AWGx4Px3조 (Data, Rail Condition)¦ UL 2919-AMESB 24AWGx4Px2조 (제어)¦ UL 2919-AMESB 24AWGx4Px3조 (VOICE/DATA)¦ MIC-SH 2C/0.75㎟x2조 (MIC)¦ FR-CVVSB 20C/2.0㎟x4조 (제어)¦ FR-GV 6.0㎟x6조 (종합사령실)¦ FR-CV 3C/4.0㎟x6조 (종합사령실)¦ FR-CVVSB 2C/1.5㎟x5조 (REMOTE CONTROL)¦ (P14:300x300x200)¦ ux16¦ ux12¦ ux12¦ ux24¦ x2 ¦ (16) UTP Cat.5E 4Px2조 (출입통제)¦ J¦ x2 ¦ (22) UTP Cat.5E 4Px4조¦ c¦ CABLE TRAY (W:600)¦ UTP Cat.5E 4Px4조 (기술본부사무실 HUB)¦ ux4¦ x2 ¦ 2D¦ ux4¦ ux4¦ ux4¦ ux8¦ ux8¦ ux4¦ ux4¦ ux12¦ ux8¦ ux8¦ ux4¦ ux4¦ ux4¦ ux4¦ (22) UTP Cat.5E 4Px4조 (기술본부사무실2,3)¦ , 기술본부장 비서실, 기술본부장실)¦ (22)x3 UTP Cat.5E 4Px4조x3 (기술부 본부장실¦ CABLE TRAY (W:600)¦ ECX 5C-2Vx3조 (CAMERA)(철거)¦ UTP Cat.5E 25Px4조 (마켓팅)¦ UTP Cat.5E 25Px4조 (운영본부사무실)¦ UP TO 지상4층 EPS실¦ OF-SM-8Corex2조 (종합사령실, 접견실 광S/W HUB)¦ UTP Cat.5E 25Px6조 (종합사령실)¦ UTP Cat.5E 4Px2조 (출입통제)¦ 5C-HFBTx2조 (TV)¦ HIV 1.5㎟x4조 (CLOCK)¦ F-GV 4.0㎟x1조 (GND)¦ FR-CVVSB 4C/1.5㎟x1조 (전기시계 GPS ANT)¦ FR-HFC-22Dx7조 (열차무선 ANT)¦ FR-CVVS 2C/1.5㎟x2조 (옥상 혼형 스피커)¦ 10C-HFBTx1조 (방송설비 위성ANT)¦ 10C-HFBTx1조 (TV공시청 위성ANT)¦ 10C-HFBTx1조 (TV공시청 ANT]¦ 10C-HFBTx1조 (방송설비 FM ANT]¦ FR-CV 3C/4.0㎟x1조 (전기시계 GPS ANT)¦ F-GV 16㎟x2조 (ANT접지)¦ UTP Cat.5E 4Px2조 (전산운영실)¦ UTP Cat.5E 4Px4조 (기술부본부장실)¦ UTP Cat.5E 4Px4조 (기술본부장실)¦ UTP Cat.5E 4Px4조 (기술본부장 비서실)¦ UTP Cat.5E 25Px2조x2 (전기실, 식당)¦ UTP Cat.5E 25Px6조 (당직실)¦ UTP Cat.5E 25Px4조x2 (회의실, 재무.회계팀)¦ UTP Cat.5E 25Px4조 (기술본부사무실 )¦ UTP Cat.5E 25Px4조 (MIS/AFC실)¦ 5C-HFBTx2조 (TV)¦ HIV 1.5㎟x14조 (CLOCK)¦ F-GV 4.0㎟x1조 (GND)¦ FR-CVVSB 4C/1.5㎟x1조 (전기시계 GPS ANT)¦ FR-HFC-22Dx7조 (열차무선 ANT)¦ FR-CVVS 2C/1.5㎟x2조 (옥상 혼형 스피커)¦ 10C-HFBTx1조 (방송설비 위성ANT)¦ 10C-HFBTx1조 (TV공시청 위성ANT)¦ 10C-HFBTx1조 (TV공시청 ANT]¦ 10C-HFBTx1조 (방송설비 FM ANT]¦ FR-CV 3C/4.0㎟x1조 (전기시계 GPS ANT)¦ F-GV 16㎟x2조 (ANT접지)¦ F/S(J.F) 0.65x25P(50%차폐)x1조 (본선)¦ F/S(J.F) 0.65x50P(50%차폐)x1조 (모타카고)¦ F/S(J.F) 0.65x100P(50%차폐)x4조 (검사고, 주공장, 중정비쎈타, 901국선)¦ FR-CVVSB 2C/2.5㎟x2조 (검사고, 주공장 CLOCK)¦ MIC-SH 2C/0.75㎟x2조x2 (검사고, 주공장 방송)¦ 10C-HFBTx5조 (검사고, 주공장, 부속동, 901정거장 TV)¦ FR-CVVSB 3C/2.5㎟x15조 (부속동 SP)¦ FR-CVVSB 20C/1.5㎟x2조 (검사고, 주공장 방송)¦ F/S(J.F) 0.65x25P(50%차폐)x3조 (변전소, 경비실(정문), 경비실(후문))¦ FR-CVVSB 6C/1.5㎟x2조 (변전소 출입통제)¦ FR-CV 2C/4.0㎟x3조 (TV AMP POWER)¦ ECX 5C-2Vx14조 (CAMERA)(철거)¦ UTP Cat.5E 4Px10조 (유지보수실, 공조실)¦ TRAY (W:600)¦ OF-SM-46Corex2조 (본선)¦ OF-SM-4Corex1조 (열차무선)¦ UTP Cat.5E 4Px8조 (출입통제)¦ UTP Cat.5E 25Px6조 (종합사령실)¦ UTP Cat.5E 25Px4조x2 (접견실, 비서실)¦ UTP Cat.5E 25Px1조 (감시실)¦ UTP Cat.5E 4Px6조 (공중전화)¦ OF-SM-12Corex1조 (MIS/AFC실)¦ OF-MM-8Corex2조 (화상서버용)¦ UTP Cat.5E 25Px4조 (마켓팅)¦ UTP Cat.5E 25Px4조 (운용본부사무실)¦ UTP Cat.5E 25Px2조x2 (전기실, 식당)¦ UTP Cat.5E 25Px6조 (당직실)¦ UTP Cat.5E 25Px4조x2 (회의실, 재무.회계팀)¦ UTP Cat.5E 25Px4조 (기술본부사무실 )¦ UTP Cat.5E 25Px4조 (MIS/AFC실)¦ 5C-HFBTx2조 (TV)¦ HIV 1.5㎟x14조 (CLOCK)¦ F-GV 4.0㎟x1조 (GND)¦ FR-CVVSB 4C/1.5㎟x1조 (전기시계 GPS ANT)¦ FR-HFC-22Dx7조 (열차무선 ANT)¦ FR-CVVS 2C/1.5㎟x2조 (옥상 혼형 스피커)¦ 10C-HFBTx1조 (방송설비 위성ANT)¦ 10C-HFBTx1조 (TV공시청 위성ANT)¦ 10C-HFBTx1조 (TV공시청 ANT]¦ 10C-HFBTx1조 (방송설비 FM ANT]¦ FR-CV 3C/4.0㎟x1조 (전기시계 GPS ANT)¦ F-GV 16㎟x2조 (ANT접지)¦ F/S(J.F) 0.65x25P(50%차폐)x1조 (본선)¦ F/S(J.F) 0.65x50P(50%차폐)x1조 (모타카고)¦ F/S(J.F) 0.65x100P(50%차폐)x4조 (검사고, 주공장, 중정비쎈타, 901국선)¦ FR-CVVSB 2C/2.5㎟x2조 (검사고, 주공장 CLOCK)¦ MIC-SH 2C/0.75㎟x2조x2 (검사고, 주공장 방송)¦ 10C-HFBTx5조 (검사고, 주공장, 부속동, 901정거장 TV)¦ FR-CVVSB 20C/1.5㎟x2조 (검사고, 주공장 방송)¦ F/S(J.F) 0.65x25P(50%차폐)x3조 (변전소, 경비실(정문), 경비실(후문))¦ FR-CVVSB 6C/1.5㎟x2조 (변전소 출입통제)¦ FR-CV 2C/4.0㎟x3조 (TV AMP POWER)¦ ECX 5C-2Vx13조 (CAMERA)(철거)¦ TRAY (W:600)¦ OF-SM-46Corex2조 (본선)¦ OF-SM-4Corex1조 (열차무선)¦ UTP Cat.5E 4Px8조 (출입통제)¦ UTP Cat.5E 25Px6조 (종합사령실)¦ UTP Cat.5E 25Px4조x2 (접견실, 비서실)¦ UTP Cat.5E 25Px1조 (감시실)¦ UTP Cat.5E 4Px3조 (공중전화)¦ OF-SM-12Corex1조 (MIS/AFC실)¦ OF-MM-8Corex2조 (화상서버용)¦ UTP Cat.5E 25Px4조 (마켓팅)¦ UTP Cat.5E 25Px4조 (운용본부사무실)¦ UTP Cat.5E 25Px2조x2 (전기실, 식당)¦ UTP Cat.5E 25Px6조 (당직실)¦ UTP Cat.5E 25Px4조x2 (회의실, 재무.회계팀)¦ 5C-HFBTx2조 (TV)¦ HIV 1.5㎟x14조 (CLOCK)¦ F-GV 4.0㎟x1조 (GND)¦ FR-CVVSB 4C/1.5㎟x1조 (전기시계 GPS ANT)¦ FR-HFC-22Dx7조 (열차무선 ANT)¦ FR-CVVS 2C/1.5㎟x2조 (옥상 혼형 스피커)¦ 10C-HFBTx1조 (방송설비 위성ANT)¦ 10C-HFBTx1조 (TV공시청 위성ANT)¦ 10C-HFBTx1조 (TV공시청 ANT]¦ 10C-HFBTx1조 (방송설비 FM ANT]¦ FR-CV 3C/4.0㎟x1조 (전기시계 GPS ANT)¦ F-GV 16㎟x2조 (ANT접지)¦ F/S(J.F) 0.65x25P(50%차폐)x1조 (본선)¦ F/S(J.F) 0.65x50P(50%차폐)x1조 (모타카고)¦ F/S(J.F) 0.65x100P(50%차폐)x4조 (검사고, 주공장, 중정비쎈타, 901국선)¦ FR-CVVSB 2C/2.5㎟x2조 (검사고, 주공장 CLOCK)¦ MIC-SH 2C/0.75㎟x2조x2 (검사고, 주공장 방송)¦ 10C-HFBTx5조 (검사고, 주공장, 부속동, 901정거장 TV)¦ FR-CVVSB 20C/1.5㎟x2조 (검사고, 주공장 방송)¦ F/S(J.F) 0.65x25P(50%차폐)x3조 (변전소, 경비실(정문), 경비실(후문))¦ FR-CVVSB 6C/1.5㎟x2조 (변전소 출입통제)¦ FR-CV 2C/4.0㎟x3조 (TV AMP POWER)¦ ECX 5C-2Vx13조 (CAMERA)(철거)¦ UTP Cat.5E 25Px4조 (MIS/AFC실)¦ OF-SM-12Corex1조 (MIS/AFC실)¦ OF-SM-8Corex3조 (검사고, 주공장, 중정비쎈타 광S/W HUB)¦ OF-MM-8Corex4조 (당직실, 기전부/시설부, 종합사령실, 접견실 광S/W HUB)¦ OF-MM-8Corex2조 (화상서버용)¦ F-GV 4.0㎟x1조 (GND)¦ UTP Cat.5E 4Px10조 (유지보수실, 공조실)¦ 19.23¦ 20.24¦ 13.17¦ 14.18¦ 11.15¦ 12.16¦ 17.21¦ 18.22¦ 15.19¦ 16.20¦ 9.13¦ 10.14¦ 5.5¦ 6.6¦ 7.7¦ 3.3¦ 4.4¦ 1.1¦ 2.2¦ 1.1¦ 2.2¦ 3.3¦ 4.4¦ 5.5¦ 6.6¦ 7.7¦ 8.8¦ 15.15¦ 16.16¦ 13.13¦ 14.14¦ 11.11¦ 12.12¦ 9.9¦ 10.10¦ 17.17¦ 18.18¦ 19.19¦ 20.20¦ 23.23¦ 24.24¦ 21.21¦ 22.22¦ 51¦ 51¦ 52¦ 52¦ 35.35¦ 36.36¦ 33.33¦ 34.34¦ 31.31¦ 32.32¦ 41.41¦ 42.42¦ 39.39¦ 40.40¦ 37.37¦ 38.38¦ 43.43¦ 44.44¦ 45.45¦ 46.46¦ 47.47¦ 48.48¦ 29.29¦ 30.30¦ 27.27¦ 28.28¦ 25.25¦ 26.26¦ 50¦ 50¦ 49¦ 49¦ 8.8¦ 3.15¦ 9.10¦ 11.12¦ 인터폰선 0.6x2Px1조 (인터폰)¦ 3.13.01¦ 3.14.50¦ 3.11.01¦ 3.12.50¦ 종합관리 및 복지후생동 구내통신설비 지상3층 철거평면도¦ S = 1/300¦ 차량기지¦ 차량기지¦ 종합관리 및 복지후생동 구내통신설비 지상3층¦ 1/300¦ 철거평면도¦ T¦ 7¦ 0¦ 0¦ 1¦ 0¦ 3¦ 4¦ 0¦ 1¦ 2¦ P¦ C/R¦